P95 |  |  |  |  | 888986.2044 | 887644.9038 | 724349.8073 | 696449.1237 | 738181.2172 | 620264.3186 | 673439.7617 | 571169.1349 | 573576.6943 | 653834.6232 | 516781.9452 | 541484.686 | 542148.5552 | 519448.4518 | 492868.609 | 472768.361
NETPOS - Net Position (MWh)
MEAN |  |  |  |  | 44488.5051 | 43184.4853 | 32060.3426 | 26139.3348 | 24169.8037 | 22443.9334 | 22644.8497 | 18722.2686 | 18388.4397 | 17688.6501 | 17167.6918 | 17398.98 | 16911.9306 | 15340.4912 | 14390.8188 | 13407.2558
P5 |  |  |  |  | 37716.4738 | 36492.0881 | 22965.44 | 19055.0299 | 16886.1856 | 16451.3962 | 17060.3343 | 11898.36 | 12879.44 | 11373.75 | 11814.66 | 11776.8 | 11938.97 | 9874.125 | 9594.655 | 8316.6
P95 |  |  |  |  | 51901.4579 | 51162.5865 | 38924.6 | 34157.4512 | 32896.44 | 29976.8323 | 29824.02 | 26279.88 | 25326.9957 | 26420.655 | 22780.0414 | 23194.1146 | 23170.0976 | 21138.5 | 19356.32 | 18432.555
NETREVENUE - Net Revenue $
MEAN |  |  |  |  | 223271.9793 | 140844.175 | 167279.2366 | 147037.3384 | 107610.6314 | 110589.308 | 117010.8186 | 128014.1944 | 133367.7767 | 139510.9338 | 130153.1901 | 120765.5129 | 124744.4693 | 114949.6373 | 106748.4006 | 101380.0459
P5 |  |  |  |  | 1596.5234 | -46319.6944 | 20175.455 | 49453.17 | 7936.7049 | 26165.2468 | 29085.2315 | 53097.016 | 66477.1077 | 61494.5566 | 60297.2171 | 56400.64 | 61727.998 | 51248.9856 | 46545.88 | 40675.0018
P95 |  |  |  |  | 468503.3722 | 328247.3123 | 337282.9617 | 319580.6901 | 305120.2108 | 256338.8184 | 260687.0072 | 229881.6792 | 233794.3471 | 277680.4635 | 216178.4611 | 208294.1252 | 225991.4233 | 202777.161 | 179255.7275 | 167847.4297
STARTS - Number Starts
MEAN |  |  |  |  | 240.37 | 225.27 | 278.61 | 268.14 | 262.25 | 264.59 | 271.55 | 253.22 | 253.13 | 245.39 | 242.56 | 246.44 | 240.81 | 222 | 214.81 | 203.3
P5 |  |  |  |  | 212 | 183 | 245.5 | 221 | 215.5 | 218.5 | 225.5 | 184 | 199.5 | 170.5 | 184.5 | 183.5 | 194 | 157 | 165.5 | 144.5
P95 |  |  |  |  | 268 | 250 | 307.5 | 306 | 296.5 | 314.5 | 314 | 304 | 311 | 308.5 | 289 | 288.5 | 286 | 281.5 | 266.5 | 264.5
VOMCOSTS - VOM Costs
MEAN |  |  |  |  | 30252.1835 | 30229.1397 | 22762.8432 | 18820.3211 | 17885.6548 | 16832.9501 | 17436.5343 | 14603.3695 | 14710.7518 | 14504.6931 | 14249.1842 | 14789.133 | 14713.3796 | 13499.6323 | 12951.7369 | 12334.6753
P5 |  |  |  |  | 25647.2022 | 25544.4617 | 16305.4624 | 13719.6215 | 12495.7773 | 12338.5471 | 13136.4574 | 9280.7208 | 10303.552 | 9326.475 | 9806.1678 | 10010.28 | 10386.9039 | 8689.23 | 8635.1895 | 7651.272
P95 |  |  |  |  | 35292.9914 | 35813.8106 | 27636.466 | 24593.3649 | 24343.3656 | 22482.6242 | 22964.4954 | 20498.3064 | 20261.5966 | 21664.9371 | 18907.4343 | 19714.9974 | 20157.9849 | 18601.88 | 17420.688 | 16957.9506
15597: New 2023JAN 18V50DF_NG_B #5
CAPACITYFACTOR - Net Generation Capacity Factor
MEAN |  |  |  |  | 0.56169 | 0.55202 | 0.41732 | 0.35552 | 0.32325 | 0.31199 | 0.31175 | 0.26 | 0.24464 | 0.23409 | 0.22518 | 0.2295 | 0.222 | 0.20225 | 0.18919 | 0.17461
P5 |  |  |  |  | 0.45082 | 0.48702 | 0.31657 | 0.27113 | 0.23013 | 0.23337 | 0.24138 | 0.18307 | 0.17772 | 0.15482 | 0.15767 | 0.15591 | 0.16261 | 0.1316 | 0.13033 | 0.10407
P95 |  |  |  |  | 0.65603 | 0.63108 | 0.50247 | 0.45525 | 0.43296 | 0.39564 | 0.39598 | 0.3407 | 0.33449 | 0.33807 | 0.29002 | 0.30152 | 0.30224 | 0.2777 | 0.25304 | 0.24162
CO2EMISSIONS - CO2 Emissions
MEAN |  |  |  |  | 22797.1597 | 22589.657 | 16934.4282 | 14403.2199 | 13150.9356 | 12577.9693 | 12601.6934 | 10501.7265 | 9973.5987 | 9509.2246 | 9189.1275 | 9301.6353 | 9044.1565 | 8235.9537 | 7680.1254 | 7110.338
P5 |  |  |  |  | 18315.7099 | 19979.3474 | 12821.1829 | 10970.7707 | 9312.0306 | 9345.0692 | 9673.5038 | 7427.4835 | 7254.2135 | 6326.4771 | 6437.5114 | 6308.6778 | 6605.8921 | 5329.4192 | 5296.4012 | 4214.2796
P95 |  |  |  |  | 26748.8895 | 25906.2917 | 20466.0876 | 18434.1737 | 17639.2169 | 16061.6385 | 15936.0259 | 13800.3162 | 13647.8049 | 13650.5318 | 11822.619 | 12247.2814 | 12337.091 | 11293.5 | 10291.0083 | 9815.411
FUELCONSUMED - Fuel Consumed
MEAN |  |  |  |  | 373112.27 | 369716.1542 | 277159.2185 | 235731.9135 | 215236.2622 | 205858.7444 | 206247.0277 | 171877.6838 | 163234.0218 | 155633.7913 | 150394.8857 | 152236.2573 | 148022.2016 | 134794.6602 | 125697.6332 | 116372.1439
P5 |  |  |  |  | 299766.1193 | 326994.2296 | 209839.3266 | 179554.3479 | 152406.3923 | 152947.1223 | 158322.4843 | 121562.7422 | 118726.8979 | 103542.9973 | 105360.2515 | 103251.6828 | 108116.0738 | 87224.5363 | 86684.1444 | 68973.4799
P95 |  |  |  |  | 437788.6983 | 423998.2278 | 334960.5174 | 301704.9705 | 288694.2206 | 262874.6075 | 260818.7547 | 225864.4231 | 223368.3285 | 223412.959 | 193496.22 | 200446.5036 | 201916.3828 | 184836.3337 | 168428.9404 | 160645.0245
FUELCOST - Fuel Cost
MEAN |  |  |  |  | 583130.1002 | 602548.8088 | 488314.1004 | 430343.0913 | 408745.4657 | 398600.8095 | 413443.105 | 355067.8718 | 345130.771 | 340710.1716 | 333111.6866 | 344269.1638 | 340603.277 | 327320.6566 | 310133.9225 | 300414.4985
P5 |  |  |  |  | 347361.0253 | 388362.5046 | 263977.6815 | 255132.7018 | 212006.8211 | 232077.4221 | 241901.9658 | 179668.4923 | 191528.0099 | 172034.2978 | 176901.8568 | 183738.5009 | 197688.2022 | 159352.8903 | 170278.7984 | 132303.5064
P95 |  |  |  |  | 882180.0858 | 877944.6138 | 730486.454 | 723559.6735 | 746739.6991 | 628920.4727 | 674031.2747 | 573863.7654 | 587830.7868 | 666405.5943 | 513518.3679 | 549619.5657 | 549092.6581 | 536163.5986 | 503840.8344 | 480284.8373
NETPOS - Net Position (MWh)
MEAN |  |  |  |  | 43786.4382 | 43245.7309 | 32559.3245 | 27673.0241 | 25249.1397 | 24132.5985 | 24160.9671 | 20118.4107 | 19285.1474 | 18374.2856 | 17741.1062 | 17945.7399 | 17436.7772 | 15867.3255 | 14786.1375 | 13679.3039
P5 |  |  |  |  | 35221.186 | 38123.0876 | 24651.2513 | 21078.995 | 17879.68 | 17930.495 | 18547.62 | 14229.11 | 14027.28 | 12224.675 | 12428.955 | 12171.6 | 12736.02 | 10267.75 | 10196.935 | 8107.85
P95 |  |  |  |  | 51214.4779 | 49656.5246 | 39350.3833 | 35411.7517 | 33861.0562 | 30813.8761 | 30553.8948 | 26435.0924 | 26388.46 | 26374.0769 | 22825.615 | 23629.2 | 23785.65 | 21758.25 | 19812.43 | 18883.455
NETREVENUE - Net Revenue $
MEAN |  |  |  |  | 231023.0613 | 141472.2319 | 164951.4081 | 140873.5057 | 103703.7408 | 104090.8337 | 109893.0012 | 121682.3567 | 130200.8758 | 137107.9273 | 126808.3859 | 118190.5162 | 122206.3598 | 112396.391 | 104961.1065 | 100163.314
P5 |  |  |  |  | 37656.1115 | -76957.8514 | 14708.2343 | 38789.8073 | 4939.8991 | 19274.3473 | 15336.3149 | 40093.0229 | 61830.6736 | 59955.98 | 53650.7368 | 54298.0424 | 59469.1781 | 50907.9776 | 45672.6412 | 39813.8072
P95 |  |  |  |  | 475509.0522 | 324526.2042 | 340567.1302 | 311529.7884 | 301877.5998 | 256712.4683 | 258456.359 | 226826.9482 | 233928.684 | 279825.6164 | 214264.6955 | 208105.1959 | 224553.4192 | 198828.1324 | 174028.9731 | 165949.9155
STARTS - Number Starts
MEAN |  |  |  |  | 240.62 | 228.25 | 284.22 | 271.88 | 265.94 | 270.64 | 276.86 | 261.86 | 257.39 | 249.29 | 246.81 | 249.31 | 243.4 | 225.93 | 217.57 | 206.17
P5 |  |  |  |  | 212.5 | 202 | 249.5 | 226 | 223 | 225 | 224 | 204 | 207 | 186 | 191 | 184 | 199 | 155 | 165 | 139
P95 |  |  |  |  | 266.5 | 254.5 | 312.5 | 303 | 300.5 | 311.5 | 316 | 309 | 309.5 | 316 | 290 | 293.5 | 292 | 287.5 | 266.5 | 264.5
VOMCOSTS - VOM Costs
MEAN |  |  |  |  | 29774.778 | 30272.0116 | 23117.1204 | 19924.5774 | 18684.3634 | 18099.4489 | 18603.9447 | 15692.3603 | 15428.118 | 15066.9142 | 14725.1181 | 15253.8789 | 15169.9962 | 13963.2464 | 13307.5238 | 12584.9595
P5 |  |  |  |  | 23950.4065 | 26686.1614 | 17502.3884 | 15176.8764 | 13230.9632 | 13447.8713 | 14281.6674 | 11098.7058 | 11221.824 | 10024.2335 | 10316.0326 | 10345.86 | 11080.3374 | 9035.62 | 9177.2415 | 7459.222
P95 |  |  |  |  | 34825.845 | 34759.5672 | 27938.7722 | 25496.4612 | 25057.1816 | 23110.4071 | 23526.499 | 20619.3721 | 21110.768 | 21626.7431 | 18945.2605 | 20084.82 | 20693.5155 | 19147.26 | 17831.187 | 17372.7786
15597: New 2023JAN 18V50DF_NG_B #6
CAPACITYFACTOR - Net Generation Capacity Factor
MEAN |  |  |  |  | 0.56362 | 0.53918 | 0.41414 | 0.36296 | 0.33215 | 0.322 | 0.3241 | 0.28179 | 0.26757 | 0.25023 | 0.24194 | 0.24514 | 0.2384 | 0.21865 | 0.19984 | 0.18093
P5 |  |  |  |  | 0.45598 | 0.48497 | 0.2979 | 0.28288 | 0.24163 | 0.24804 | 0.26037 | 0.20857 | 0.20591 | 0.17491 | 0.17615 | 0.17342 | 0.1824 | 0.14865 | 0.14035 | 0.10821
P95 |  |  |  |  | 0.66233 | 0.61644 | 0.50659 | 0.45442 | 0.43198 | 0.4085 | 0.40029 | 0.3585 | 0.35158 | 0.34189 | 0.30373 | 0.31599 | 0.31246 | 0.28979 | 0.26514 | 0.24981
CO2EMISSIONS - CO2 Emissions
MEAN |  |  |  |  | 22853.8961 | 22031.7176 | 16795.4951 | 14705.2463 | 13499.4963 | 12990.6973 | 13100.6118 | 11402.7034 | 10905.5442 | 10171.4063 | 9888.6966 | 9941.5781 | 9694.0376 | 8906.1371 | 8114.5966 | 7366.5778
P5 |  |  |  |  | 18428.1729 | 19822.3313 | 12109.7206 | 11299.664 | 9795.357 | 9942.2674 | 10415.1863 | 8436.4894 | 8380.3188 | 7111.2917 | 7200.2497 | 7018.3497 | 7428.3648 | 6049.025 | 5670.0604 | 4413.9262
P95 |  |  |  |  | 26977.4084 | 25277.4945 | 20553.4811 | 18468.4798 | 17592.8906 | 16498.3206 | 16174.8678 | 14527.5447 | 14230.5014 | 14010.6541 | 12498.1873 | 12910.6009 | 12728.7447 | 11745.5878 | 10701.4243 | 10206.0239
FUELCONSUMED - Fuel Consumed
MEAN |  |  |  |  | 374040.8531 | 360584.5769 | 274885.3529 | 240675.0622 | 220941.0197 | 212613.7044 | 214412.6319 | 186623.6236 | 178486.812 | 166471.4619 | 161844.4612 | 162709.9532 | 158658.5531 | 145763.2907 | 132808.4542 | 120565.922
P5 |  |  |  |  | 301606.7581 | 324424.4075 | 198195.0996 | 184937.2171 | 160316.8083 | 162721.2338 | 170461.3144 | 138076.7501 | 137157.4272 | 116387.7523 | 117843.6937 | 114866.6064 | 121577.166 | 99002.0452 | 92799.6788 | 72241.0186
P95 |  |  |  |  | 441528.7784 | 413706.9471 | 336390.8523 | 302266.4457 | 287936.0157 | 270021.6139 | 264727.7874 | 237766.6898 | 232905.0962 | 229306.9412 | 204552.9831 | 211302.7968 | 208326.4268 | 192235.4788 | 175146.0605 | 167038.035
FUELCOST - Fuel Cost
MEAN |  |  |  |  | 584385.6548 | 585629.0714 | 485345.0874 | 439081.392 | 418801.2004 | 410906.4462 | 429019.8031 | 382183.8792 | 374065.2134 | 361981.1998 | 356066.6382 | 365782.5515 | 362348.8409 | 351016.7848 | 326116.2871 | 310490.0717
P5 |  |  |  |  | 341906.1224 | 388440.2082 | 252581.0529 | 262493.6934 | 222005.235 | 245225.0448 | 261350.1699 | 208053.8421 | 234332.5217 | 188806.1263 | 194857.0104 | 199768.9059 | 222467.0437 | 179819.8269 | 182232.8746 | 140612.5975
P95 |  |  |  |  | 889894.5142 | 819942.3561 | 745501.9211 | 730843.0387 | 751587.8149 | 651516.2589 | 702701.5775 | 604546.3755 | 608021.0461 | 682983.0587 | 538004.6545 | 574899.4362 | 570472.8556 | 557372.5996 | 511274.1547 | 490676.2236
NETPOS - Net Position (MWh)
MEAN |  |  |  |  | 43894.8847 | 42217.8324 | 32292.0978 | 28253.2814 | 25918.3978 | 24924.4447 | 25117.441 | 21844.4266 | 21087.3366 | 19653.7817 | 19091.7966 | 19180.4134 | 18689.7172 | 17158.4859 | 15622.5678 | 14172.3173
P5 |  |  |  |  | 35442.9681 | 37813.1475 | 23283.5818 | 21710.8112 | 18807.29 | 19076.3063 | 19969.2101 | 16162.56 | 16204.8 | 13741.175 | 13901.58 | 13540.8 | 14321.73 | 11653.745 | 10916.325 | 8491.95
P95 |  |  |  |  | 51746.0981 | 48502.8358 | 39516.668 | 35474.2002 | 33773.2223 | 31654.305 | 31010.2285 | 27828.52 | 27513.84 | 27070.4813 | 24129.94 | 24908.326 | 24540.75 | 22629.25 | 20602.995 | 19634.955
NETREVENUE - Net Revenue $
MEAN |  |  |  |  | 228244.359 | 158043.8036 | 165660.6193 | 138362.5194 | 100001.2171 | 101527.7765 | 105498.1937 | 115197.4596 | 122414.0782 | 131386.1525 | 121270.0949 | 112732.567 | 116492.5468 | 106972.4537 | 100951.2146 | 97310.1545
P5 |  |  |  |  | 31720.1021 | -76228.6222 | 16941.5536 | 34124.8653 | -125.3957 | 14576.9439 | 4124.8922 | 34360.6019 | 50600.5915 | 53796.4493 | 46559.3814 | 45880.7533 | 52508.4025 | 40429.6093 | 39917.0936 | 40507.3756
P95 |  |  |  |  | 475316.7417 | 367249.1061 | 336908.3951 | 312669.8788 | 300495.931 | 250242.3781 | 255184.0604 | 226677.7549 | 228012.3907 | 273288.5878 | 215499.388 | 205026.9347 | 219789.2648 | 190407.0541 | 173106.3581 | 162719.2447
STARTS - Number Starts
MEAN |  |  |  |  | 237.93 | 238.41 | 283.69 | 273.53 | 268.17 | 272.52 | 280.93 | 269.78 | 266.85 | 257.97 | 256.01 | 256.11 | 251.48 | 234.18 | 221.91 | 208.74
P5 |  |  |  |  | 211 | 208 | 252.5 | 222 | 225.5 | 228 | 239 | 219 | 216.5 | 190.5 | 208.5 | 200 | 211.5 | 182.5 | 167.5 | 144.5
P95 |  |  |  |  | 263 | 269.5 | 311 | 302 | 300 | 314 | 316 | 315 | 311.5 | 316 | 296 | 298.5 | 297 | 289 | 272.5 | 268
VOMCOSTS - VOM Costs
MEAN |  |  |  |  | 29848.5216 | 29552.4827 | 22927.3895 | 20342.3626 | 19179.6144 | 18693.3335 | 19340.4296 | 17038.6528 | 16869.8692 | 16116.101 | 15846.1912 | 16303.3514 | 16260.054 | 15099.4676 | 14060.311 | 13038.5319
P5 |  |  |  |  | 24101.2183 | 26469.2033 | 16531.343 | 15631.784 | 13917.3946 | 14307.2297 | 15376.2917 | 12606.7968 | 12963.84 | 11267.7635 | 11538.3114 | 11509.68 | 12459.9051 | 10255.2956 | 9824.6925 | 7812.594
P95 |  |  |  |  | 35187.3467 | 33951.985 | 28056.8342 | 25541.4241 | 24992.1845 | 23740.7287 | 23877.876 | 21706.2456 | 22011.072 | 22197.7946 | 20027.8502 | 21172.0771 | 21350.4525 | 19913.74 | 18542.6955 | 18064.1586
15597: New 2023JAN 18V50DF_NG_B #7
CAPACITYFACTOR - Net Generation Capacity Factor
MEAN |  |  |  |  | 0.5671 | 0.52426 | 0.42156 | 0.36574 | 0.33132 | 0.32825 | 0.32708 | 0.29923 | 0.28806 | 0.27126 | 0.26472 | 0.2638 | 0.25958 | 0.23773 | 0.21843 | 0.19468
P5 |  |  |  |  | 0.45633 | 0.45088 | 0.29995 | 0.28239 | 0.23787 | 0.2545 | 0.26237 | 0.23673 | 0.23566 | 0.19963 | 0.20636 | 0.20131 | 0.20449 | 0.17354 | 0.16082 | 0.12801
P95 |  |  |  |  | 0.661 | 0.59863 | 0.50896 | 0.45484 | 0.43671 | 0.41401 | 0.40606 | 0.36424 | 0.36457 | 0.36149 | 0.3216 | 0.32529 | 0.32553 | 0.3019 | 0.27856 | 0.25299
CO2EMISSIONS - CO2 Emissions
MEAN |  |  |  |  | 23025.4945 | 21401.1876 | 17077.6651 | 14815.3058 | 13457.4358 | 13246.4399 | 13223.058 | 12079.0943 | 11742.9373 | 11014.0388 | 10812.9948 | 10701.3226 | 10568.1798 | 9694.8952 | 8872.411 | 7921.6364
P5 |  |  |  |  | 18486.8668 | 18479.5585 | 12227.678 | 11476.8827 | 9618.2334 | 10363.5268 | 10593.6745 | 9542.9143 | 9685.3789 | 8061.7893 | 8377.0459 | 8159.0492 | 8316.1132 | 7059.5242 | 6552.0698 | 5190.812
P95 |  |  |  |  | 26781.3774 | 24321.6118 | 20754.3851 | 18412.6185 | 17644.6165 | 16717.6434 | 16461.4895 | 14813.5906 | 14726.5046 | 14654.7242 | 13126.5127 | 13153.5806 | 13320.3766 | 12404.3356 | 11226.8812 | 10333.8824
FUELCONSUMED - Fuel Consumed
MEAN |  |  |  |  | 376849.338 | 350264.937 | 279503.5207 | 242476.3627 | 220252.6322 | 216799.343 | 216416.661 | 197693.8515 | 192192.0992 | 180262.5001 | 176972.0915 | 175144.3963 | 172965.2997 | 158672.5884 | 145211.3088 | 129650.3499
P5 |  |  |  |  | 302567.3773 | 302447.7652 | 200125.6623 | 187837.6867 | 157417.8955 | 169615.8227 | 173382.5615 | 156185.1763 | 158516.839 | 131944.1778 | 137103.8615 | 133535.9928 | 136106.5988 | 115540.495 | 107235.1844 | 84956.0062
P95 |  |  |  |  | 438320.4161 | 398062.3857 | 339678.9703 | 301352.1854 | 288782.5942 | 273611.1842 | 269418.8141 | 242448.291 | 241022.9893 | 239848.1858 | 214836.5409 | 215279.5523 | 218009.4371 | 203016.9489 | 183746.0094 | 169130.6444
FUELCOST - Fuel Cost
MEAN |  |  |  |  | 588741.6792 | 569993.3387 | 492994.9672 | 442134.6108 | 417973.7534 | 418576.7181 | 432979.0872 | 402833.543 | 400471.1429 | 388311.9514 | 385537.7134 | 391200.1993 | 391864.8543 | 378921.5454 | 353085.597 | 330717.5496
P5 |  |  |  |  | 342426.3843 | 362770.546 | 249940.5664 | 262029.3144 | 215950.0395 | 249230.5301 | 265292.0042 | 234698.9535 | 261200.3721 | 215113.8306 | 234493.5618 | 229099.2351 | 254125.4473 | 213398.7112 | 215121.3888 | 164708.2579
P95 |  |  |  |  | 879529.1279 | 802619.0156 | 738644.6989 | 727004.6129 | 749078.0731 | 659128.1147 | 692119.0738 | 608299.484 | 621626.8565 | 714236.7821 | 553296.7339 | 578263.2537 | 591714.6247 | 579183.1501 | 548107.1304 | 517486.8081
NETPOS - Net Position (MWh)
MEAN |  |  |  |  | 44217.9744 | 41047.2996 | 32834.4438 | 28464.4569 | 25837.3569 | 25414.882 | 25352.1422 | 23140.1282 | 22706.4617 | 21281.9799 | 20876.2277 | 20646.2044 | 20374.9583 | 18678.1827 | 17081.5513 | 15240.1309
P5 |  |  |  |  | 35540.3924 | 35309.8726 | 23509.565 | 22051.2348 | 18467.36 | 19883.9955 | 20311.6621 | 18282.24 | 18728.36 | 15577.825 | 16173.63 | 15741.6 | 16033.29 | 13601 | 12614.42 | 9986.6
P95 |  |  |  |  | 51403.8631 | 46692.8748 | 39902.334 | 35373.9645 | 33869.9253 | 32073.1221 | 31557.385 | 28376.6826 | 28475.2278 | 28313.7708 | 25341.41 | 25376.12 | 25681.3287 | 23897.995 | 21612.8371 | 19881.35
NETREVENUE - Net Revenue $
MEAN |  |  |  |  | 226907.825 | 174229.8909 | 164066.0329 | 136545.7899 | 98785.5502 | 97499.3495 | 103902.1175 | 108013.479 | 116172.6477 | 124537.5992 | 113246.4429 | 106369.5912 | 109264.2189 | 99746.3824 | 94635.6947 | 93143.6637
P5 |  |  |  |  | 36170.6532 | -34353.7831 | 19058.5312 | 30641.4223 | 1117.7811 | 9656.9739 | 10583.6379 | 20405.0975 | 38752.8607 | 42438.1685 | 33725.2877 | 34720.9802 | 38504.9008 | 33041.1345 | 33015.2594 | 32359.9449
P95 |  |  |  |  | 479821.2246 | 390323.0948 | 332981.4038 | 311396.2661 | 299009.7137 | 247077.9134 | 247667.5673 | 226778.5965 | 230753.5574 | 274573.4567 | 206118.35 | 196807.0827 | 213313.0196 | 188779.986 | 165556.6736 | 161540.2856
STARTS - Number Starts
MEAN |  |  |  |  | 236.43 | 245.33 | 281.84 | 274.13 | 270.16 | 278.05 | 282.75 | 276.2 | 275.03 | 266.63 | 265.56 | 264.86 | 261.62 | 243.71 | 232.91 | 216.59
P5 |  |  |  |  | 212 | 219 | 248 | 232 | 224.5 | 233.5 | 238 | 227 | 235 | 208 | 226 | 210 | 223 | 188 | 185.5 | 160.5
P95 |  |  |  |  | 262.5 | 276.5 | 310.5 | 305.5 | 302 | 316 | 319 | 314 | 316.5 | 316 | 302.5 | 309 | 293 | 292 | 281 | 275
VOMCOSTS - VOM Costs
MEAN |  |  |  |  | 30068.2226 | 28733.1097 | 23312.4551 | 20494.4089 | 19119.6441 | 19061.1615 | 19521.1495 | 18049.3 | 18165.1694 | 17451.2235 | 17327.269 | 17549.2737 | 17726.2137 | 16436.8008 | 15373.3962 | 14020.9204
P5 |  |  |  |  | 24167.4669 | 24716.9108 | 16691.7912 | 15876.8891 | 13665.8464 | 14912.9966 | 15639.9798 | 14260.1472 | 14982.688 | 12773.8165 | 13424.1129 | 13380.36 | 13948.9623 | 11968.88 | 11352.978 | 9187.672
P95 |  |  |  |  | 34954.6269 | 32685.0124 | 28330.6571 | 25469.2545 | 25063.7447 | 24054.8416 | 24299.1865 | 22133.8124 | 22780.1822 | 23217.292 | 21033.3703 | 21569.702 | 22342.756 | 21030.2356 | 19451.5534 | 18290.842
15597: New 2023JAN 18V50DF_NG_B #8
CAPACITYFACTOR - Net Generation Capacity Factor
MEAN |  |  |  |  | 0.56654 | 0.51947 | 0.42642 | 0.36698 | 0.33319 | 0.32841 | 0.32942 | 0.30905 | 0.30223 | 0.28834 | 0.28196 | 0.27677 | 0.2754 | 0.25462 | 0.23824 | 0.21201
P5 |  |  |  |  | 0.4489 | 0.43684 | 0.31603 | 0.28204 | 0.24222 | 0.25225 | 0.26647 | 0.23985 | 0.24753 | 0.217 | 0.22954 | 0.22286 | 0.2296 | 0.19509 | 0.18763 | 0.15971
P95 |  |  |  |  | 0.66319 | 0.59007 | 0.51212 | 0.46002 | 0.4406 | 0.41463 | 0.40517 | 0.37467 | 0.37514 | 0.36783 | 0.32938 | 0.3302 | 0.33047 | 0.31385 | 0.28893 | 0.26453
CO2EMISSIONS - CO2 Emissions
MEAN |  |  |  |  | 23005.8392 | 21208.9968 | 17283.6733 | 14863.1662 | 13551.8867 | 13248.9578 | 13316.8313 | 12490.4813 | 12334.7766 | 11703.6758 | 11516.0946 | 11217.5849 | 11201.3816 | 10389.3759 | 9676.3013 | 8637.3046
P5 |  |  |  |  | 18172.4262 | 17957.5528 | 12863.1738 | 11401.9622 | 9848.1644 | 10192.4686 | 10748.8987 | 9724.4371 | 10156.7718 | 8868.4042 | 9353.351 | 8986.274 | 9356.1713 | 7985.4348 | 7642.6331 | 6514.5558
P95 |  |  |  |  | 26903.7407 | 24029.1974 | 20790.794 | 18550.5865 | 17951.568 | 16813.6946 | 16408.8288 | 15159.5722 | 15354.0561 | 14919.1021 | 13496.1938 | 13371.5526 | 13458.1849 | 12866.5498 | 11700.7453 | 10784.3831
FUELCONSUMED - Fuel Consumed
MEAN |  |  |  |  | 376527.6464 | 347119.4233 | 282875.1774 | 243259.676 | 221798.4732 | 216840.5533 | 217951.4132 | 204426.8627 | 201878.5038 | 191549.522 | 188479.4532 | 183593.8605 | 183328.6682 | 170038.8856 | 158368.2699 | 141363.4136
P5 |  |  |  |  | 297421.0511 | 293904.3016 | 210526.5763 | 186611.4922 | 161181.086 | 166816.1804 | 175923.0556 | 159156.09 | 166231.9443 | 145145.7315 | 153082.6674 | 147074.8608 | 153128.8265 | 130694.5131 | 125084.0115 | 106621.2085
P95 |  |  |  |  | 440323.0879 | 393276.5528 | 340274.8604 | 303610.2537 | 293806.3495 | 275183.2175 | 268556.9361 | 248110.8387 | 251293.8802 | 244175.1575 | 220886.9695 | 218847.0141 | 220264.8925 | 210581.8295 | 191501.5594 | 176503.8158
FUELCOST - Fuel Cost
MEAN |  |  |  |  | 587510.2783 | 566048.9975 | 498384.7663 | 443919.4191 | 421711.1576 | 419106.6995 | 435999.1684 | 416557.9411 | 420038.8885 | 411255.4636 | 409164.7297 | 408521.1116 | 413570.4669 | 403590.3929 | 382829.9422 | 356588.1636
P5 |  |  |  |  | 342980.0896 | 351874.8746 | 266159.5545 | 265998.8748 | 224436.6796 | 252893.4641 | 272921.1332 | 239012.3991 | 280268.3955 | 243137.3923 | 255472.3902 | 255647.1713 | 283193.9526 | 240399.211 | 251800.1595 | 200801.6203
P95 |  |  |  |  | 882572.5359 | 797913.4091 | 746907.1036 | 742763.1448 | 771893.7406 | 662452.742 | 701040.6545 | 617736.2647 | 648457.8371 | 719925.4739 | 560573.1998 | 588717.3817 | 597090.7805 | 592627.3871 | 565869.4508 | 522674.1032
NETPOS - Net Position (MWh)
MEAN |  |  |  |  | 44168.247 | 40701.025 | 33229.8628 | 28555.9744 | 26018.8421 | 25419.6817 | 25531.8529 | 23927.9696 | 23850.7188 | 22614.4845 | 22233.6673 | 21642.1784 | 21595.8293 | 20016.0926 | 18629.157 | 16617.0023
P5 |  |  |  |  | 34950.5031 | 34342.6068 | 24730.9994 | 21907.9 | 18907.9017 | 19556.1894 | 20609.1974 | 18630 | 19639.88 | 17136.45 | 18058.59 | 17337.6 | 18038.5 | 15384.875 | 14714.035 | 12533.35
P95 |  |  |  |  | 51559.4052 | 46180.0123 | 39971.825 | 35634.523 | 34463.5566 | 32255.7847 | 31458.0736 | 29036.8858 | 29685.7986 | 28824.395 | 26054.9211 | 25797.5981 | 25945.865 | 24787.9295 | 22526.945 | 20747.0463
NETREVENUE - Net Revenue $
MEAN |  |  |  |  | 222526.5226 | 182083.9439 | 161505.0497 | 135065.0694 | 98973.8213 | 96604.8213 | 102111.9616 | 104425.6862 | 110257.5596 | 117766.047 | 106333.6515 | 101751.4099 | 102994.7585 | 93436.6609 | 87210.8584 | 86628.1324
P5 |  |  |  |  | 35757.0139 | -16965.4956 | 15553.134 | 33479.9239 | 329.3565 | 12300.2252 | 4379.1234 | 13417.3956 | 33158.1463 | 30098.7418 | 21591.5974 | 26784.0177 | 32937.5951 | 25677.2014 | 24783.4566 | 20757.6593
P95 |  |  |  |  | 469993.7865 | 398428.3119 | 335552.1927 | 308148.4432 | 301164.5714 | 247984.7157 | 249986.7711 | 218845.2971 | 221883.4548 | 267777.2372 | 203686.7166 | 199218.0433 | 212603.8587 | 185571.7449 | 161909.4503 | 154831.6683
STARTS - Number Starts
MEAN |  |  |  |  | 235.31 | 245.22 | 281.95 | 277.18 | 272.99 | 281.18 | 287.13 | 278.27 | 280.39 | 275.12 | 273.62 | 267.35 | 268.34 | 253.54 | 244.03 | 227.31
P5 |  |  |  |  | 208.5 | 220.5 | 252.5 | 231.5 | 230 | 232.5 | 250 | 236 | 241 | 224.5 | 239 | 223.5 | 237.5 | 203 | 208 | 181.5
P95 |  |  |  |  | 262 | 274.5 | 310.5 | 308.5 | 306.5 | 322 | 327.5 | 323.5 | 316.5 | 324 | 302.5 | 298 | 298 | 298 | 281.5 | 278
VOMCOSTS - VOM Costs
MEAN |  |  |  |  | 30034.408 | 28490.7175 | 23593.2026 | 20560.3016 | 19253.9432 | 19064.7613 | 19659.5267 | 18663.8163 | 19080.5751 | 18543.8773 | 18453.9439 | 18395.8517 | 18788.3714 | 17614.1615 | 16766.2413 | 15287.6421
P5 |  |  |  |  | 23766.3421 | 24039.8247 | 17559.0096 | 15773.688 | 13991.8472 | 14667.1421 | 15869.082 | 14531.4 | 15711.904 | 14051.889 | 14988.6297 | 14736.96 | 15693.495 | 13538.69 | 13242.6315 | 11530.682
P95 |  |  |  |  | 35060.3955 | 32326.0086 | 28379.9957 | 25656.8565 | 25503.0319 | 24191.8385 | 24222.7167 | 22648.7709 | 23748.6389 | 23636.0039 | 21625.5845 | 21927.9583 | 22572.9025 | 21813.3779 | 20274.2505 | 19087.2826
15597: New 2023JAN 18V50DF_NG_B #9
CAPACITYFACTOR - Net Generation Capacity Factor
MEAN |  |  |  |  | 0.56064 | 0.50405 | 0.43305 | 0.37511 | 0.33632 | 0.33433 | 0.33427 | 0.30888 | 0.30932 | 0.2999 | 0.29363 | 0.28556 | 0.28512 | 0.26589 | 0.25377 | 0.23044
P5 |  |  |  |  | 0.44378 | 0.41802 | 0.33514 | 0.29494 | 0.23535 | 0.25582 | 0.26659 | 0.24407 | 0.2562 | 0.24025 | 0.24322 | 0.23546 | 0.23605 | 0.20316 | 0.20846 | 0.1766
P95 |  |  |  |  | 0.65332 | 0.58218 | 0.51798 | 0.46033 | 0.44999 | 0.42468 | 0.41042 | 0.37533 | 0.37607 | 0.37067 | 0.33402 | 0.34328 | 0.33826 | 0.32312 | 0.29839 | 0.27596
CO2EMISSIONS - CO2 Emissions
MEAN |  |  |  |  | 22787.6903 | 20572.4075 | 17559.0085 | 15191.5199 | 13666.5089 | 13474.4524 | 13514.4564 | 12479.7375 | 12602.1238 | 12188.0893 | 11987.2338 | 11574.2409 | 11598.4629 | 10834.3594 | 10300.5193 | 9376.2465
P5 |  |  |  |  | 17877.4242 | 17121.0197 | 13695.6319 | 11885.6444 | 9622.1792 | 10249.71 | 10710.3743 | 9905.9599 | 10448.7387 | 9727.3401 | 9854.579 | 9608.8695 | 9569.405 | 8289.7246 | 8524.6425 | 7269.7409
P95 |  |  |  |  | 26861.4621 | 23706.5862 | 20943.3553 | 18591.974 | 18298.8351 | 17015.1927 | 16556.9155 | 15140.5141 | 15395.0102 | 15091.6431 | 13740.7114 | 13881.7713 | 13790.9141 | 13206.179 | 12196.0609 | 11165.1957
FUELCONSUMED - Fuel Consumed
MEAN |  |  |  |  | 372957.2877 | 336700.6134 | 287381.481 | 248633.7129 | 223674.4502 | 220531.1364 | 221185.8663 | 204251.0231 | 206254.072 | 199477.7299 | 196190.4053 | 189431.1111 | 189827.5434 | 177321.7574 | 168584.6038 | 153457.3899
P5 |  |  |  |  | 292592.8676 | 280213.088 | 224151.095 | 194527.731 | 157482.4752 | 167753.0272 | 175292.5417 | 162127.0037 | 171010.4536 | 159203.6022 | 161286.0723 | 157264.6404 | 156618.7393 | 135674.7069 | 139519.5171 | 118981.0287
P95 |  |  |  |  | 439631.1315 | 387996.5004 | 342771.7717 | 304287.6274 | 299489.9368 | 278481.0587 | 270980.613 | 247798.9208 | 251964.1596 | 246999.0692 | 224888.8944 | 227197.5665 | 225710.5425 | 216140.4088 | 199608.1981 | 182736.4275
FUELCOST - Fuel Cost
MEAN |  |  |  |  | 583028.3668 | 550787.0821 | 504586.3089 | 452702.9939 | 425267.5731 | 425787.4135 | 442144.3262 | 417197.7089 | 429323.2383 | 427320.1855 | 425320.3446 | 421446.7374 | 427956.5086 | 420684.8741 | 406583.9537 | 384447.7054
P5 |  |  |  |  | 339170.3528 | 337609.0191 | 282666.936 | 270099.7619 | 218290.9426 | 256009.9878 | 267659.2481 | 251665.4109 | 282084.4339 | 262433.4654 | 270665.8167 | 267454.6061 | 293920.7603 | 250178.0938 | 276508.1742 | 231274.2268
P95 |  |  |  |  | 879618.9975 | 791084.1124 | 763479.0104 | 738620.4876 | 789609.0699 | 667070.7227 | 703649.1525 | 625443.3976 | 662623.8316 | 736991.4596 | 581821.0895 | 608684.2357 | 610336.6126 | 614989.1625 | 574266.6512 | 550352.3024
NETPOS - Net Position (MWh)
MEAN |  |  |  |  | 43749.2316 | 39485.2735 | 33759.4872 | 29187.4179 | 26238.7066 | 25852.4063 | 25910.8044 | 23907.3627 | 24367.6701 | 23550.3629 | 23143.2008 | 22330.2629 | 22361.4129 | 20873.3037 | 19830.9271 | 18038.7726
P5 |  |  |  |  | 34352.3769 | 32732.2361 | 26332.2876 | 22836.0352 | 18474.7467 | 19666.24 | 20535.4274 | 18977.76 | 20204.3114 | 18796.175 | 19026.315 | 18538.8 | 18449.61 | 15971.125 | 16412.13 | 13986.25
P95 |  |  |  |  | 51500.0135 | 45549.9988 | 40263.5723 | 35718.8936 | 35130.43 | 32645.5029 | 31738.6369 | 28998.3373 | 29766.31 | 29158.345 | 26526.974 | 26782.085 | 26587.77 | 25443.25 | 23480.555 | 21480.305
NETREVENUE - Net Revenue $
MEAN |  |  |  |  | 226085.7365 | 190996.2145 | 159457.2797 | 134303.57 | 97887.0533 | 95399.8306 | 100511.5479 | 102297.3537 | 105717.2552 | 113627.2549 | 101448.2813 | 97680.8725 | 98679.4475 | 88784.5593 | 80657.7832 | 79495.4386
P5 |  |  |  |  | 43120.524 | -19814.1548 | 4026.5462 | 29238.947 | -439.6996 | 9957.0492 | 6198.1708 | 14984.4151 | 31433.7032 | 26315.9722 | 18740.5069 | 23081.5384 | 23171.8956 | 22980.9362 | 13870.9246 | 7869.2723
P95 |  |  |  |  | 480736.946 | 408828.8697 | 331666.8668 | 313913.2077 | 288891.014 | 245803.7195 | 248642.2092 | 215948.4111 | 214656.3797 | 268883.3491 | 197841.4874 | 195416.9082 | 203836.5399 | 181046.878 | 156283.5138 | 153710.9445
STARTS - Number Starts
MEAN |  |  |  |  | 238.69 | 252.78 | 283.89 | 277.24 | 272.42 | 280.74 | 287.76 | 281.29 | 286.41 | 279.86 | 278.22 | 271.52 | 272.52 | 258.21 | 252.61 | 238.16
P5 |  |  |  |  | 210 | 229.5 | 255 | 231.5 | 231.5 | 235.5 | 242.5 | 237 | 249 | 228 | 241 | 226.5 | 238 | 212.5 | 221 | 200.5
P95 |  |  |  |  | 271 | 280.5 | 311 | 314.5 | 306.5 | 323 | 324.5 | 319 | 322 | 319 | 307 | 308 | 301.5 | 297.5 | 285 | 279
VOMCOSTS - VOM Costs
MEAN |  |  |  |  | 29749.4775 | 27639.6915 | 23969.2359 | 21014.9409 | 19416.6429 | 19389.3047 | 19951.3194 | 18647.7429 | 19494.1361 | 19311.2976 | 19208.8567 | 18980.7235 | 19454.4292 | 18368.5072 | 17847.8344 | 16595.6708
P5 |  |  |  |  | 23359.6163 | 22912.5653 | 18695.9242 | 16441.9453 | 13671.3125 | 14749.68 | 15812.2791 | 14802.6528 | 16163.4491 | 15412.8635 | 15791.8414 | 15757.98 | 16051.1607 | 14054.59 | 14770.917 | 12867.35
P95 |  |  |  |  | 35020.0092 | 31884.9992 | 28587.1363 | 25717.6034 | 25996.5182 | 24484.1272 | 24438.7504 | 22618.7031 | 23813.048 | 23909.8429 | 22017.3884 | 22764.7723 | 23131.3599 | 22390.06 | 21132.4995 | 19761.8806
15597: New 2024JAN 18V50DF_NG_B #1
CAPACITYFACTOR - Net Generation Capacity Factor
MEAN | [5 empty] | 0.47394 | 0.43811 | 0.38921 | 0.34857 | 0.34885 | 0.35068 | 0.33393 | 0.33287 | 0.31889 | 0.31129 | 0.30629 | 0.30754 | 0.28404 | 0.27025 | 0.2481
P5 | [5 empty] | 0.3436 | 0.33908 | 0.3092 | 0.26525 | 0.27523 | 0.29152 | 0.27164 | 0.2816 | 0.24846 | 0.26106 | 0.25206 | 0.25872 | 0.22674 | 0.22043 | 0.19631
P95 | [5 empty] | 0.56929 | 0.53593 | 0.48011 | 0.45486 | 0.43773 | 0.43701 | 0.3937 | 0.3904 | 0.40114 | 0.35142 | 0.36227 | 0.35973 | 0.33522 | 0.32223 | 0.29923
CO2EMISSIONS - CO2 Emissions
MEAN | [5 empty] | 19307.3771 | 17785.0291 | 15781.2192 | 14169.9511 | 14078.3682 | 14181.3087 | 13499.1247 | 13573.6242 | 12941.686 | 12727.9595 | 12429.6037 | 12506.8942 | 11577.5393 | 10973.8029 | 10097.3472
P5 | [5 empty] | 13960.2249 | 13727.1109 | 12475.5862 | 10768.1753 | 11022.6897 | 11706.8431 | 11033.9946 | 11587.8608 | 10106.2533 | 10665.2609 | 10235.8189 | 10509.3738 | 9215.6351 | 8915.6811 | 7994.5449
P95 | [5 empty] | 23222.1971 | 21800.892 | 19526.3008 | 18466.6675 | 17723.4627 | 17667.7888 | 15974.0111 | 15895.6605 | 16381.113 | 14344.2449 | 14736.8005 | 14628.4414 | 13713.1372 | 13010.7001 | 12205.2073
FUELCONSUMED - Fuel Consumed
MEAN | [5 empty] | 315996.3513 | 291080.6724 | 258285.0937 | 231914.093 | 230415.1912 | 232099.9795 | 220934.9373 | 222154.2416 | 211811.554 | 208313.5761 | 203430.5024 | 204695.4857 | 189485.0955 | 179603.9753 | 165259.3646
P5 | [5 empty] | 228481.5856 | 224666.2996 | 204183.0799 | 176238.5481 | 180404.087 | 191601.3607 | 180589.1101 | 189654.0231 | 165405.1273 | 174554.1879 | 167525.6772 | 172002.8447 | 150828.725 | 145919.495 | 130843.6149
P95 | [5 empty] | 380068.6922 | 356806.7437 | 319579.3916 | 302236.7848 | 290073.0398 | 289161.846 | 261440.4437 | 260158.109 | 268103.3226 | 234766.6917 | 241191.4983 | 239418.0269 | 224437.598 | 212941.0821 | 199757.8929
FUELCOST - Fuel Cost
MEAN | [5 empty] | 522876.5945 | 512363.6684 | 469471.1413 | 439156.639 | 443798.2845 | 463568.1135 | 448977.2072 | 460589.3255 | 453558.9546 | 451733.9245 | 451999.9792 | 461418.6083 | 449836.7166 | 434999.8423 | 415968.4146
P5 | [5 empty] | 276237.8911 | 279626.6984 | 287817.6225 | 243303.8011 | 278031.1975 | 289097.251 | 272364.9341 | 308564.6555 | 277956.2418 | 290172.9921 | 290719.9153 | 319349.9247 | 274602.1191 | 286865.7927 | 254064.2089
P95 | [5 empty] | 778015.6854 | 785558.031 | 776895.1009 | 786826.225 | 698045.9465 | 748226.9268 | 645758.47 | 682571.6787 | 775522.2228 | 605198.2074 | 653651.4864 | 655839.3008 | 634531.3845 | 630201.5776 | 596073.984
NETPOS - Net Position (MWh)
MEAN | [5 empty] | 37105.0984 | 34192.3077 | 30319.5078 | 27204.7139 | 27010.4898 | 27188.7496 | 25860.2765 | 26245.8249 | 25006.3162 | 24572.9454 | 23980.2044 | 24112.7511 | 22305.1858 | 21127.1363 | 19425.8936
P5 | [5 empty] | 26826.5668 | 26393.0855 | 23968.7026 | 20674.7476 | 21148.9574 | 22446.27 | 21138.84 | 22406.922 | 19528.13 | 20591.505 | 19748.4 | 20261.85 | 17755 | 17164.98 | 15380.7
P95 | [5 empty] | 44605.549 | 41908.496 | 37510.1236 | 35445.3594 | 34001.5086 | 33868.3892 | 30598.4822 | 30732.34 | 31648.7591 | 27690.1476 | 28428.4774 | 28202.915 | 26418.735 | 25045.8168 | 23479.0592
NETREVENUE - Net Revenue $
MEAN | [5 empty] | 212105.6301 | 155866.7949 | 128269.5264 | 92294.0429 | 89159.2768 | 93642.5573 | 93895.5779 | 95667.5786 | 103832.2957 | 92819.0886 | 88135.1045 | 88802.3863 | 79929.527 | 73174.5262 | 70962.5611
P5 | [5 empty] | 52322.2725 | 6433.9035 | 20411.0934 | -10088.7254 | -642.625 | -6821.1943 | 1982.978 | 18283.8211 | 15933.4079 | 4890.3659 | 8821.4183 | 17387.0682 | 12588.8321 | 6465.3722 | 2220.4717
P95 | [5 empty] | 402584.1918 | 319606.9467 | 303719.834 | 283217.1943 | 240227.5641 | 237136.1202 | 218455.7632 | 216304.6553 | 257309.0631 | 189013.2554 | 188093.9329 | 202282.8605 | 177127.9216 | 150324.8948 | 145641.5501
STARTS - Number Starts
MEAN | [5 empty] | 263.27 | 287.38 | 276.89 | 274.49 | 283.44 | 289.83 | 287.35 | 292.97 | 287.23 | 284.64 | 279.78 | 285.53 | 269.34 | 263.88 | 251.16
P5 | [5 empty] | 232.5 | 263.5 | 240.5 | 237.5 | 244.5 | 247 | 248 | 254 | 237.5 | 252 | 236 | 256 | 224.5 | 230 | 211.5
P95 | [5 empty] | 290.5 | 312.5 | 306 | 302.5 | 324 | 321 | 321 | 322 | 324 | 313 | 311.5 | 314 | 300.5 | 294 | 283
VOMCOSTS - VOM Costs
MEAN | [5 empty] | 25973.5689 | 24276.5384 | 21830.0456 | 20131.4883 | 20257.8673 | 20935.3372 | 20171.0157 | 20996.6599 | 20505.1793 | 20395.5447 | 20383.1737 | 20978.0934 | 19628.5635 | 19014.4227 | 17871.8221
P5 | [5 empty] | 18778.5967 | 18739.0907 | 17257.4659 | 15299.3132 | 15861.718 | 17283.6279 | 16488.2952 | 17925.5376 | 16013.0666 | 17090.9492 | 16786.14 | 17627.8095 | 15624.4 | 15448.482 | 14150.244
P95 | [5 empty] | 31223.8843 | 29755.0322 | 27007.289 | 26229.566 | 25501.1314 | 26078.6597 | 23866.8161 | 24585.872 | 25951.9824 | 22982.8225 | 24164.2058 | 24536.536 | 23248.4868 | 22541.2351 | 21600.7344
15597: New 2024JAN 18V50DF_NG_B #10
CAPACITYFACTOR - Net Generation Capacity Factor
MEAN | [5 empty] | 0.43128 | 0.39115 | 0.37091 | 0.33565 | 0.34827 | 0.35107 | 0.33441 | 0.3383 | 0.32399 | 0.31497 | 0.31463 | 0.31407 | 0.29196 | 0.28106 | 0.26648
P5 | [5 empty] | 0.28765 | 0.26879 | 0.28775 | 0.2551 | 0.27705 | 0.28604 | 0.28114 | 0.28577 | 0.25611 | 0.2575 | 0.24796 | 0.25769 | 0.21631 | 0.22161 | 0.20246
P95 | [5 empty] | 0.55021 | 0.48968 | 0.46319 | 0.44505 | 0.42736 | 0.42659 | 0.39774 | 0.41146 | 0.42509 | 0.36296 | 0.38601 | 0.39739 | 0.36598 | 0.34627 | 0.32921
CO2EMISSIONS - CO2 Emissions
MEAN | [5 empty] | 17564.8292 | 15855.4137 | 15043.9553 | 13651.6827 | 14025.7914 | 14215.5671 | 13513.2697 | 13796.8511 | 13157.0793 | 12865.966 | 12769.0496 | 12773.1401 | 11904.78 | 11415.5637 | 10850.8749
P5 | [5 empty] | 11684.615 | 10922.3208 | 11646.4653 | 10324.4232 | 11215.3016 | 11555.4243 | 11457.5479 | 11634.4171 | 10285.4304 | 10551.9398 | 10109.5582 | 10459.8584 | 8807.0173 | 8952.7871 | 8228.9126
P95 | [5 empty] | 22238.4179 | 20021.5451 | 18737.1045 | 18043.5277 | 17102.3123 | 17177.8051 | 16128.6707 | 16654.9973 | 17252.9572 | 14933.6949 | 15613.0274 | 16158.6876 | 14804.2337 | 14142.6671 | 13365.913
FUELCONSUMED - Fuel Consumed
MEAN | [5 empty] | 287476.7463 | 259499.4065 | 246218.5816 | 223431.7954 | 229554.687 | 232660.6724 | 221166.4441 | 225807.7107 | 215336.8131 | 210572.2751 | 208986.0824 | 209053.0302 | 194840.9168 | 186834.103 | 177592.0602
P5 | [5 empty] | 191237.5616 | 178761.3873 | 190613.18 | 168975.8299 | 183556.4918 | 189123.1465 | 187521.242 | 190415.9921 | 168337.6503 | 172699.5051 | 165459.2184 | 171192.4453 | 144141.0363 | 146526.794 | 134679.4212
P95 | [5 empty] | 363967.5601 | 327684.8629 | 306662.9218 | 295311.419 | 279906.9124 | 281142.4724 | 263971.6969 | 272585.8801 | 282372.4581 | 244413.991 | 255532.3626 | 264462.9727 | 242295.1499 | 231467.5471 | 218754.7137
FUELCOST - Fuel Cost
MEAN | [5 empty] | 481526.6691 | 460852.6194 | 449302.4529 | 424236.1488 | 441804.5539 | 464243.2209 | 449707.9072 | 471065.968 | 464853.3749 | 461108.2969 | 467862.6524 | 476303.2217 | 469421.9792 | 457050.5196 | 452238.2934
P5 | [5 empty] | 234337.0277 | 222833.0202 | 269370.5014 | 223518.1488 | 281457.5399 | 287141.8685 | 286114.9931 | 322603.3426 | 272521.1671 | 290828.5488 | 286065.088 | 314364.7553 | 267607.2333 | 284212.2371 | 260683.9215
P95 | [5 empty] | 748982.5694 | 726793.1757 | 742415.7751 | 765988.4738 | 672796.33 | 744589.6978 | 649008.7459 | 725808.9457 | 837327.3035 | 647884.997 | 696512.1105 | 722148.0917 | 704751.9475 | 683414.3164 | 664151.719
NETPOS - Net Position (MWh)
MEAN | [5 empty] | 33767.2344 | 30485.0582 | 28903.9258 | 26210.7682 | 26910.5047 | 27255.2292 | 25887.3718 | 26676.8346 | 25421.6648 | 24838.836 | 24634.662 | 24625.556 | 22935.2107 | 21977.4403 | 20875.5123
P5 | [5 empty] | 22456.8315 | 20999.8475 | 22376.2656 | 19818.8965 | 21518.12 | 22155.945 | 21950.28 | 22496.7506 | 19874.575 | 20372.715 | 19504.8 | 20165.155 | 16967.75 | 17236.01 | 15831.6
P95 | [5 empty] | 42746.6315 | 38494.2853 | 35996.4514 | 34639.41 | 32812.785 | 32930.4758 | 30894.626 | 32198.8357 | 33327.1779 | 28826.5948 | 30113.8857 | 31150.135 | 28520.86 | 27224.7401 | 25713.4068
NETREVENUE - Net Revenue $
MEAN | [5 empty] | 229889.0754 | 174270.736 | 137007.6501 | 99966.1737 | 91963.0226 | 96771.5215 | 93420.588 | 95826.6981 | 103687.1561 | 92893.858 | 87821.6192 | 88683.4304 | 79173.4196 | 71042.8973 | 65241.2365
P5 | [5 empty] | 75015.1512 | 31575.4717 | 37197.4009 | -2501.5485 | 4717.1834 | -666.9706 | 3022.4495 | 17675.1215 | 18463.3235 | 11686.9735 | 17886.373 | 21229.9566 | 14004.5598 | 11747.5724 | 2612.0988
P95 | [5 empty] | 412689.3213 | 333068.3129 | 306163.5678 | 293092.3448 | 242167.7757 | 246004.1926 | 213547.8515 | 212682.343 | 246667.5301 | 191384.9804 | 175009.6107 | 184680.3713 | 166750.6788 | 145936.3861 | 126663.6043
STARTS - Number Starts
MEAN | [5 empty] | 260.54 | 281.06 | 274.55 | 269.48 | 280.37 | 288.32 | 295.58 | 298.1 | 292.33 | 289.71 | 286.11 | 289.21 | 270.39 | 272.05 | 265
P5 | [5 empty] | 226.5 | 237.5 | 234 | 234 | 240.5 | 248 | 257.5 | 271 | 248 | 258.5 | 244.5 | 261 | 219.5 | 236.5 | 227
P95 | [5 empty] | 294.5 | 314.5 | 305 | 303 | 320.5 | 323.5 | 325 | 329.5 | 328 | 316 | 315.5 | 315.5 | 309 | 302.5 | 301
VOMCOSTS - VOM Costs
MEAN | [5 empty] | 23637.0641 | 21644.3913 | 20810.8266 | 19395.9685 | 20182.8785 | 20986.5265 | 20192.15 | 21341.4677 | 20845.7651 | 20616.2339 | 20939.4627 | 21424.2337 | 20182.9854 | 19779.6963 | 19205.4713
P5 | [5 empty] | 15719.782 | 14909.8917 | 16110.9112 | 14665.9834 | 16138.59 | 17060.0776 | 17121.2184 | 17997.4005 | 16297.1515 | 16909.3534 | 16579.08 | 17543.6849 | 14931.62 | 15512.409 | 14565.072
P95 | [5 empty] | 29922.6421 | 27330.9425 | 25917.445 | 25633.1634 | 24609.5887 | 25356.4663 | 24097.8083 | 25759.0686 | 27328.2859 | 23926.0737 | 25596.8029 | 27100.6174 | 25098.3568 | 24502.2661 | 23656.3343
15597: New 2024JAN 18V50DF_NG_B #11
CAPACITYFACTOR - Net Generation Capacity Factor
MEAN | [5 empty] | 0.43328 | 0.42563 | 0.38469 | 0.35566 | 0.34236 | 0.34817 | 0.31707 | 0.33308 | 0.32919 | 0.3189 | 0.31971 | 0.32106 | 0.29929 | 0.29671 | 0.28572
P5 | [5 empty] | 0.28843 | 0.31871 | 0.31217 | 0.28982 | 0.27693 | 0.29012 | 0.25226 | 0.26961 | 0.25211 | 0.25634 | 0.25099 | 0.25935 | 0.22497 | 0.23496 | 0.21919
P95 | [5 empty] | 0.55289 | 0.5168 | 0.47019 | 0.44477 | 0.42532 | 0.42708 | 0.40079 | 0.41249 | 0.43393 | 0.3742 | 0.38679 | 0.39525 | 0.37317 | 0.36486 | 0.35123
CO2EMISSIONS - CO2 Emissions
MEAN | [5 empty] | 17643.3703 | 17259.8718 | 15597.0083 | 14444.451 | 13797.9717 | 14056.9918 | 12796.8255 | 13591.4917 | 13369.6066 | 13039.226 | 12937.9966 | 13065.624 | 12202.1492 | 12048.868 | 11630.6103
P5 | [5 empty] | 11743.961 | 12937.8211 | 12689.7731 | 11743.8652 | 11136.0783 | 11760.7144 | 10269.0056 | 11018.5862 | 10218.4763 | 10503.9962 | 10170.3451 | 10592.0563 | 9176.5121 | 9545.6879 | 8905.9751
P95 | [5 empty] | 22526.8716 | 20965.2212 | 18988.6612 | 18010.1952 | 17232.1651 | 17120.6772 | 16228.8565 | 16776.7765 | 17596.377 | 15369.1575 | 15660.0834 | 16116.4392 | 15246.571 | 14824.498 | 14261.1247
FUELCONSUMED - Fuel Consumed
MEAN | [5 empty] | 288762.1982 | 282485.6272 | 255270.1851 | 236406.7273 | 225826.0503 | 230065.3328 | 209440.6788 | 222446.6733 | 218815.1652 | 213407.9535 | 211751.1713 | 213840.0002 | 199707.8426 | 197199.1484 | 190353.688
P5 | [5 empty] | 192208.8544 | 211748.2998 | 207688.5946 | 192207.2871 | 182259.8747 | 192483.0505 | 168068.831 | 180336.9261 | 167241.8384 | 171914.8316 | 166454.0928 | 173356.0761 | 150188.4144 | 156230.5704 | 145760.6394
P95 | [5 empty] | 368688.5701 | 343129.6429 | 310780.0529 | 294765.879 | 282032.1619 | 280207.4822 | 265611.3987 | 274578.9934 | 287993.0768 | 251541.0387 | 256302.5098 | 263771.5087 | 249534.7132 | 242626.8089 | 233406.296
FUELCOST - Fuel Cost
MEAN | [5 empty] | 483504.3243 | 497393.9868 | 462911.3302 | 443940.1395 | 434705.2795 | 458726.6143 | 430104.2836 | 466864.9651 | 473264.6837 | 467718.591 | 474546.6349 | 486609.5724 | 480549.3956 | 482410.2776 | 485255.6493
P5 | [5 empty] | 234406.6822 | 256313.6627 | 290096.4326 | 255893.6986 | 274653.8413 | 295145.412 | 247435.0801 | 297944.3196 | 273137.2962 | 286383.2807 | 285044.3808 | 315082.966 | 275076.3843 | 303441.7963 | 280096.5262
P95 | [5 empty] | 763923.7731 | 752072.1594 | 758875.6844 | 758368.6507 | 679352.2355 | 732908.1321 | 666297.9435 | 737752.672 | 856388.2599 | 658193.6172 | 705471.4639 | 717171.0796 | 724655.6298 | 706025 | 712624.4889
NETPOS - Net Position (MWh)
MEAN | [5 empty] | 33926.5905 | 33184.7519 | 29966.4067 | 27732.8611 | 26473.2718 | 26951.1349 | 24514.7852 | 26279.6796 | 25831.9958 | 25173.1802 | 24960.6492 | 25189.404 | 23507.8972 | 23196.5197 | 22375.3085
P5 | [5 empty] | 22587.6274 | 24876.445 | 24381.258 | 22547.4057 | 21366.7629 | 22549.0871 | 19673.28 | 21305.795 | 19744.8626 | 20280.15 | 19622.0027 | 20421.26 | 17679.625 | 18377.905 | 17134.2
P95 | [5 empty] | 43309.0846 | 40306.5116 | 36481.5325 | 34576.618 | 33061.935 | 32822.4888 | 31084.8842 | 32433.2612 | 33987.8136 | 29671.7978 | 30209.97 | 31068.985 | 29369.2784 | 28535.5786 | 27433.295
NETREVENUE - Net Revenue $
MEAN | [5 empty] | 231872.4632 | 163611.8529 | 130083.388 | 89989.3052 | 90899.1443 | 95144.5858 | 100431.1238 | 97398.9653 | 101305.1407 | 91057.2012 | 85182.5591 | 85482.3929 | 75498.607 | 63406.8043 | 55631.0388
P5 | [5 empty] | 70371.6394 | 11258.9445 | 25399.784 | -17676.4309 | 1756.7423 | -3314.0609 | 14070.2666 | 24128.042 | 19686.4042 | 11015.3849 | 16216.0207 | 19516.1385 | 11604.8725 | 3297.9703 | -6069.6442
P95 | [5 empty] | 416070.4736 | 333703.8489 | 314998.4433 | 301152.7012 | 242429.4778 | 245193.0878 | 210348.8051 | 197343.7616 | 249222.5969 | 187712.4338 | 172026.554 | 183492.9141 | 160366.0627 | 134612.4282 | 120588.8819
STARTS - Number Starts
MEAN | [5 empty] | 262.28 | 282.75 | 281.66 | 283.08 | 288.2 | 292.89 | 289.03 | 296.84 | 291.33 | 291.81 | 286.43 | 290.82 | 273.82 | 276.85 | 268.37
P5 | [5 empty] | 237 | 253.5 | 247 | 248 | 253.5 | 254 | 248 | 263.5 | 241.5 | 259.5 | 244 | 265.5 | 230 | 246 | 226.5
P95 | [5 empty] | 290 | 311 | 314 | 313.5 | 324.5 | 330 | 322.5 | 327.5 | 329.5 | 317 | 315 | 321.5 | 308 | 306.5 | 302
VOMCOSTS - VOM Costs
MEAN | [5 empty] | 23748.6133 | 23561.1738 | 21575.8128 | 20522.3172 | 19854.9539 | 20752.3739 | 19121.5325 | 21023.7437 | 21182.2366 | 20893.7396 | 21216.5518 | 21914.7815 | 20686.9495 | 20876.8678 | 20585.2838
P5 | [5 empty] | 15811.3392 | 17662.2759 | 17554.5058 | 16685.0803 | 16025.0722 | 17362.7971 | 15345.1584 | 17044.636 | 16190.7873 | 16832.5245 | 16678.7023 | 17766.4962 | 15558.07 | 16540.1145 | 15763.464
P95 | [5 empty] | 30316.3592 | 28617.6232 | 26266.7034 | 25586.6973 | 24796.4512 | 25273.3164 | 24246.2097 | 25946.6089 | 27870.0071 | 24627.5922 | 25678.4745 | 27030.0169 | 25844.965 | 25682.0208 | 25238.6314
15597: New 2024JAN 18V50DF_NG_B #2
CAPACITYFACTOR - Net Generation Capacity Factor
MEAN | [5 empty] | 0.47911 | 0.42752 | 0.39054 | 0.35063 | 0.3503 | 0.35386 | 0.3386 | 0.33864 | 0.32753 | 0.3207 | 0.31389 | 0.31293 | 0.29169 | 0.27924 | 0.25284
P5 | [5 empty] | 0.34416 | 0.32405 | 0.31161 | 0.26897 | 0.27578 | 0.2846 | 0.27961 | 0.28738 | 0.25663 | 0.26919 | 0.26101 | 0.26904 | 0.23435 | 0.23011 | 0.20095
P95 | [5 empty] | 0.5775 | 0.52816 | 0.48552 | 0.46489 | 0.44461 | 0.43539 | 0.40199 | 0.4031 | 0.409 | 0.36547 | 0.36854 | 0.36076 | 0.34532 | 0.33099 | 0.29922
CO2EMISSIONS - CO2 Emissions
MEAN | [5 empty] | 19529.8317 | 17340.9175 | 15835.8458 | 14250.7298 | 14108.6089 | 14311.5257 | 13692.6065 | 13807.1892 | 13316.519 | 13105.4609 | 12715.7213 | 12725.4147 | 11888.507 | 11341.4699 | 10292.6164
P5 | [5 empty] | 13945.7631 | 13137.5035 | 12603.4036 | 10910.6144 | 11053.1632 | 11516.488 | 11275.5525 | 11677.7867 | 10424.953 | 10983.4317 | 10584.1241 | 10918.4343 | 9550.3539 | 9324.0993 | 8107.3886
P95 | [5 empty] | 23604.7967 | 21447.3625 | 19864.7058 | 18800.5825 | 17862.1245 | 17586.2539 | 16219.398 | 16497.4624 | 16620.0495 | 14933.9887 | 14930.3688 | 14612.1699 | 14072.4482 | 13371.5238 | 12174.4125
FUELCONSUMED - Fuel Consumed
MEAN | [5 empty] | 319637.1801 | 283812.0696 | 259179.1463 | 233236.1668 | 230910.1296 | 234231.1899 | 224101.5789 | 225976.9098 | 217946.3012 | 214491.9947 | 208113.2775 | 208271.9261 | 194574.5821 | 185621.4387 | 168455.2597
P5 | [5 empty] | 228244.895 | 215016.4236 | 206275.0179 | 178569.7944 | 180902.8348 | 188485.8914 | 184542.5937 | 191125.8058 | 170621.1622 | 179761.5666 | 173226.2532 | 178697.7794 | 156306.9381 | 152603.9163 | 132690.4846
P95 | [5 empty] | 386330.5512 | 351020.6622 | 325117.9342 | 307701.8405 | 292342.4637 | 287827.3954 | 265456.5953 | 270007.5684 | 272013.9035 | 244418.8007 | 244359.5556 | 239151.7176 | 230318.3012 | 218846.5437 | 199253.8876
FUELCOST - Fuel Cost
MEAN | [5 empty] | 529910.4255 | 500374.4841 | 471771.6348 | 442096.7845 | 445311.8677 | 468058.9637 | 455935.7579 | 469310.696 | 466666.7288 | 464931.6931 | 462501.4403 | 469076.8755 | 461497.3002 | 449070.736 | 424547.7149
P5 | [5 empty] | 277426.2558 | 272767.6315 | 297312.7148 | 241371.9054 | 273284.5334 | 292157.616 | 274320.3074 | 312383.6594 | 286686.8805 | 304259.4293 | 301688.6891 | 336862.2328 | 294208.8012 | 298792.5196 | 262889.6284
P95 | [5 empty] | 786908.3351 | 772636.3432 | 789736.217 | 800270.5838 | 701103.7247 | 751360.8591 | 663616.069 | 707136.7806 | 802559.6587 | 634993.399 | 658303.2125 | 671764.835 | 651153.0656 | 644183.1594 | 593815.6811
NETPOS - Net Position (MWh)
MEAN | [5 empty] | 37536.2925 | 33339.1317 | 30424.1655 | 27359.6532 | 27068.332 | 27438.4573 | 26230.7066 | 26696.9158 | 25730.2335 | 25301.454 | 24531.9022 | 24533.8504 | 22904.2077 | 21835.0078 | 19801.5633
P5 | [5 empty] | 26818.9812 | 25259.4759 | 24215.5255 | 20946.3525 | 21207.4945 | 22081.29 | 21601.536 | 22580.5393 | 20144.175 | 21205.8 | 20420.4 | 21050.51 | 18399.875 | 17951.29 | 15597.8
P95 | [5 empty] | 45359.4996 | 41230.0607 | 38159.5904 | 36084.7966 | 34269.3642 | 33713.1073 | 31067.5234 | 31889.5254 | 32109.5003 | 28829.065 | 28802.3674 | 28169.7884 | 27111.5975 | 25743.215 | 23420.631
NETREVENUE - Net Revenue $
MEAN | [5 empty] | 214345.5217 | 158756.6596 | 127627.5224 | 91339.9633 | 88432.3364 | 92476.5502 | 91435.0844 | 92865.0338 | 100037.4986 | 89386.1939 | 84064.9801 | 86082.9112 | 76907.0026 | 69408.5255 | 68253.5733
P5 | [5 empty] | 56326.5459 | 504.9139 | 21723.3598 | -10902.7157 | 471.0965 | -10706.4225 | -3219.1971 | 14180.0956 | 12092.8437 | 4167.0871 | 5997.3173 | 13100.0959 | 7607.6684 | 2781.0587 | -2483.5859
P95 | [5 empty] | 403986.0123 | 325634.4881 | 306239.1073 | 284898.3418 | 239265.9518 | 238019.7975 | 210137.7958 | 209132.5614 | 249141.8168 | 189733.6285 | 177745.5223 | 193878.2323 | 174854.2523 | 146179.6523 | 142287.114
STARTS - Number Starts
MEAN | [5 empty] | 256.52 | 290.25 | 277 | 275.62 | 282.8 | 289.62 | 287.89 | 293.09 | 289.99 | 285.64 | 281.11 | 284.67 | 269.92 | 267.02 | 255.86
P5 | [5 empty] | 231.5 | 258 | 233.5 | 240 | 241.5 | 250.5 | 249 | 256.5 | 230.5 | 254 | 242.5 | 257 | 229 | 232 | 213.5
P95 | [5 empty] | 281.5 | 316 | 305.5 | 304.5 | 321.5 | 321 | 321.5 | 327.5 | 333 | 312.5 | 312 | 310.5 | 301.5 | 295.5 | 290.5
VOMCOSTS - VOM Costs
MEAN | [5 empty] | 26275.4048 | 23670.7835 | 21905.3992 | 20246.1434 | 20301.249 | 21127.6121 | 20459.9512 | 21357.5326 | 21098.7915 | 21000.2068 | 20852.1168 | 21344.4498 | 20155.7028 | 19651.507 | 18217.4383
P5 | [5 empty] | 18773.2868 | 17934.2279 | 17435.1784 | 15500.3008 | 15905.6209 | 17002.5933 | 16849.1981 | 18064.4314 | 16518.2235 | 17600.814 | 17357.34 | 18313.9437 | 16191.89 | 16156.161 | 14349.976
P95 | [5 empty] | 31751.6497 | 29273.3431 | 27474.9051 | 26702.7494 | 25702.0232 | 25959.0927 | 24232.6683 | 25511.6203 | 26329.7903 | 23928.124 | 24482.0123 | 24507.7159 | 23858.2058 | 23168.8935 | 21546.9805
15597: New 2024JAN 18V50DF_NG_B #3
CAPACITYFACTOR - Net Generation Capacity Factor
MEAN | [5 empty] | 0.4803 | 0.42871 | 0.38851 | 0.34339 | 0.34911 | 0.35297 | 0.34309 | 0.34879 | 0.33634 | 0.3286 | 0.32279 | 0.32043 | 0.2997 | 0.28826 | 0.26399
P5 | [5 empty] | 0.33721 | 0.33737 | 0.29251 | 0.2619 | 0.26943 | 0.28987 | 0.28599 | 0.29965 | 0.25817 | 0.27653 | 0.26639 | 0.27578 | 0.24314 | 0.24333 | 0.21851
P95 | [5 empty] | 0.59103 | 0.52796 | 0.4904 | 0.47211 | 0.44162 | 0.4499 | 0.41306 | 0.41316 | 0.41284 | 0.36756 | 0.3837 | 0.37808 | 0.35196 | 0.33445 | 0.30861
CO2EMISSIONS - CO2 Emissions
MEAN | [5 empty] | 19589.4925 | 17390.0125 | 15740.389 | 13954.0071 | 14074.8537 | 14288.3664 | 13855.8103 | 14224.4713 | 13659.9586 | 13416.5228 | 13093.4725 | 13046.4109 | 12224.4047 | 11700.5286 | 10745.2278
P5 | [5 empty] | 13664.7503 | 13591.7229 | 11866.1507 | 10694.2205 | 10919.2982 | 11598.6868 | 11531.0214 | 12166.7739 | 10427.9739 | 11288.527 | 10823.5839 | 11114.2612 | 9858.9908 | 9862.8636 | 8884.2743
P95 | [5 empty] | 24075.2005 | 21477.6109 | 19914.2102 | 19210.8213 | 17752.5043 | 18113.8777 | 16681.6049 | 16704.7276 | 16767.8949 | 15073.1493 | 15599.69 | 15377.8263 | 14436.7347 | 13604.2643 | 12586.7686
FUELCONSUMED - Fuel Consumed
MEAN | [5 empty] | 320613.6257 | 284615.5887 | 257616.8407 | 228379.8211 | 230357.6715 | 233852.1499 | 226772.6729 | 232806.4043 | 223567.2445 | 219583.0247 | 214295.7856 | 213525.5462 | 200072.0909 | 191498.0128 | 175862.9752
P5 | [5 empty] | 223645.6673 | 222450.4569 | 194208.6855 | 175028.1592 | 178711.9188 | 189831.2077 | 188723.7547 | 199128.869 | 170670.6039 | 184754.9434 | 177145.3992 | 181902.8013 | 161358.2775 | 161421.6635 | 145405.4721
P95 | [5 empty] | 394029.4687 | 351515.7261 | 325928.1536 | 314416.0609 | 290548.3524 | 296462.8094 | 273021.3574 | 273399.7972 | 274433.6316 | 246696.3882 | 255314.0752 | 251682.9182 | 236280.4366 | 222655.7173 | 206002.7597
FUELCOST - Fuel Cost
MEAN | [5 empty] | 533791.6372 | 500643.6435 | 470324.4306 | 434749.7417 | 444652.5672 | 468331.9855 | 461730.8742 | 483574.4281 | 478808.7641 | 476136.1646 | 476701.6614 | 481186.0433 | 474922.9222 | 462221.3192 | 441596.4854
P5 | [5 empty] | 275171.7606 | 281980.1768 | 278221.4192 | 238591.1479 | 270236.7659 | 286214.7362 | 278132.7298 | 327166.0622 | 287092.9955 | 312623.422 | 308928.7267 | 335541.4772 | 299692.3424 | 319080.1282 | 278989.7157
P95 | [5 empty] | 804962.4097 | 778007.9429 | 787532.2142 | 809531.4304 | 704110.5713 | 777585.5297 | 679283.905 | 721890.002 | 804470.3107 | 638152.7378 | 683645.1687 | 685607.4976 | 665936.4308 | 666644.0232 | 611432.6345
NETPOS - Net Position (MWh)
MEAN | [5 empty] | 37648.179 | 33433.4689 | 30240.5875 | 26789.8369 | 27003.6719 | 27393.8558 | 26543.3377 | 27503.4905 | 26393.5565 | 25901.8118 | 25260.6376 | 25152.6959 | 23551.2743 | 22526.2565 | 20672.4192
P5 | [5 empty] | 26277.6023 | 26132.6222 | 22798.9707 | 20532.6231 | 20950.7269 | 22238.895 | 22091.04 | 23526.0361 | 20149.6419 | 21794.85 | 20882.4 | 21428.06 | 18994.5 | 18988.55 | 17092.45
P95 | [5 empty] | 46251.2566 | 41290.9808 | 38253.1541 | 36875.6439 | 34055.1563 | 34725.5539 | 31952.0329 | 32294.47 | 32395.9507 | 29096.7097 | 30092.6526 | 29646.9009 | 27813.24 | 26190.1116 | 24214.86
NETREVENUE - Net Revenue $
MEAN | [5 empty] | 215203.7247 | 157897.2722 | 127671.5928 | 93026.9893 | 87590.5718 | 92529.0276 | 89851.6057 | 89130.7243 | 97748.99 | 85563.4168 | 81459.3923 | 83147.0554 | 73187.9806 | 64832.0643 | 64318.7125
P5 | [5 empty] | 58506.5663 | -2812.2106 | 22562.7414 | -7383.3919 | -9.1636 | -2222.9216 | -684.1475 | 11032.4509 | 6315.244 | -3715.4964 | 3033.4157 | 13607.9282 | 3835.9862 | -2685.2729 | -6411.9751
P95 | [5 empty] | 402925.933 | 328813.8299 | 302204.2675 | 289295.2177 | 236825.8772 | 236697.0153 | 204192.2132 | 206825.9941 | 253126.6195 | 183806.5281 | 178847.5324 | 194885.2185 | 170959.0912 | 142462.9894 | 140820.2871
STARTS - Number Starts
MEAN | [5 empty] | 245.86 | 291.19 | 279.09 | 276.99 | 284.97 | 291.45 | 286.3 | 294.35 | 291.38 | 288.1 | 282.01 | 287.53 | 271.4 | 269.85 | 259.94
P5 | [5 empty] | 222 | 262 | 243 | 234.5 | 247 | 256 | 248 | 257 | 241.5 | 259 | 241 | 258 | 230.5 | 238.5 | 221.5
P95 | [5 empty] | 271 | 316.5 | 308 | 306.5 | 321.5 | 323.5 | 320.5 | 325.5 | 328 | 315.5 | 313.5 | 314 | 300.5 | 298.5 | 293
VOMCOSTS - VOM Costs
MEAN | [5 empty] | 26353.7253 | 23737.7629 | 21773.223 | 19824.4793 | 20252.7539 | 21093.269 | 20703.8034 | 22002.7924 | 21642.7163 | 21498.5038 | 21471.542 | 21882.8454 | 20725.1213 | 20273.6308 | 19018.6257
P5 | [5 empty] | 18394.3216 | 18554.1617 | 16415.2589 | 15194.1411 | 15713.0452 | 17123.9492 | 17231.0112 | 18820.8289 | 16522.7063 | 18089.7255 | 17750.04 | 18642.4122 | 16715.16 | 17089.695 | 15725.054
P95 | [5 empty] | 32375.8796 | 29316.5963 | 27542.2709 | 27287.9765 | 25541.3672 | 26738.6765 | 24922.5856 | 25835.576 | 26564.6796 | 24150.269 | 25578.7547 | 25792.8038 | 24475.6512 | 23571.1004 | 22277.6712
15597: New 2024JAN 18V50DF_NG_B #4
CAPACITYFACTOR - Net Generation Capacity Factor
MEAN | [5 empty] | 0.48548 | 0.42656 | 0.37816 | 0.33666 | 0.3398 | 0.34813 | 0.34759 | 0.3576 | 0.34462 | 0.33757 | 0.33086 | 0.32744 | 0.30713 | 0.29363 | 0.27091
P5 | [5 empty] | 0.34047 | 0.34169 | 0.29047 | 0.25596 | 0.25424 | 0.27446 | 0.27984 | 0.29996 | 0.27224 | 0.28924 | 0.27379 | 0.28069 | 0.25119 | 0.24498 | 0.22417
P95 | [5 empty] | 0.58409 | 0.52302 | 0.48244 | 0.46627 | 0.44428 | 0.44392 | 0.41539 | 0.42058 | 0.42642 | 0.37869 | 0.38501 | 0.38926 | 0.36088 | 0.34053 | 0.31511
CO2EMISSIONS - CO2 Emissions
MEAN | [5 empty] | 19799.7186 | 17320.6885 | 15315.9183 | 13665.413 | 13687.1887 | 14074.2204 | 14051.4891 | 14590.4596 | 13993.2184 | 13795.5919 | 13430.7176 | 13314.1405 | 12507.9782 | 11920.5785 | 11016.7299
P5 | [5 empty] | 13798.218 | 13802.1104 | 11804.3196 | 10369.1308 | 10275.5922 | 11031.7349 | 11198.2296 | 12269.3105 | 11017.924 | 11889.5535 | 11132.7048 | 11378.9423 | 10241.5266 | 9949.7611 | 9068.9909
P95 | [5 empty] | 23789.2995 | 21256.1559 | 19539.2971 | 18792.1485 | 17764.3685 | 17923.3117 | 16878.982 | 17211.4208 | 17413.7314 | 15488.5798 | 15603.2021 | 15809.1476 | 14721.3677 | 13830.128 | 12833.8052
FUELCONSUMED - Fuel Consumed
MEAN | [5 empty] | 324054.3141 | 283480.9902 | 250669.6939 | 223656.5139 | 224012.9077 | 230347.3059 | 229975.2715 | 238796.3931 | 229021.5779 | 225787.1014 | 219815.345 | 217907.3737 | 204713.227 | 195099.4838 | 180306.5452
P5 | [5 empty] | 225830.0822 | 225893.7873 | 193196.7203 | 169707.5419 | 168176.6315 | 180552.1255 | 183277.0796 | 200807.0458 | 180326.0883 | 194591.7107 | 182204.6604 | 186234.7355 | 167619.0925 | 162843.8808 | 148428.6568
P95 | [5 empty] | 389350.238 | 347891.2592 | 319792.096 | 307563.8052 | 290742.5292 | 293343.8902 | 276251.7512 | 281692.6474 | 285003.7872 | 253495.5778 | 255371.556 | 258742.1859 | 240938.9145 | 226352.3403 | 210045.9116
FUELCOST - Fuel Cost
MEAN | [5 empty] | 537493.2513 | 498552.7747 | 458425.7541 | 427312.9195 | 434786.006 | 462773.2586 | 469516.927 | 495908.0327 | 490690.7449 | 489620.2501 | 488577.0793 | 491182.8146 | 485739.0778 | 470685.5913 | 451807.6028
P5 | [5 empty] | 276095.4076 | 284589.309 | 273413.899 | 231521.569 | 250898.6409 | 269762.7733 | 279421.8198 | 335084.7683 | 298881.711 | 320487.4133 | 315353.2389 | 342900.656 | 307903.586 | 322092.8047 | 285433.2911
P95 | [5 empty] | 798662.2706 | 769111.0607 | 766417.8473 | 811513.9883 | 703611.6531 | 773159.0994 | 690798.5529 | 737057.5553 | 833221.1144 | 654451.7549 | 697179.2172 | 703253.2926 | 681819.9133 | 669498.8186 | 617497.4971
NETPOS - Net Position (MWh)
MEAN | [5 empty] | 38042.3191 | 33300.4843 | 29424.9272 | 26236.1062 | 26259.6438 | 26982.9183 | 26917.4749 | 28211.1633 | 27037.4348 | 26633.4947 | 25911.4367 | 25668.7075 | 24097.4511 | 22949.8931 | 21194.6865
P5 | [5 empty] | 26537.6636 | 26537.5364 | 22679.0865 | 19908.5096 | 19715.0086 | 21151.7623 | 21453.48 | 23724.84 | 21289.975 | 22955.0396 | 21478.8 | 21938.1234 | 19731.5 | 19155.85 | 17447.4872
P95 | [5 empty] | 45719.265 | 40861.5386 | 37536.01 | 36070.3481 | 34081.3044 | 34360.1716 | 32327.2853 | 33267.9844 | 33639.4166 | 29900.8528 | 30099.2149 | 30476.8015 | 28361.1294 | 26625.7296 | 24690.95
NETREVENUE - Net Revenue $
MEAN | [5 empty] | 211807.3519 | 158649.461 | 130467.21 | 95733.3768 | 90555.9327 | 93766.9257 | 88274.5182 | 86586.6849 | 94079.6027 | 83168.9525 | 79205.817 | 80588.3592 | 69901.5097 | 62456.131 | 60702.718
P5 | [5 empty] | 57598.4647 | -2324.3989 | 27460.244 | -6750.2003 | 7107.1655 | 1506.6097 | 1085.9138 | 9846.3065 | 4692.817 | -2614.6095 | 3783.2169 | 5618.5684 | 367.6104 | -5151.2996 | -11209.9107
P95 | [5 empty] | 410385.4325 | 332360.2121 | 300720.0299 | 287510.0262 | 238636.2086 | 231481.2206 | 201641.9001 | 206979.6293 | 245988.1814 | 178699.8755 | 173029.9646 | 198257.5137 | 166824.4645 | 144166.7749 | 135105.5707
STARTS - Number Starts
MEAN | [5 empty] | 244.74 | 290.85 | 281.39 | 275.75 | 284.67 | 292.91 | 287.75 | 296.09 | 292.88 | 290.57 | 284.99 | 289.07 | 273.91 | 271.24 | 260.51
P5 | [5 empty] | 220.5 | 263 | 245.5 | 236.5 | 240.5 | 257 | 252.5 | 263.5 | 245.5 | 261 | 246 | 263.5 | 231 | 242.5 | 225
P95 | [5 empty] | 273 | 317.5 | 309 | 304 | 322.5 | 324.5 | 320.5 | 324 | 330.5 | 318 | 317 | 317.5 | 306.5 | 302 | 293.5
VOMCOSTS - VOM Costs
MEAN | [5 empty] | 26629.6234 | 23643.3439 | 21185.9476 | 19414.7186 | 19694.7328 | 20776.8471 | 20995.6304 | 22568.9306 | 22170.6965 | 22105.8006 | 22024.7212 | 22331.7755 | 21205.7569 | 20654.9038 | 19499.1116
P5 | [5 empty] | 18576.3645 | 18841.6509 | 16328.9423 | 14732.2971 | 14786.2564 | 16286.8569 | 16733.7144 | 18979.872 | 17457.7795 | 19052.6829 | 18256.98 | 19086.1674 | 17363.72 | 17240.265 | 16051.6883
P95 | [5 empty] | 32003.4855 | 29011.6924 | 27025.9272 | 26692.0576 | 25560.9783 | 26457.3322 | 25215.2825 | 26614.3875 | 27584.3216 | 24817.7078 | 25584.3327 | 26514.8173 | 24957.7938 | 23963.1566 | 22715.674
15597: New 2024JAN 18V50DF_NG_B #5
CAPACITYFACTOR - Net Generation Capacity Factor
MEAN | [5 empty] | 0.44939 | 0.42544 | 0.37494 | 0.33758 | 0.33724 | 0.34566 | 0.34895 | 0.36258 | 0.35184 | 0.34395 | 0.33796 | 0.3377 | 0.3145 | 0.29725 | 0.27386
P5 | [5 empty] | 0.3289 | 0.34061 | 0.29598 | 0.26243 | 0.24923 | 0.2735 | 0.2869 | 0.30779 | 0.28168 | 0.29246 | 0.27527 | 0.29041 | 0.24922 | 0.25571 | 0.22258
P95 | [5 empty] | 0.55841 | 0.5216 | 0.48116 | 0.47156 | 0.44416 | 0.44686 | 0.42292 | 0.43387 | 0.43329 | 0.38665 | 0.39171 | 0.39876 | 0.37002 | 0.34711 | 0.31969
CO2EMISSIONS - CO2 Emissions
MEAN | [5 empty] | 18329.7513 | 17231.1433 | 15183.2876 | 13723.6198 | 13608.0882 | 13988.498 | 14100.7663 | 14762.8596 | 14306.1632 | 14048.1557 | 13708.5569 | 13727.4087 | 12833.8307 | 12078.1877 | 11149.0256
P5 | [5 empty] | 13444.745 | 13817.1215 | 12049.3296 | 10663.0344 | 10040.3902 | 11015.1673 | 11621.7828 | 12478.8185 | 11453.9321 | 11894.3592 | 11063.0437 | 11767.0173 | 10006.7887 | 10392.9383 | 9105.6217
P95 | [5 empty] | 22852.604 | 21159.0661 | 19518.2841 | 19178.6205 | 17806.3245 | 18183.1523 | 17082.8652 | 17739.5684 | 17574.0185 | 15680.1271 | 15929.4388 | 16221.1741 | 15189.8512 | 14164.4655 | 12990.402
FUELCONSUMED - Fuel Consumed
MEAN | [5 empty] | 299995.9304 | 282015.4393 | 248498.9791 | 224609.1627 | 222718.3007 | 228944.3206 | 230781.7725 | 241617.9967 | 234143.4231 | 229920.7151 | 224362.633 | 224671.1736 | 210046.3287 | 197679.0138 | 182471.7769
P5 | [5 empty] | 220044.9258 | 226139.4681 | 197206.7034 | 174517.7485 | 164327.1712 | 180280.9713 | 190209.2116 | 204235.9814 | 187462.0632 | 194670.3632 | 181064.5452 | 192586.2078 | 163777.2288 | 170097.1891 | 149028.1781
P95 | [5 empty] | 374019.706 | 346302.2281 | 319448.1853 | 313889.0422 | 291429.207 | 297596.6008 | 279588.6286 | 290336.6354 | 287627.1433 | 256630.5583 | 260710.9465 | 265485.6643 | 248606.4033 | 231824.3126 | 212608.8705
FUELCOST - Fuel Cost
MEAN | [5 empty] | 499017.2955 | 495884.0911 | 454089.4837 | 429058.66 | 432982.3441 | 460669.5121 | 471907.918 | 502133.2852 | 501491.5969 | 499024.0667 | 498955.3626 | 506458.2557 | 498911.5481 | 478476.4647 | 458076.6628
P5 | [5 empty] | 268007.0609 | 279234.6125 | 272164.4705 | 235554.9882 | 245690.1296 | 271223.9664 | 280307.8021 | 341423.3697 | 306607.3472 | 321772.9046 | 318298.0315 | 355891.349 | 306696.2857 | 341019.4633 | 290823.7776
P95 | [5 empty] | 766485.8255 | 767847.921 | 786985.9309 | 823112.5514 | 704044.481 | 779930.7785 | 699855.0761 | 761053.8019 | 834200.1318 | 683274.0207 | 708685.9072 | 723407.668 | 703064.8293 | 690329.189 | 640313.1131
NETPOS - Net Position (MWh)
MEAN | [5 empty] | 35242.7857 | 33128.4903 | 29170.6722 | 26347.9621 | 26108.3879 | 26818.8321 | 27011.8126 | 28544.4323 | 27641.996 | 27120.7491 | 26447.3062 | 26465.5449 | 24725.0807 | 23253.202 | 21449.2661
P5 | [5 empty] | 25861.62 | 26562.4399 | 23151.1648 | 20473.4874 | 19264.2669 | 21119.2709 | 22264.92 | 24129.96 | 22132.475 | 22964.535 | 21344.4 | 22686.56 | 19279.25 | 20009.08 | 17518.3
P95 | [5 empty] | 43937.0091 | 40677.9949 | 37495.7828 | 36817.92 | 34158.0065 | 34857.5423 | 32720.6773 | 34294.6025 | 33949.8273 | 30268.89 | 30730.2747 | 31270.9097 | 29263.5631 | 27268.4805 | 24991.41
NETREVENUE - Net Revenue $
MEAN | [5 empty] | 226073.1536 | 158859.0447 | 132044.0825 | 95753.3467 | 92829.6768 | 95133.5996 | 87095.6749 | 85066.5173 | 92176.1258 | 80540.3276 | 77346.3125 | 77780.656 | 67365.3931 | 61339.0421 | 59124.2133
P5 | [5 empty] | 60023.6411 | -633.0761 | 24752.8437 | -18477.6304 | 5763.0954 | 1115.3736 | -2291.1613 | 9896.8688 | -524.7677 | -9445.0854 | 5550.2624 | 3126.4725 | 673.8499 | -5429.6243 | -14463.936
P95 | [5 empty] | 419127.8838 | 329832.5829 | 304664.3104 | 289857.2068 | 243654.0177 | 236335.0401 | 200399.9731 | 196109.8717 | 250355.4141 | 170072.9551 | 172061.1544 | 191350.5119 | 163279.5165 | 140438.6251 | 134916.3866
STARTS - Number Starts
MEAN | [5 empty] | 262.36 | 289.2 | 282.96 | 276.61 | 285.37 | 295.17 | 291.28 | 298.48 | 295.68 | 292.34 | 286.92 | 291.7 | 278.07 | 271 | 262.31
P5 | [5 empty] | 239.5 | 261.5 | 249.5 | 248 | 242.5 | 259.5 | 257 | 267 | 247 | 258.5 | 244 | 264.5 | 233 | 240.5 | 225.5
P95 | [5 empty] | 287 | 314.5 | 310.5 | 307 | 326.5 | 328.5 | 322 | 326 | 328 | 317 | 316.5 | 316 | 310 | 294.5 | 295
VOMCOSTS - VOM Costs
MEAN | [5 empty] | 24669.95 | 23521.2281 | 21002.8839 | 19497.492 | 19581.2909 | 20650.5007 | 21069.2139 | 22835.5458 | 22666.4367 | 22510.2217 | 22480.2103 | 23025.0241 | 21758.071 | 20927.8818 | 19733.3248
P5 | [5 empty] | 18103.134 | 18859.3324 | 16668.8386 | 15150.3807 | 14448.2002 | 16261.8386 | 17366.6376 | 19303.968 | 18148.6295 | 19060.5641 | 18142.74 | 19737.3072 | 16965.74 | 18008.172 | 16116.836
P95 | [5 empty] | 30755.9064 | 28881.3764 | 26996.9636 | 27245.2608 | 25618.5049 | 26840.3075 | 25522.1283 | 27435.682 | 27838.8583 | 25123.1787 | 26120.7335 | 27205.6914 | 25751.9355 | 24541.6325 | 22992.0972
15597: New 2024JAN 18V50DF_NG_B #6
CAPACITYFACTOR - Net Generation Capacity Factor
MEAN | [5 empty] | 0.4438 | 0.43479 | 0.3695 | 0.33225 | 0.32764 | 0.33657 | 0.33456 | 0.34772 | 0.34679 | 0.33973 | 0.33613 | 0.33779 | 0.31482 | 0.30458 | 0.28539
P5 | [5 empty] | 0.30727 | 0.35686 | 0.29357 | 0.26085 | 0.23821 | 0.26387 | 0.26779 | 0.28466 | 0.26944 | 0.28412 | 0.26815 | 0.27799 | 0.24281 | 0.25027 | 0.22814
P95 | [5 empty] | 0.55686 | 0.51831 | 0.4743 | 0.4571 | 0.43487 | 0.43837 | 0.41629 | 0.42906 | 0.44293 | 0.38824 | 0.39802 | 0.40221 | 0.38158 | 0.36934 | 0.34197
CO2EMISSIONS - CO2 Emissions
MEAN | [5 empty] | 18076.9813 | 17646.8001 | 14983.6955 | 13504.4604 | 13194.4888 | 13607.6449 | 13513.6304 | 14190.7419 | 14081.008 | 13889.8008 | 13640.8625 | 13742.6377 | 12840.2676 | 12388.4757 | 11615.3996
P5 | [5 empty] | 12442.9378 | 14438.4595 | 11889.9536 | 10611.3083 | 9601.4702 | 10643.9458 | 10752.4515 | 11536.0326 | 10882.7615 | 11558.7543 | 10931.9591 | 11319.1442 | 9876.7341 | 10175.6946 | 9283.5676
P95 | [5 empty] | 22706.3416 | 21080.2526 | 19291.9966 | 18723.4626 | 17511.7377 | 17741.5986 | 16945.142 | 17405.3452 | 17954.8118 | 15937.8016 | 16172.9147 | 16442.8424 | 15482.078 | 15025.621 | 14031.7353
FUELCONSUMED - Fuel Consumed
MEAN | [5 empty] | 295858.9406 | 288818.3324 | 245232.3318 | 221022.2653 | 215949.0805 | 222711.0456 | 221172.3468 | 232254.368 | 230458.3953 | 227328.9815 | 223254.7052 | 224920.4209 | 210151.6791 | 202757.3768 | 190104.739
P5 | [5 empty] | 203648.7363 | 236308.6657 | 194598.259 | 173671.1664 | 157143.5387 | 174205.3321 | 175981.2035 | 188805.7709 | 178113.936 | 189177.6487 | 178919.1343 | 185256.0432 | 161648.676 | 166541.6458 | 151940.5495
P95 | [5 empty] | 371625.8851 | 345012.3176 | 315744.6251 | 306439.6492 | 286607.8178 | 290369.8628 | 277334.5665 | 284866.5335 | 293859.4396 | 260847.8164 | 264695.8218 | 269113.6238 | 253389.1658 | 245918.5109 | 229651.9682
FUELCOST - Fuel Cost
MEAN | [5 empty] | 493588.9795 | 505018.089 | 447879.1514 | 421380.4926 | 420326.1529 | 447959.9766 | 454826.9951 | 486179.9091 | 496110.1878 | 495943.9349 | 498634.3111 | 509632.5936 | 502767.4922 | 494444.4835 | 481405.4891
P5 | [5 empty] | 247935.6154 | 298424.9485 | 272604.5758 | 241815.9576 | 240862.0375 | 268373.7751 | 273414.6115 | 313847.0192 | 303613.286 | 317747.5381 | 311111.3451 | 343178.959 | 297867.4716 | 332542.0626 | 296473.2136
P95 | [5 empty] | 766178.7579 | 758712.1851 | 774610.5389 | 798575.4018 | 683345.756 | 758446.8412 | 698140.37 | 764243.1729 | 856200.8454 | 684225.4589 | 734376.1371 | 733325.5427 | 729470.8231 | 734527.0165 | 693169.9401
NETPOS - Net Position (MWh)
MEAN | [5 empty] | 34752.0097 | 33928.4048 | 28787.3164 | 25927.1574 | 25315.0089 | 26089.0961 | 25887.3798 | 27437.675 | 27206.5967 | 26815.0965 | 26316.2863 | 26494.5651 | 24737.2858 | 23850.3387 | 22346.129
P5 | [5 empty] | 23934.3061 | 27760.844 | 22845.0918 | 20373.3436 | 18421.8223 | 20407.743 | 20599.3437 | 22306.92 | 21028.8 | 22316.58 | 21091.356 | 21822.25 | 19027.865 | 19590.83 | 17860.65
P95 | [5 empty] | 43652.0653 | 40524.5608 | 37060.804 | 35943.0921 | 33596.245 | 34011.74 | 32458.6238 | 33641.4944 | 34682.3988 | 30763.8124 | 31198.2109 | 31700.03 | 29826.0037 | 28925.735 | 26993.0363
NETREVENUE - Net Revenue $
MEAN | [5 empty] | 225776.3504 | 157715.6633 | 132760.5851 | 98189.4267 | 95681.5898 | 99404.0145 | 93123.3397 | 90484.1478 | 93585.9398 | 82092.877 | 77898.7312 | 78405.9249 | 68453.0178 | 59395.3639 | 55448.0124
P5 | [5 empty] | 70710.1817 | -2577.3569 | 22703.4266 | -9802.0694 | 11270.2976 | 6258.9727 | 4670.7482 | 18091.4175 | 5911.7584 | 617.9714 | 7926.6196 | 11266.6538 | 4302.4336 | -982.5643 | -10931.9081
P95 | [5 empty] | 414304.2626 | 332607.6428 | 309148.5663 | 297474.1813 | 244831.2116 | 241997.6501 | 201857.4068 | 200051.6305 | 244034.2487 | 182603.8015 | 164853.3725 | 183570.9651 | 161026.9524 | 130984.9188 | 125749.8847
STARTS - Number Starts
MEAN | [5 empty] | 262.78 | 289.07 | 282.07 | 272.91 | 281.83 | 290.52 | 293.35 | 299.43 | 294.73 | 294.57 | 288.26 | 292.8 | 277.25 | 274.1 | 264.71
P5 | [5 empty] | 238.5 | 257 | 249 | 240.5 | 233 | 251.5 | 255.5 | 263.5 | 246 | 264 | 248.5 | 262.5 | 242.5 | 243 | 227
P95 | [5 empty] | 284.5 | 318 | 310.5 | 305 | 318 | 323 | 322 | 329 | 326 | 321.5 | 316.5 | 316.5 | 309.5 | 301.5 | 301.5
VOMCOSTS - VOM Costs
MEAN | [5 empty] | 24326.4068 | 24089.1674 | 20726.8678 | 19186.0965 | 18986.2566 | 20088.604 | 20192.1563 | 21950.14 | 22309.4093 | 22256.5301 | 22368.8434 | 23050.2716 | 21768.8115 | 21465.3048 | 20558.4387
P5 | [5 empty] | 16754.0143 | 19710.1992 | 16448.4661 | 15076.2742 | 13816.3667 | 15713.9621 | 16067.4881 | 17845.536 | 17243.616 | 18522.7614 | 17927.6526 | 18985.3575 | 16744.5212 | 17631.747 | 16431.798
P95 | [5 empty] | 30556.4457 | 28772.4381 | 26683.7789 | 26597.8882 | 25197.1838 | 26189.0398 | 25317.7265 | 26913.1955 | 28439.567 | 25533.9643 | 26518.4792 | 27579.0261 | 26246.8832 | 26033.1615 | 24833.5934
15597: New 2024JAN 18V50DF_NG_B #7
CAPACITYFACTOR - Net Generation Capacity Factor
MEAN | [5 empty] | 0.4381 | 0.43341 | 0.37066 | 0.34015 | 0.32907 | 0.33698 | 0.32474 | 0.33877 | 0.33453 | 0.32566 | 0.32516 | 0.32798 | 0.30694 | 0.30478 | 0.28927
P5 | [5 empty] | 0.29995 | 0.34352 | 0.29261 | 0.2695 | 0.24502 | 0.26607 | 0.2578 | 0.27658 | 0.25796 | 0.26212 | 0.25677 | 0.26721 | 0.22875 | 0.24383 | 0.23067
P95 | [5 empty] | 0.56032 | 0.51483 | 0.46881 | 0.45081 | 0.43029 | 0.42609 | 0.40435 | 0.42521 | 0.44176 | 0.37552 | 0.38924 | 0.40059 | 0.37825 | 0.37184 | 0.35323
CO2EMISSIONS - CO2 Emissions
MEAN | [5 empty] | 17859.8971 | 17575.8208 | 15034.438 | 13801.0836 | 13279.2004 | 13622.0775 | 13125.0992 | 13826.404 | 13580.4121 | 13311.0542 | 13193.0787 | 13341.8717 | 12509.0085 | 12374.4804 | 11765.1549
P5 | [5 empty] | 12271.6956 | 13968.4746 | 11915.78 | 10906.0186 | 9894.7791 | 10822.6225 | 10381.1599 | 11300.3361 | 10472.5487 | 10726.2799 | 10505.7554 | 10957.5997 | 9346.045 | 9901.9675 | 9426.7923
P95 | [5 empty] | 22847.2785 | 20918.4138 | 18991.0504 | 18360.0875 | 17432.3315 | 17324.4814 | 16336.4702 | 17424.9826 | 18092.4315 | 15339.5078 | 15859.53 | 16277.4165 | 15402.8342 | 15081.4519 | 14325.6316
FUELCONSUMED - Fuel Consumed
MEAN | [5 empty] | 292306.0088 | 287656.6413 | 246062.8152 | 225876.9817 | 217335.5222 | 222947.2593 | 214813.4075 | 226291.3905 | 222265.3374 | 217856.8613 | 215926.0015 | 218361.2385 | 204730.0902 | 202528.321 | 192555.7269
P5 | [5 empty] | 200846.0818 | 228616.6049 | 195020.9495 | 178494.5761 | 161944.0119 | 177129.6639 | 169904.4173 | 184948.2182 | 171400.1425 | 175552.8633 | 171943.6236 | 179338.7838 | 152963.0938 | 162061.6613 | 154284.6534
P95 | [5 empty] | 373932.5452 | 342363.5644 | 310819.1562 | 300492.4299 | 285308.2076 | 283543.0674 | 267372.6711 | 285187.9317 | 296111.8077 | 251055.774 | 259566.7754 | 266406.1615 | 252092.2133 | 246832.2733 | 234462.0551
FUELCOST - Fuel Cost
MEAN | [5 empty] | 488769.736 | 504535.1197 | 448257.488 | 428223.9588 | 422260.7986 | 447598.1469 | 441877.6835 | 474676.4277 | 480594.2748 | 476543.5178 | 483779.9484 | 496083.031 | 491835.4457 | 495158.5762 | 489915.9014
P5 | [5 empty] | 244655.8272 | 284670.9897 | 276345.0304 | 242640.2094 | 240607.2519 | 263412.741 | 260843.2735 | 302888.2206 | 279195.1162 | 302757.7276 | 299267.7778 | 331671.1685 | 287454.413 | 317469.9719 | 294543.6203
P95 | [5 empty] | 768211.9543 | 759020.1451 | 758442.5721 | 783504.108 | 689953.7699 | 744376.5425 | 680727.3485 | 759053.1773 | 867447.5589 | 662475.001 | 707267.615 | 726337.1927 | 723872.3005 | 725197.152 | 710185.4332
NETPOS - Net Position (MWh)
MEAN | [5 empty] | 34338.3824 | 33792.2348 | 28885.1349 | 26497.2189 | 25477.7776 | 26117.0825 | 25143.6535 | 26733.7565 | 26239.327 | 25697.6756 | 25452.5516 | 25721.7871 | 24098.9711 | 23823.356 | 22634.3544
P5 | [5 empty] | 23604.4031 | 26856.839 | 22893.8779 | 20935.6945 | 18985.23 | 20750.6041 | 19888.1055 | 21851.16 | 20236.003 | 20709.315 | 20269.2 | 21126.02 | 18006.25 | 19063.835 | 18136.2
P95 | [5 empty] | 43924.3305 | 40217.5933 | 36483.0505 | 35243.7061 | 33443.56 | 33211.6233 | 31291.9024 | 33684.3227 | 34946.9074 | 29611.1068 | 30592.7114 | 31378.3923 | 29672.085 | 29033.1004 | 27559.9571
NETREVENUE - Net Revenue $
MEAN | [5 empty] | 229181.7769 | 160116.1732 | 133600.789 | 94652.0399 | 95787.4299 | 98690.4336 | 97180.335 | 94277.4764 | 98936.1863 | 88111.0816 | 82453.6304 | 81995.5122 | 72253.6886 | 60010.5337 | 54400.1288
P5 | [5 empty] | 68492.5894 | 2408.6512 | 32859.4625 | -14751.4985 | 9053.7464 | 9279.7646 | 14408.3105 | 23060.4105 | 21345.9395 | 4636.2038 | 13320.9703 | 15969.7458 | 8183.86 | -1078.3276 | -12174.0689
P95 | [5 empty] | 419239.0605 | 333475.0506 | 307711.6213 | 293854.7548 | 242597.3614 | 245519.5873 | 208784.698 | 205743.8107 | 247981.5855 | 182353.8235 | 166230.001 | 189946.3591 | 162321.4902 | 128557.503 | 122697.9309
STARTS - Number Starts
MEAN | [5 empty] | 263.69 | 286.64 | 282.43 | 278.94 | 283.5 | 291.33 | 291.33 | 298.85 | 294.36 | 292.74 | 287.35 | 292.37 | 274.81 | 277.15 | 266.92
P5 | [5 empty] | 237.5 | 260 | 245.5 | 251 | 241 | 252.5 | 257 | 264.5 | 248 | 259 | 246.5 | 264.5 | 238 | 243.5 | 227.5
P95 | [5 empty] | 293.5 | 315.5 | 317 | 309 | 324.5 | 323 | 322 | 328.5 | 330.5 | 314.5 | 317.5 | 320.5 | 311 | 308 | 301
VOMCOSTS - VOM Costs
MEAN | [5 empty] | 24036.8677 | 23992.4867 | 20797.2971 | 19607.942 | 19108.3332 | 20110.1535 | 19612.0497 | 21387.0052 | 21516.2481 | 21329.0707 | 21634.6689 | 22377.9548 | 21207.0946 | 21441.0204 | 20823.606
P5 | [5 empty] | 16523.0821 | 19068.3557 | 16483.5921 | 15492.4139 | 14238.9225 | 15977.9651 | 15512.7223 | 17480.928 | 16593.5224 | 17188.7314 | 17228.82 | 18379.6374 | 15845.5 | 17157.4515 | 16685.304
P95 | [5 empty] | 30747.0313 | 28554.4912 | 26267.7964 | 26080.3425 | 25082.67 | 25572.95 | 24407.6839 | 26947.4582 | 28656.464 | 24577.2187 | 26003.8047 | 27299.2013 | 26111.4348 | 26129.7903 | 25355.1605
15597: New 2024JAN 18V50DF_NG_B #8
CAPACITYFACTOR - Net Generation Capacity Factor
MEAN | [5 empty] | 0.44127 | 0.42576 | 0.3712 | 0.33331 | 0.3331 | 0.34164 | 0.34224 | 0.35878 | 0.35239 | 0.34542 | 0.34064 | 0.34043 | 0.3174 | 0.30221 | 0.28191
P5 | [5 empty] | 0.31197 | 0.3403 | 0.29412 | 0.26129 | 0.24831 | 0.26952 | 0.26812 | 0.29947 | 0.27695 | 0.28822 | 0.27745 | 0.28603 | 0.255 | 0.25393 | 0.23004
P95 | [5 empty] | 0.54494 | 0.51445 | 0.47623 | 0.46747 | 0.44657 | 0.4373 | 0.418 | 0.43282 | 0.43369 | 0.39219 | 0.39898 | 0.40291 | 0.37583 | 0.35568 | 0.34029
CO2EMISSIONS - CO2 Emissions
MEAN | [5 empty] | 17978.6467 | 17300.4585 | 15060.456 | 13551.2521 | 13429.7985 | 13803.0608 | 13815.6921 | 14630.6626 | 14316.045 | 14127.9595 | 13815.0264 | 13843.4321 | 12942.4939 | 12281.9205 | 11468.7746
P5 | [5 empty] | 12757.133 | 13737.542 | 11902.2459 | 10609.9944 | 9966.2396 | 10858.8974 | 10889.3832 | 12233.3239 | 11262.0885 | 11815.9061 | 11276.3806 | 11632.4504 | 10393.6715 | 10319.0754 | 9305.2683
P95 | [5 empty] | 22166.8971 | 20871.0641 | 19184.193 | 19175.6939 | 17965.0807 | 17718.0927 | 16939.404 | 17590.8285 | 17745.3547 | 16002.1408 | 16310.4766 | 16460.105 | 15320.2442 | 14488.3842 | 13819.5443
FUELCONSUMED - Fuel Consumed
MEAN | [5 empty] | 294249.5363 | 283149.8937 | 246488.6421 | 221788.0868 | 219800.3021 | 225909.3429 | 226116.073 | 239454.3798 | 234305.1558 | 231226.8337 | 226105.179 | 226570.0838 | 211824.7772 | 201013.4289 | 187704.9855
P5 | [5 empty] | 208791.0471 | 224837.0218 | 194799.4421 | 173649.6624 | 163113.5786 | 177723.3612 | 178222.3102 | 200218.0678 | 184322.2343 | 193386.352 | 184556.148 | 190383.8033 | 170109.1894 | 168888.3044 | 152295.7168
P95 | [5 empty] | 362797.0067 | 341588.6102 | 313980.2454 | 313841.1435 | 294027.5072 | 289985.1512 | 277240.655 | 287902.2676 | 290431.3375 | 261900.8323 | 266947.2438 | 269396.1531 | 250740.4941 | 237125.765 | 226179.1219
FUELCOST - Fuel Cost
MEAN | [5 empty] | 490533.8018 | 497532.6172 | 450268.9394 | 423579.0658 | 427479.0715 | 454484.7861 | 464633.7146 | 498834.6722 | 502966.7345 | 502897.8446 | 503521.0697 | 512010.2004 | 504995.7158 | 488105.5268 | 473726.4236
P5 | [5 empty] | 253607.3435 | 273597.015 | 271841.1667 | 240552.1865 | 244777.4815 | 268667.704 | 257476.8931 | 331023.0841 | 307841.8543 | 326126.4793 | 323170.6687 | 356885.4682 | 312940.2127 | 337911.3744 | 292223.2054
P95 | [5 empty] | 743191.5284 | 767400.4937 | 775075.6289 | 819912.6226 | 695375.1972 | 766778.4757 | 706730.0361 | 747695.2286 | 842650.042 | 679752.4694 | 722678.9384 | 745802.1901 | 724627.1319 | 697881.0623 | 668782.3871
NETPOS - Net Position (MWh)
MEAN | [5 empty] | 34567.3385 | 33262.4138 | 28934.7551 | 26017.2737 | 25766.3877 | 26463.697 | 26465.9481 | 28288.7821 | 27660.6618 | 27274.9858 | 26652.5477 | 26689.0301 | 24934.163 | 23645.3629 | 22064.176
P5 | [5 empty] | 24529.3503 | 26412.5832 | 22868.6357 | 20371.4446 | 19121.8881 | 20820.45 | 20861.39 | 23654.9852 | 21761.775 | 22813.065 | 21756 | 22426.061 | 20024.625 | 19866.875 | 17902.4
P95 | [5 empty] | 42614.0119 | 40126.6332 | 36845.8164 | 36812.6976 | 34464.94 | 33967.155 | 32445.6691 | 34005.9771 | 34276.7765 | 30889.5723 | 31463.1443 | 31732.4197 | 29511.2052 | 27889.06 | 26586.6532
NETREVENUE - Net Revenue $
MEAN | [5 empty] | 226883.8963 | 160522.3116 | 132968.9282 | 97499.2958 | 93907.2098 | 97137.1271 | 89698.9018 | 86569.2948 | 91943.4115 | 79867.3681 | 75271.2811 | 77348.9583 | 67176.8592 | 59724.9933 | 55644.3699
P5 | [5 empty] | 63239.8689 | 3817.2224 | 27826.1003 | -15452.4209 | 7647.0231 | 8074.0023 | 7206.8334 | 11641.3271 | -127.2399 | 606.46 | 4347.9124 | 8006.7521 | 34.2619 | -3737.4839 | -16713.7015
P95 | [5 empty] | 413836.2754 | 332148.6829 | 305554.045 | 296390.47 | 241102.6277 | 244205.4393 | 202597.7512 | 196908.5197 | 240596.3631 | 178995.6389 | 165340.3758 | 185691.0876 | 160678.9581 | 135774.0524 | 130904.5632
STARTS - Number Starts
MEAN | [5 empty] | 263.67 | 290.36 | 283.15 | 275.06 | 285 | 292.38 | 292.32 | 300.1 | 295.06 | 293.95 | 286.92 | 292.37 | 277.25 | 273.18 | 263.58
P5 | [5 empty] | 236.5 | 265 | 253 | 245 | 240.5 | 256.5 | 258 | 271 | 253.5 | 264 | 241.5 | 265.5 | 232 | 241 | 230.5
P95 | [5 empty] | 292 | 318 | 312.5 | 306.5 | 323.5 | 322.5 | 323 | 331 | 327 | 318 | 322 | 317 | 313 | 298 | 297.5
VOMCOSTS - VOM Costs
MEAN | [5 empty] | 24197.137 | 23616.3138 | 20833.0237 | 19252.7826 | 19324.7908 | 20377.0467 | 20643.4395 | 22631.0257 | 22681.7427 | 22638.2382 | 22654.6655 | 23219.4562 | 21942.0634 | 21280.8266 | 20299.0419
P5 | [5 empty] | 17170.5452 | 18752.9341 | 16465.4177 | 15074.869 | 14341.4161 | 16031.7465 | 16271.8842 | 18923.9882 | 17844.6555 | 18934.8439 | 18492.6 | 19510.6731 | 17621.67 | 17880.1875 | 16470.208
P95 | [5 empty] | 29829.8083 | 28489.9095 | 26528.9878 | 27241.3962 | 25848.705 | 26154.7094 | 25307.6219 | 27204.7817 | 28106.9567 | 25638.345 | 26743.6726 | 27607.2051 | 25969.8606 | 25100.154 | 24459.721
15597: New 2024JAN 18V50DF_NG_B #9
CAPACITYFACTOR - Net Generation Capacity Factor
MEAN | [5 empty] | 0.43246 | 0.40148 | 0.39588 | 0.3589 | 0.35245 | 0.35472 | 0.32102 | 0.33103 | 0.32457 | 0.31449 | 0.314 | 0.31653 | 0.29369 | 0.28838 | 0.27674
P5 | [5 empty] | 0.28737 | 0.28043 | 0.32211 | 0.28088 | 0.29329 | 0.3008 | 0.25855 | 0.26458 | 0.25371 | 0.25584 | 0.2438 | 0.25298 | 0.21965 | 0.22791 | 0.21131
P95 | [5 empty] | 0.55174 | 0.49352 | 0.47178 | 0.44818 | 0.42675 | 0.42571 | 0.38952 | 0.41534 | 0.43067 | 0.36631 | 0.38046 | 0.40116 | 0.36605 | 0.35785 | 0.34195
CO2EMISSIONS - CO2 Emissions
MEAN | [5 empty] | 17641.1394 | 16294.5846 | 16054.8406 | 14574.5572 | 14198.2901 | 14339.4847 | 12978.2771 | 13493.1835 | 13184.9365 | 12859.7531 | 12729.7339 | 12879.3273 | 11970.8283 | 11712.3159 | 11261.5088
P5 | [5 empty] | 11829.5944 | 11363.814 | 13053.3303 | 11404.2702 | 11885.0404 | 12130.816 | 10415.9526 | 10789.6605 | 10315.951 | 10507.8954 | 9839.6217 | 10303.1166 | 8967.8562 | 9227.0687 | 8623.8657
P95 | [5 empty] | 22499.9639 | 20073.8827 | 19188.2973 | 18304.7747 | 17150.6309 | 17244.1943 | 15877.0567 | 16988.389 | 17490.5716 | 14918.8741 | 15509.489 | 16247.8839 | 14953.3297 | 14581.4326 | 13864.0042
FUELCONSUMED - Fuel Consumed
MEAN | [5 empty] | 288725.685 | 266687.1459 | 262763.3479 | 238536.1249 | 232377.9066 | 234688.7836 | 212410.4279 | 220837.7003 | 215792.7421 | 210470.5907 | 208342.617 | 210790.9543 | 195921.9041 | 191690.9307 | 184312.7466
P5 | [5 empty] | 193610.3826 | 185987.1364 | 213638.7935 | 186649.2668 | 194517.8459 | 198540.3605 | 170473.8564 | 176590.1875 | 168837.1685 | 171978.6486 | 161041.272 | 168627.1134 | 146773.4244 | 151015.8548 | 141143.4652
P95 | [5 empty] | 368248.1823 | 328541.452 | 314047.4192 | 299587.1475 | 280697.7237 | 282229.04 | 259853.629 | 278042.3733 | 286261.4006 | 244171.4253 | 253837.791 | 265922.8135 | 244735.3475 | 238648.651 | 226906.7796
FUELCOST - Fuel Cost
MEAN | [5 empty] | 483697.3005 | 472149.3834 | 475724.0028 | 448996.1617 | 445426.1353 | 466595.2613 | 435099.8386 | 463452.2529 | 467044.6882 | 461900.6401 | 467111.0622 | 480222.008 | 471708.8581 | 468880.881 | 469537.2021
P5 | [5 empty] | 233238.7474 | 234452.4732 | 296978.4418 | 252211.0869 | 296122.5227 | 305051.0911 | 264551.6506 | 292852.1929 | 264630.3267 | 292425.3686 | 285635.5678 | 316257.3034 | 272832.0348 | 293756.9886 | 270632.8693
P95 | [5 empty] | 757754.7354 | 726256.785 | 759251.5379 | 772676.21 | 679480.1116 | 743469.4248 | 656159.6026 | 739437.316 | 843820.0465 | 646807.5579 | 701786.3099 | 725502.5768 | 716284.5774 | 710250.4196 | 681205.437
NETPOS - Net Position (MWh)
MEAN | [5 empty] | 33919.7374 | 31328.8007 | 30846.1148 | 27982.7034 | 27241.4423 | 27492.9146 | 24862.449 | 26089.7372 | 25475.4136 | 24826.439 | 24558.9026 | 24830.4091 | 23062.3106 | 22548.639 | 21665.3815
P5 | [5 empty] | 22755.8079 | 21849.3639 | 25079.8511 | 21896.7463 | 22803.7983 | 23259.18 | 19954.8 | 20863.68 | 19933.55 | 20287.5412 | 18984 | 19863.8116 | 17277.625 | 17764.2298 | 16591.45
P95 | [5 empty] | 43267.0383 | 38591.501 | 36862.5744 | 35140.3625 | 32903.87 | 33058.925 | 30410.6592 | 32842.9785 | 33788.3858 | 28799.4723 | 29917.9688 | 31321.6514 | 28804.7998 | 28072.1694 | 26669.7685
NETREVENUE - Net Revenue $
MEAN | [5 empty] | 231127.9699 | 169850.2232 | 128171.7494 | 90466.368 | 87540.562 | 92619.8423 | 98383.0709 | 98203.4094 | 103456.7232 | 93684.4089 | 87526.0771 | 87725.8952 | 78432.0791 | 67340.3642 | 60606.2025
P5 | [5 empty] | 75188.0991 | 26914.7009 | 25717.6653 | -8992.84 | -3945.1854 | -12478.4657 | 8060.7387 | 23427.768 | 23411.7747 | 9749.9904 | 18257.7164 | 21379.1147 | 15224.4974 | 6559.5178 | -1270.5626
P95 | [5 empty] | 415260.5913 | 332058.7344 | 312727.3607 | 299906.491 | 245373.1288 | 242925.6669 | 214502.5575 | 205691.6498 | 248423.0633 | 185910.1852 | 173025.085 | 188630.7974 | 169671.6628 | 137682.2145 | 125875.3921
STARTS - Number Starts
MEAN | [5 empty] | 261.56 | 282.83 | 277.81 | 277.44 | 288.08 | 294.6 | 290.73 | 296.01 | 290.52 | 289.55 | 286.05 | 290.15 | 271.26 | 274.51 | 267.75
P5 | [5 empty] | 237 | 248.5 | 243.5 | 241.5 | 250 | 256.5 | 252 | 258.5 | 242.5 | 259.5 | 243 | 260 | 228 | 242.5 | 226.5
P95 | [5 empty] | 286.5 | 318 | 311 | 308.5 | 325 | 328 | 324 | 330.5 | 328.5 | 314.5 | 317 | 314 | 309 | 305.5 | 303.5
VOMCOSTS - VOM Costs
MEAN | [5 empty] | 23743.8162 | 22243.4485 | 22209.2027 | 20707.2005 | 20431.0817 | 21169.5442 | 19392.7103 | 20871.7898 | 20889.8392 | 20605.9444 | 20875.0672 | 21602.4559 | 20294.8333 | 20293.7751 | 19932.151
P5 | [5 empty] | 15929.0655 | 15513.0483 | 18057.4928 | 16203.5923 | 17102.8487 | 17909.5686 | 15564.744 | 16690.944 | 16345.511 | 16838.6592 | 16136.4 | 17281.5161 | 15204.31 | 15987.8068 | 15264.134
P95 | [5 empty] | 30286.9268 | 27399.9657 | 26541.0536 | 26003.8682 | 24677.9025 | 25455.3722 | 23720.3142 | 26274.3828 | 27706.4763 | 23903.562 | 25430.2735 | 27249.8367 | 25348.2238 | 25264.9525 | 24536.1871
15597: New 2025JAN 18V50DF_NG_B #1
CAPACITYFACTOR - Net Generation Capacity Factor
MEAN | [6 empty] | 0.38373 | 0.35182 | 0.31526 | 0.32881 | 0.33305 | 0.33605 | 0.3364 | 0.33013 | 0.32277 | 0.31929 | 0.31652 | 0.29392 | 0.27732 | 0.26071
P5 | [6 empty] | 0.24989 | 0.26827 | 0.22848 | 0.24807 | 0.25732 | 0.28107 | 0.2854 | 0.26597 | 0.27422 | 0.26382 | 0.25898 | 0.22586 | 0.21901 | 0.19746
P95 | [6 empty] | 0.48896 | 0.44987 | 0.43796 | 0.41627 | 0.40986 | 0.3979 | 0.40695 | 0.42285 | 0.36334 | 0.37799 | 0.39005 | 0.36146 | 0.34173 | 0.32126
CO2EMISSIONS - CO2 Emissions
MEAN | [6 empty] | 15570.2497 | 14263.9953 | 12806.7025 | 13259.504 | 13463.8696 | 13580.8216 | 13727.5301 | 13405.6431 | 13197.2414 | 12962.8222 | 12886.2639 | 11981.8019 | 11263.4855 | 10600.2704
P5 | [6 empty] | 10141.4556 | 10834.0317 | 9324.5832 | 9954.3709 | 10391.6619 | 11386.4099 | 11643.1463 | 10821.7204 | 11288.527 | 10649.4313 | 10496.3187 | 9137.3891 | 8841.8183 | 7990.2047
P95 | [6 empty] | 19826.5961 | 18256.9 | 17797.5699 | 16730.2359 | 16685.7194 | 16105.4137 | 16479.4111 | 17216.1977 | 14875.2251 | 15420.553 | 15850.3303 | 14803.2692 | 14004.2266 | 13098.9056
FUELCONSUMED - Fuel Consumed
MEAN | [6 empty] | 254832.2378 | 233453.2789 | 209602.3319 | 217013.1585 | 220357.9313 | 222272.0391 | 224673.161 | 219404.9611 | 215994.1301 | 212157.4826 | 210904.4832 | 196101.5037 | 184345.0976 | 173490.5137
P5 | [6 empty] | 165981.2707 | 177316.3951 | 152611.836 | 162919.3279 | 170076.3002 | 186356.9548 | 190558.8586 | 177114.8995 | 184754.9434 | 174295.1112 | 171789.1765 | 149548.1038 | 144710.6103 | 130772.5814
P95 | [6 empty] | 324494.2084 | 298803.6014 | 291285.9236 | 273817.2819 | 273088.6978 | 263591.0592 | 269712.1295 | 281770.8304 | 243457.039 | 252382.2101 | 259416.208 | 242279.3648 | 229201.7444 | 214384.7068
FUELCOST - Fuel Cost
MEAN | [6 empty] | 454687.0514 | 427348.1937 | 399845.6621 | 420150.4239 | 441573.777 | 451948.5181 | 467560.2805 | 471005.4116 | 469517.6715 | 472709.4176 | 479339.3338 | 470471.7792 | 451124.9935 | 442125.799
P5 | [6 empty] | 208888.5405 | 248492.9028 | 205251.7661 | 246339.8887 | 255157.9681 | 287424.6562 | 320514.6869 | 294234.2991 | 312283.9252 | 300766.3145 | 319488.6769 | 278056.5953 | 278292.3616 | 250858.9991
P95 | [6 empty] | 725388.1068 | 723176.3542 | 753759.1628 | 661855.0414 | 727035.9512 | 658259.0841 | 709042.0759 | 832997.4273 | 636820.91 | 685718.9676 | 708787.0184 | 704834.5083 | 659155.2664 | 648222.2143
NETPOS - Net Position (MWh)
MEAN | [6 empty] | 29936.7471 | 27405.5018 | 24588.5663 | 25440.3017 | 25814.1862 | 26016.8971 | 26543.1604 | 25902.0592 | 25478.5201 | 25008.6984 | 24843.7499 | 23083.6501 | 21684.7908 | 20393.4314
P5 | [6 empty] | 19498.4957 | 20816.67 | 17902.798 | 19098.5008 | 19924.59 | 21813.59 | 22513.63 | 20910.85 | 21794.85 | 20546.4 | 20236.68 | 17604.25 | 17022.775 | 15372.35
P95 | [6 empty] | 38119.525 | 35073.8952 | 34166.4877 | 32095.3623 | 31990.7048 | 30850.58 | 31860.02 | 33256.4697 | 28714.24 | 29745.8282 | 30555.82 | 28518.055 | 26960.105 | 25200.16
NETREVENUE - Net Revenue $
MEAN | [6 empty] | 177753.3434 | 143070.4226 | 106239.3449 | 99209.4719 | 103957.6063 | 93602.9854 | 96352.7925 | 100820.4928 | 89972.1616 | 85722.8627 | 88201.5454 | 78821.6054 | 72603.0784 | 68085.2414
P5 | [6 empty] | 41417.6121 | 43598.5283 | 9735.7877 | 16307.1055 | 14396.3682 | 2.159 | 19249.2877 | 14704.049 | 4229.584 | 10593.5043 | 19317.0153 | 9693.0357 | 13094.1228 | 3961.7624
P95 | [6 empty] | 339682.2095 | 317938.5659 | 302524.2691 | 244124.6208 | 251982.1377 | 210745.8566 | 208919.9857 | 249520.7427 | 194024.0301 | 171511.7508 | 186690.6388 | 170986.7017 | 143427.5504 | 135319.814
STARTS - Number Starts
MEAN | [6 empty] | 276.52 | 274.6 | 265.99 | 274.51 | 284.04 | 293.22 | 298.08 | 294.15 | 295.88 | 287.54 | 290.07 | 272.53 | 270.92 | 261.31
P5 | [6 empty] | 229 | 230 | 222.5 | 229.5 | 240 | 251.5 | 264 | 246 | 270 | 247.5 | 257 | 224.5 | 235.5 | 221
P95 | [6 empty] | 313 | 308 | 301 | 312 | 321.5 | 328.5 | 326 | 328.5 | 321.5 | 318 | 314.5 | 310.5 | 304 | 297.5
VOMCOSTS - VOM Costs
MEAN | [6 empty] | 21255.0905 | 19731.9613 | 18195.5391 | 19080.2263 | 19876.9234 | 20293.1798 | 21234.5283 | 21239.6885 | 21147.1717 | 21257.3936 | 21614.0624 | 20313.6121 | 19516.3117 | 18761.9569
P5 | [6 empty] | 13843.932 | 14988.0024 | 13248.0705 | 14323.8756 | 15341.9343 | 17014.6002 | 18010.904 | 17146.897 | 18089.7255 | 17464.44 | 17605.9116 | 15491.74 | 15320.4975 | 14142.562
P95 | [6 empty] | 27064.8628 | 25253.2046 | 25283.2009 | 24071.5217 | 24632.8427 | 24063.4524 | 25488.016 | 27270.3051 | 23832.8192 | 25283.954 | 26583.5634 | 25095.8884 | 24264.0945 | 23184.1472
15597: New 2025JAN 18V50DF_NG_B #10
CAPACITYFACTOR - Net Generation Capacity Factor
MEAN | [6 empty] | 0.34568 | 0.29815 | 0.25093 | 0.25155 | 0.26046 | 0.24823 | 0.25247 | 0.25289 | 0.24561 | 0.24651 | 0.25789 | 0.2371 | 0.23642 | 0.22198
P5 | [6 empty] | 0.21954 | 0.19501 | 0.15473 | 0.16049 | 0.17673 | 0.16599 | 0.18948 | 0.1867 | 0.18083 | 0.17899 | 0.20896 | 0.17952 | 0.19194 | 0.17353
P95 | [6 empty] | 0.46549 | 0.42466 | 0.40549 | 0.36774 | 0.36986 | 0.33765 | 0.33914 | 0.35549 | 0.29549 | 0.31627 | 0.31395 | 0.2972 | 0.28732 | 0.26918
CO2EMISSIONS - CO2 Emissions
MEAN | [6 empty] | 14013.9897 | 12090.9195 | 10200.9782 | 10143.8992 | 10530.6172 | 10039.1229 | 10300.8761 | 10276.9255 | 10046.0641 | 10001.1397 | 10495.5228 | 9664.7571 | 9599.3167 | 9022.9149
P5 | [6 empty] | 8956.4022 | 7885.9959 | 6274.4627 | 6483.9804 | 7194.5603 | 6724.9885 | 7712.5121 | 7603.9808 | 7400.7409 | 7231.6866 | 8484.1832 | 7342.0791 | 7759.9447 | 7044.0534
P95 | [6 empty] | 18893.2229 | 17268.8554 | 16617.5681 | 14840.5339 | 15042.6976 | 13664.4115 | 13881.3214 | 14422.1953 | 12147.5028 | 12804.5697 | 12864.0004 | 12130.4747 | 11640.1061 | 10907.133
FUELCONSUMED - Fuel Consumed
MEAN | [6 empty] | 229361.5338 | 197887.3891 | 166955.454 | 166021.264 | 172350.5264 | 164306.4298 | 168590.4434 | 168198.4531 | 164420.0351 | 163684.7747 | 171776.1505 | 158179.3314 | 157108.2929 | 147674.5485
P5 | [6 empty] | 146585.96 | 129067.0359 | 102691.6966 | 106120.7917 | 117750.5776 | 110065.2782 | 126227.6947 | 124451.404 | 121125.0556 | 118358.2092 | 138857.335 | 120164.9606 | 127004.0049 | 115287.2894
P95 | [6 empty] | 309218.0509 | 282632.658 | 271973.291 | 242889.2619 | 246197.9966 | 223640.1235 | 227190.2034 | 236042.4758 | 198813.4668 | 209567.4252 | 210540.1053 | 198534.7746 | 190509.1016 | 178512.8145
FUELCOST - Fuel Cost
MEAN | [6 empty] | 413702.5878 | 368483.6323 | 326340.4241 | 328534.9968 | 351704.894 | 341365.3969 | 355964.7504 | 365747.9304 | 361384.5514 | 367895.7102 | 388922.7293 | 377353.8987 | 380176.3015 | 371532.2566
P5 | [6 empty] | 183548.6083 | 184769.0496 | 136437.841 | 156529.7674 | 174310.3532 | 167700.7948 | 207505.0652 | 205377.6364 | 203105.3319 | 207333.8485 | 262522.7439 | 220284.8013 | 248128.4124 | 221131.667
P95 | [6 empty] | 689668.9023 | 690413.8331 | 705026.1463 | 592759.4854 | 658464.1681 | 569271.6907 | 602076.7698 | 697083.0717 | 524996.9615 | 563095.2274 | 586777.4495 | 556699.0488 | 564293.3387 | 547897.708
NETPOS - Net Position (MWh)
MEAN | [6 empty] | 26944.3238 | 23230.5937 | 19585.8134 | 19462.6489 | 20190.3659 | 19232.2321 | 19917.964 | 19857.6987 | 19395.6663 | 19295.2989 | 20234.9428 | 18620.1606 | 18480.9798 | 17359.0417
P5 | [6 empty] | 17214.575 | 15152.27 | 12047.36 | 12440.89 | 13794.585 | 12883.68 | 14913.48 | 14693.2 | 14288.67 | 13952.4 | 16356.095 | 14145.375 | 14939.89 | 13552.05
P95 | [6 empty] | 36323.07 | 33174.6501 | 31900.5 | 28473.49 | 28838.8287 | 26174.3908 | 26838.64 | 27865.18 | 23452.46 | 24704.4 | 24800.7 | 23370.37 | 22409.342 | 20983.41
NETREVENUE - Net Revenue $
MEAN | [6 empty] | 189367.5607 | 160884.6153 | 129309.2902 | 125147.4669 | 129097.371 | 126537.1753 | 127414.6943 | 130753.5496 | 119561.095 | 112517.2443 | 109527.1521 | 100067.3293 | 88646.0794 | 83102.7266
P5 | [6 empty] | 55184.5554 | 65496.8284 | 37076.3563 | 46456.5086 | 46157.5705 | 48830.5562 | 57507.9873 | 46718.8176 | 43338.372 | 40612.3312 | 41567.2815 | 38008.7158 | 22585.6266 | 14818.9457
P95 | [6 empty] | 346441.1577 | 326481.0273 | 307351.8127 | 264875.2974 | 264816.0598 | 233388.4821 | 235977.5526 | 280807.7722 | 213441.0263 | 207098.0928 | 216055.0315 | 192244.8378 | 167521.4475 | 158892.0601
STARTS - Number Starts
MEAN | [6 empty] | 264.27 | 254.37 | 238.96 | 248.62 | 259.46 | 257.9 | 265.51 | 264.04 | 262.5 | 259.98 | 266.89 | 249.46 | 250.09 | 239.18
P5 | [6 empty] | 210.5 | 196 | 181 | 188.5 | 202.5 | 192.5 | 219 | 195 | 216.5 | 204.5 | 230 | 200 | 214.5 | 203.5
P95 | [6 empty] | 305.5 | 298 | 291.5 | 301 | 308.5 | 308.5 | 311.5 | 316.5 | 299.5 | 299 | 299 | 296.5 | 283 | 274.5
VOMCOSTS - VOM Costs
MEAN | [6 empty] | 19130.4699 | 16726.0275 | 14493.5019 | 14596.9866 | 15546.5817 | 15001.141 | 15934.3712 | 16283.313 | 16098.403 | 16401.0041 | 17604.4003 | 16385.7413 | 16632.8818 | 15970.3184
P5 | [6 empty] | 12222.3482 | 10909.6344 | 8915.0464 | 9330.6675 | 10621.8304 | 10049.2704 | 11930.784 | 12048.424 | 11859.5961 | 11859.54 | 14229.8026 | 12447.93 | 13445.901 | 12467.886
P95 | [6 empty] | 25789.3797 | 23885.7481 | 23606.37 | 21355.1175 | 22205.8981 | 20416.0248 | 21470.912 | 22849.4476 | 19465.5418 | 20998.74 | 21576.609 | 20565.9256 | 20168.4078 | 19304.7372
15597: New 2025JAN 18V50DF_NG_B #11
CAPACITYFACTOR - Net Generation Capacity Factor
MEAN | [6 empty] | 0.37459 | 0.29544 | 0.24688 | 0.24775 | 0.2552 | 0.24873 | 0.25076 | 0.24799 | 0.24026 | 0.2428 | 0.24965 | 0.229 | 0.23089 | 0.21979
P5 | [6 empty] | 0.28841 | 0.1943 | 0.14197 | 0.15275 | 0.16594 | 0.167 | 0.18738 | 0.17861 | 0.17803 | 0.17628 | 0.19686 | 0.16966 | 0.18795 | 0.17048
P95 | [6 empty] | 0.46551 | 0.4185 | 0.3976 | 0.36004 | 0.36524 | 0.33749 | 0.33836 | 0.34925 | 0.29975 | 0.31516 | 0.32139 | 0.2941 | 0.28058 | 0.26349
CO2EMISSIONS - CO2 Emissions
MEAN | [6 empty] | 15201.5823 | 11975.4634 | 10022.115 | 9986.77 | 10319.8167 | 10039.282 | 10224.892 | 10072.3555 | 9824.2427 | 9851.2683 | 10153.4995 | 9325.3078 | 9379.3863 | 8946.7239
P5 | [6 empty] | 11695.6654 | 7945.4689 | 5745.8132 | 6163.6769 | 6701.3673 | 6798.462 | 7653.7653 | 7205.2089 | 7226.4007 | 7169.9943 | 8046.3073 | 6924.7673 | 7620.9087 | 6952.9104
P95 | [6 empty] | 18715.7548 | 16864.4612 | 16139.5151 | 14502.0474 | 14757.1444 | 13567.3686 | 13830.9495 | 14146.7326 | 12233.0192 | 12857.5212 | 12981.1437 | 12060.9228 | 11266.607 | 10703.1462
FUELCONSUMED - Fuel Consumed
MEAN | [6 empty] | 248798.4007 | 195997.7641 | 164028.0681 | 163449.5909 | 168900.4364 | 164309.0338 | 167346.8407 | 164850.3359 | 160789.5701 | 161231.8872 | 166178.3873 | 152623.6954 | 153508.7781 | 146427.5592
P5 | [6 empty] | 191418.4197 | 130040.4078 | 94039.4957 | 100878.5096 | 109678.6799 | 111267.7909 | 125266.2084 | 117924.8587 | 118271.6974 | 117348.5158 | 131690.7908 | 113334.9806 | 124728.4572 | 113795.5869
P95 | [6 empty] | 306313.4993 | 276014.0952 | 264149.1837 | 237349.384 | 241524.4575 | 222051.8592 | 226365.7857 | 231534.0847 | 200213.0801 | 210434.0627 | 212457.3439 | 197396.4445 | 184396.1862 | 175174.2424
FUELCOST - Fuel Cost
MEAN | [6 empty] | 439973.6273 | 365283.2522 | 321813.5727 | 323788.3518 | 345075.1186 | 341664.8758 | 353193.8131 | 359439.9617 | 354464.9912 | 362928.1341 | 377652.5098 | 366158.7764 | 372119.5119 | 368407.4369
P5 | [6 empty] | 245978.8933 | 183420.2234 | 126732.3232 | 149548.6811 | 161809.4874 | 165149.5866 | 210011.9547 | 192383.8891 | 194105.9505 | 203851.6806 | 240057.2157 | 210352.4925 | 247044.422 | 222912.773
P95 | [6 empty] | 690649.2347 | 683444.9035 | 702063.7375 | 584968.872 | 635205.7921 | 566655.8014 | 596419.3225 | 683035.251 | 532771.0789 | 567851.6559 | 581289.3328 | 560741.1518 | 547662.2738 | 514155.8877
NETPOS - Net Position (MWh)
MEAN | [6 empty] | 29228.019 | 23008.7434 | 19242.3002 | 19161.269 | 19786.2506 | 19232.6241 | 19771.0264 | 19462.5475 | 18967.2757 | 19006.1181 | 19575.5318 | 17966.092 | 18057.6311 | 17212.4448
P5 | [6 empty] | 22487.8996 | 15266.2733 | 11032.32 | 11826.32 | 12848.955 | 13024.44 | 14799.47 | 13922.24 | 13952.07 | 13833.1355 | 15513.11 | 13341.375 | 14672.21 | 13376.7
P95 | [6 empty] | 35982.7938 | 32397.3918 | 30985.9075 | 27823.8649 | 28294.0197 | 25990.64 | 26741.65 | 27333.5864 | 23616.335 | 24804.92 | 25027.37 | 23236.37 | 21690.3 | 20590.96
NETREVENUE - Net Revenue $
MEAN | [6 empty] | 180396.1664 | 161539.8392 | 130667.8104 | 126683.713 | 130386.4549 | 126203.5485 | 128633.8282 | 132249.4597 | 121467.3783 | 113820.6726 | 112519.2733 | 102329.2779 | 89762.0413 | 84085.7686
P5 | [6 empty] | 30125.2596 | 69511.2914 | 40687.9673 | 47956.7858 | 46532.9646 | 48358.1392 | 59138.4319 | 50845.79 | 46258.3009 | 44170.9397 | 45427.6636 | 37586.8483 | 23089.0098 | 15285.8816
P95 | [6 empty] | 348656.0149 | 326395.0892 | 310179.0791 | 264941.4705 | 262416.1264 | 231225.9236 | 231752.9172 | 275670.5629 | 212977.3657 | 201174.077 | 215467.1986 | 191172.7886 | 167977.9857 | 157630.4559
STARTS - Number Starts
MEAN | [6 empty] | 275.33 | 253.47 | 235.95 | 246.52 | 256.31 | 257.9 | 263.96 | 259.05 | 257.75 | 257.16 | 264.22 | 246.46 | 248.68 | 238.68
P5 | [6 empty] | 234 | 195.5 | 172.5 | 188.5 | 199.5 | 194 | 217.5 | 192 | 206 | 204 | 224 | 194.5 | 215 | 202
P95 | [6 empty] | 311.5 | 299.5 | 287.5 | 300 | 309.5 | 309 | 314.5 | 317 | 294.5 | 300.5 | 299.5 | 294 | 279.5 | 276
VOMCOSTS - VOM Costs
MEAN | [6 empty] | 20751.8935 | 16566.2952 | 14239.3021 | 14370.9518 | 15235.4129 | 15001.4468 | 15816.8211 | 15959.2889 | 15742.8388 | 16155.2004 | 17030.7127 | 15810.161 | 16251.868 | 15835.4493
P5 | [6 empty] | 15966.4087 | 10991.7168 | 8163.9168 | 8869.74 | 9893.6953 | 10159.0632 | 11839.576 | 11416.2368 | 11580.2181 | 11758.1652 | 13496.4057 | 11740.41 | 13204.989 | 12306.564
P95 | [6 empty] | 25547.7836 | 23326.1221 | 22929.5716 | 20867.8987 | 21786.3952 | 20272.6992 | 21393.32 | 22413.5408 | 19601.558 | 21084.182 | 21773.8119 | 20448.0056 | 19521.27 | 18943.6832
15597: New 2025JAN 18V50DF_NG_B #2
CAPACITYFACTOR - Net Generation Capacity Factor
MEAN | [6 empty] | 0.36145 | 0.34404 | 0.30429 | 0.30942 | 0.31418 | 0.33836 | 0.34176 | 0.32873 | 0.32278 | 0.31742 | 0.32136 | 0.29771 | 0.28311 | 0.26067
P5 | [6 empty] | 0.22973 | 0.25902 | 0.20134 | 0.23101 | 0.2416 | 0.27483 | 0.29255 | 0.26111 | 0.2785 | 0.26022 | 0.27447 | 0.24237 | 0.22884 | 0.19353
P95 | [6 empty] | 0.46811 | 0.44882 | 0.43876 | 0.40586 | 0.4067 | 0.39957 | 0.39894 | 0.41169 | 0.35901 | 0.37738 | 0.38223 | 0.35546 | 0.34637 | 0.32225
CO2EMISSIONS - CO2 Emissions
MEAN | [6 empty] | 14666.3182 | 13948.5213 | 12360.7311 | 12477.3971 | 12701.6928 | 13673.8986 | 13946.1215 | 13348.6474 | 13197.7158 | 12886.6114 | 13083.3586 | 12135.7898 | 11498.4382 | 10598.6936
P5 | [6 empty] | 9259.0143 | 10511.2239 | 8180.293 | 9392.1886 | 9785.9864 | 11111.7901 | 11998.696 | 10629.8768 | 11467.2257 | 10562.355 | 11188.2402 | 9837.2558 | 9306.7198 | 7877.361
P95 | [6 empty] | 19030.4378 | 18179.379 | 17828.3721 | 16191.0024 | 16531.6577 | 16206.6469 | 16291.5533 | 16774.4531 | 14723.2992 | 15377.1214 | 15551.7091 | 14500.2992 | 14139.7906 | 13128.935
FUELCONSUMED - Fuel Consumed
MEAN | [6 empty] | 240037.9407 | 228290.037 | 202303.291 | 204212.7188 | 207883.6786 | 223795.3947 | 228250.7611 | 218472.1339 | 216001.8956 | 210910.1707 | 214130.2559 | 198621.7637 | 188190.4775 | 173464.707
P5 | [6 empty] | 151538.6957 | 172033.1242 | 133883.6826 | 153718.3085 | 160163.4434 | 181862.3588 | 196378.0038 | 173975.0705 | 187679.6356 | 172869.9672 | 183113.5874 | 161002.5494 | 152319.4728 | 128925.7118
P95 | [6 empty] | 311463.7937 | 297534.844 | 291790.0509 | 264991.8567 | 270567.2294 | 265247.9037 | 266637.5331 | 274540.9676 | 240970.5272 | 251671.3812 | 254528.7905 | 237320.7721 | 231420.4688 | 214876.1862
FUELCOST - Fuel Cost
MEAN | [6 empty] | 430315.7314 | 418620.0427 | 388236.7489 | 396869.9496 | 418391.6015 | 454670.2913 | 473910.7664 | 467949.7009 | 468154.6619 | 469319.1433 | 483683.2103 | 473332.0405 | 459295.7665 | 442173.4948
P5 | [6 empty] | 195979.3313 | 244400.3383 | 184486.6711 | 227918.1583 | 242694.2417 | 281959.4695 | 322684.4488 | 289356.1418 | 315383.1624 | 300379.9418 | 337295.2088 | 297576.2791 | 298879.2394 | 248489.6443
P95 | [6 empty] | 704898.9408 | 717140.7491 | 748557.8913 | 649065.7545 | 713212.9949 | 661274.837 | 700506.7728 | 801851.6458 | 626299.794 | 676179.3755 | 691710.0583 | 684892.4012 | 678239.505 | 647902.8584
NETPOS - Net Position (MWh)
MEAN | [6 empty] | 28198.878 | 26799.5714 | 23732.2358 | 23939.7056 | 24352.7702 | 26195.194 | 26966.138 | 25792.4028 | 25479.8307 | 24861.8046 | 25223.8663 | 23380.4022 | 22137.0759 | 20390.5327
P5 | [6 empty] | 17802.4212 | 20196.015 | 15706.5021 | 18020.825 | 18763.29 | 21287.88 | 23201.56 | 20540.15 | 22139.865 | 20378.4 | 21570.69 | 18952.625 | 17917.83 | 15155.25
P95 | [6 empty] | 36589.834 | 34924.2218 | 34228.409 | 31064.65 | 31694.76 | 31043.1448 | 31498.5413 | 32406.3107 | 28423.6334 | 29660.4613 | 29981.315 | 27934.475 | 27221.2966 | 25258.75
NETREVENUE - Net Revenue $
MEAN | [6 empty] | 183821.5938 | 145593.1267 | 110488.4413 | 105746.4123 | 110520.1646 | 94348.0783 | 95401.5496 | 101976.064 | 90416.7778 | 86519.5174 | 85991.2628 | 76807.1798 | 70370.5621 | 68305.9052
P5 | [6 empty] | 48913.4294 | 48049.7849 | 19071.9698 | 24434.2423 | 18450.7067 | 5361.5028 | 18275.2409 | 17598.1185 | 2624.7602 | 12061.2853 | 10841.488 | 7715.4825 | 6501.9876 | 7541.5943
P95 | [6 empty] | 343506.3191 | 318884.1831 | 301617.6881 | 250058.1111 | 256858.3711 | 213880.8699 | 210928.3136 | 251816.4624 | 199327.3354 | 171757.0996 | 191052.4001 | 171809.7323 | 142834.0116 | 136377.2178
STARTS - Number Starts
MEAN | [6 empty] | 273.92 | 273.17 | 264.2 | 272.89 | 280.82 | 288.22 | 294.1 | 292.21 | 293.77 | 283.85 | 291.17 | 275.12 | 272.84 | 260.45
P5 | [6 empty] | 219 | 227.5 | 212 | 225 | 234 | 251.5 | 260.5 | 245.5 | 264.5 | 241.5 | 263 | 238.5 | 238.5 | 221.5
P95 | [6 empty] | 310.5 | 307.5 | 303 | 318 | 324 | 324 | 323.5 | 326.5 | 318.5 | 315 | 316 | 309 | 306.5 | 299.5
VOMCOSTS - VOM Costs
MEAN | [6 empty] | 20021.2034 | 19295.6914 | 17561.8545 | 17954.7792 | 18751.633 | 20432.2514 | 21572.9104 | 21149.7703 | 21148.2595 | 21132.5339 | 21944.7637 | 20574.754 | 19923.3683 | 18759.2901
P5 | [6 empty] | 12639.7191 | 14541.1308 | 11622.8115 | 13515.6187 | 14447.7333 | 16604.5464 | 18561.248 | 16842.923 | 18376.088 | 17321.64 | 18766.5003 | 16678.31 | 16126.047 | 13942.83
P95 | [6 empty] | 25978.7821 | 25145.4397 | 25329.0227 | 23298.4875 | 24404.9652 | 24213.653 | 25198.833 | 26573.1748 | 23591.6157 | 25211.3921 | 26083.744 | 24582.338 | 24499.1669 | 23238.05
15597: New 2025JAN 18V50DF_NG_B #3
CAPACITYFACTOR - Net Generation Capacity Factor
MEAN | [6 empty] | 0.35169 | 0.33471 | 0.31056 | 0.30534 | 0.31221 | 0.31612 | 0.32758 | 0.33345 | 0.32672 | 0.31832 | 0.32339 | 0.30106 | 0.29463 | 0.27045
P5 | [6 empty] | 0.22118 | 0.24785 | 0.19712 | 0.21952 | 0.2305 | 0.24247 | 0.26619 | 0.25874 | 0.27761 | 0.26035 | 0.27592 | 0.24298 | 0.24938 | 0.21372
P95 | [6 empty] | 0.46641 | 0.42802 | 0.42914 | 0.40481 | 0.39761 | 0.38779 | 0.39772 | 0.41578 | 0.36449 | 0.38175 | 0.38049 | 0.35761 | 0.35148 | 0.32738
CO2EMISSIONS - CO2 Emissions
MEAN | [6 empty] | 14269.1014 | 13565.5544 | 12606.2194 | 12323.8681 | 12644.5879 | 12747.6279 | 13358.7689 | 13551.2469 | 13358.4793 | 12916.7201 | 13142.1791 | 12272.5645 | 11972.7725 | 11015.0574
P5 | [6 empty] | 8953.6113 | 10047.91 | 7991.6883 | 8907.8983 | 9349.0347 | 9784.7239 | 10831.8662 | 10586.276 | 11362.6216 | 10505.7554 | 11283.9778 | 9976.3597 | 10045.3483 | 8728.0292
P95 | [6 empty] | 18958.1229 | 17277.2753 | 17459.7821 | 16394.4384 | 16192.8804 | 15697.1619 | 16152.8693 | 16968.8303 | 14944.6108 | 15429.6524 | 15352.8613 | 14556.8113 | 14273.2597 | 13409.0501
FUELCONSUMED - Fuel Consumed
MEAN | [6 empty] | 233536.8475 | 222022.1674 | 206321.1032 | 201699.9695 | 206949.0655 | 208635.481 | 218637.7896 | 221788.0021 | 218633.0493 | 211402.9472 | 215092.9484 | 200860.3022 | 195953.7227 | 180279.1716
P5 | [6 empty] | 146540.2839 | 164450.2457 | 130796.8624 | 145792.1157 | 153012.0253 | 160142.7815 | 177280.952 | 173261.473 | 185967.6207 | 171943.6236 | 184680.487 | 163279.2094 | 164408.3199 | 142848.268
P95 | [6 empty] | 310280.2441 | 282770.4626 | 285757.4814 | 268321.4143 | 265022.5925 | 256909.3609 | 264367.7464 | 277722.2639 | 244592.6481 | 252531.1364 | 251274.3251 | 238245.6837 | 233604.9048 | 219460.7211
FUELCOST - Fuel Cost
MEAN | [6 empty] | 419786.504 | 407844.9431 | 394728.6147 | 392353.2864 | 416542.7001 | 427436.1462 | 455173.2155 | 474241.7973 | 472994.3749 | 470166.0819 | 484563.2352 | 477291.486 | 475268.9682 | 457206.3562
P5 | [6 empty] | 188121.7278 | 234231.3396 | 181905.1903 | 219228.3284 | 234706.626 | 243843.9013 | 294535.6304 | 280634.7384 | 314536.3365 | 303465.6382 | 338066.4305 | 298791.7895 | 315549.286 | 274201.8773
P95 | [6 empty] | 684205.7357 | 703664.5173 | 734658.5608 | 634987.1177 | 699244.2667 | 643955.9341 | 685496.9858 | 793762.2754 | 632398.3877 | 691142.219 | 692526.2992 | 675851.1354 | 679595.89 | 664129.4447
NETPOS - Net Position (MWh)
MEAN | [6 empty] | 27435.1144 | 26064.0347 | 24203.8273 | 23645.4171 | 24243.2822 | 24420.7259 | 25830.4781 | 26183.9704 | 25790.3717 | 24920.09 | 25337.3925 | 23644.0223 | 23050.302 | 21191.4123
P5 | [6 empty] | 17215.7288 | 19305.9524 | 15343.9185 | 17091.69 | 17925.495 | 18745.4583 | 20944.8846 | 20455.9 | 21937.905 | 20269.2 | 21755.27 | 19220.625 | 19339.88 | 16791.85
P95 | [6 empty] | 36450.4262 | 33190.8651 | 33518.8239 | 31454.985 | 31045.8504 | 30068.05 | 31226.9992 | 32782.3276 | 28849.025 | 29766.2797 | 29595.4918 | 28043.352 | 27478.88 | 25797.255
NETREVENUE - Net Revenue $
MEAN | [6 empty] | 186421.5318 | 149105.3488 | 109350.4356 | 107758.051 | 111257.5769 | 104341.2125 | 102761.306 | 101682.0241 | 90239.8509 | 87170.3313 | 85422.47 | 75550.637 | 65490.3692 | 64723.7478
P5 | [6 empty] | 47355.8654 | 51474.1161 | 17574.5755 | 27078.5661 | 22551.8133 | 23291.4688 | 30120.0839 | 17914.9727 | 3683.5937 | 11445.389 | 13556.5114 | 8648.5775 | 3.9088 | -2560.6548
P95 | [6 empty] | 343922.3888 | 324012.1826 | 301447.7093 | 254923.3879 | 256989.3432 | 210322.7047 | 213212.7789 | 254355.8003 | 190912.463 | 181731.9248 | 193254.0322 | 172323.2489 | 145578.8222 | 132789.8795
STARTS - Number Starts
MEAN | [6 empty] | 272.07 | 269.4 | 262.83 | 270.46 | 280.53 | 280.06 | 284.59 | 286.7 | 288.54 | 280.46 | 286.35 | 272.68 | 276.94 | 264.19
P5 | [6 empty] | 225 | 211 | 204 | 220.5 | 234 | 238 | 248 | 238.5 | 257 | 236 | 259 | 233 | 248.5 | 224
P95 | [6 empty] | 310 | 308.5 | 302 | 315.5 | 318.5 | 317 | 317 | 331.5 | 317.5 | 312.5 | 316 | 303.5 | 304 | 299.5
VOMCOSTS - VOM Costs
MEAN | [6 empty] | 19478.9312 | 18766.105 | 17910.8322 | 17734.0628 | 18667.3273 | 19048.1662 | 20664.3825 | 21470.8557 | 21406.0086 | 21182.0765 | 22043.5315 | 20806.7396 | 20745.2718 | 19496.0993
P5 | [6 empty] | 12223.1675 | 13900.2857 | 11354.4997 | 12818.7675 | 13802.6311 | 14621.4575 | 16755.9077 | 16773.838 | 18208.4611 | 17228.82 | 18927.0849 | 16914.15 | 17405.892 | 15448.502
P95 | [6 empty] | 25879.8026 | 23897.4229 | 24803.9296 | 23591.2388 | 23905.3048 | 23453.079 | 24981.5994 | 26881.5086 | 23944.6908 | 25301.3377 | 25748.0779 | 24678.1497 | 24730.992 | 23733.4746
15597: New 2025JAN 18V50DF_NG_B #4
CAPACITYFACTOR - Net Generation Capacity Factor
MEAN | [6 empty] | 0.35406 | 0.31236 | 0.26719 | 0.27834 | 0.28733 | 0.29467 | 0.28548 | 0.29176 | 0.28538 | 0.28292 | 0.29584 | 0.2746 | 0.29203 | 0.28226
P5 | [6 empty] | 0.2297 | 0.21739 | 0.16368 | 0.19505 | 0.21224 | 0.22052 | 0.22434 | 0.21721 | 0.22592 | 0.21273 | 0.23689 | 0.20323 | 0.23847 | 0.22933
P95 | [6 empty] | 0.46063 | 0.42736 | 0.40248 | 0.37434 | 0.38087 | 0.3718 | 0.37098 | 0.38575 | 0.34398 | 0.35445 | 0.36689 | 0.34492 | 0.3449 | 0.34251
CO2EMISSIONS - CO2 Emissions
MEAN | [6 empty] | 14363.6087 | 12661.6655 | 10859.7491 | 11231.5516 | 11618.5135 | 11906.7281 | 11647.1217 | 11849.4852 | 11663.0874 | 11471.6582 | 12031.5402 | 11190.3433 | 11865.5545 | 11482.6019
P5 | [6 empty] | 9365.2004 | 8831.1015 | 6634.1176 | 7869.0763 | 8518.394 | 8894.6185 | 9161.6089 | 8835.8791 | 9178.1839 | 8598.7845 | 9634.6806 | 8246.2546 | 9687.0708 | 9374.7106
P95 | [6 empty] | 18628.8086 | 17263.0565 | 16404.5512 | 15156.5089 | 15357.9476 | 15037.1883 | 15262.4209 | 15703.2781 | 14064.0428 | 14335.9263 | 14915.6541 | 13997.3326 | 13924.5487 | 13919.2329
FUELCONSUMED - Fuel Consumed
MEAN | [6 empty] | 235083.6118 | 207228.5685 | 177737.3019 | 183822.4478 | 190155.7031 | 194872.7999 | 190623.9234 | 193935.9277 | 190885.2277 | 187752.1808 | 196915.5511 | 183148.0078 | 194198.9274 | 187931.2918
P5 | [6 empty] | 153276.6022 | 144535.2128 | 108578.0301 | 128790.1197 | 139417.2503 | 145574.7703 | 149944.4998 | 144613.4052 | 150215.7763 | 140732.97 | 157687.0799 | 134963.2506 | 158544.5301 | 153432.252
P95 | [6 empty] | 304890.485 | 282537.7488 | 268486.9266 | 248060.7024 | 251357.5719 | 246107.8277 | 249794.123 | 257009.4619 | 230180.7328 | 234630.5448 | 244118.7258 | 229088.9125 | 227897.687 | 227810.6865
FUELCOST - Fuel Cost
MEAN | [6 empty] | 421706.7353 | 383998.8629 | 344870.3152 | 358581.5677 | 383669.4776 | 400407.8439 | 399364.9337 | 418881.8743 | 417195.3519 | 420400.2443 | 446432.0432 | 437707.74 | 471421.3808 | 473436.9026
P5 | [6 empty] | 195255.7115 | 203849.7644 | 150149.6329 | 194918.867 | 214495.8557 | 225995.8325 | 241141.9801 | 232359.9267 | 248897.6426 | 240913.9959 | 284028.3232 | 249740.5403 | 306589.3143 | 292473.8501
P95 | [6 empty] | 688557.702 | 704017.6911 | 711593.3888 | 601574.0956 | 669497.1669 | 622927.7825 | 641152.1139 | 750300.2243 | 607965.4948 | 627506.6588 | 668478.4292 | 655204.7076 | 691727.761 | 681441.3251
NETPOS - Net Position (MWh)
MEAN | [6 empty] | 27617.0867 | 24326.9953 | 20850.6159 | 21549.4902 | 22276.1399 | 22809.9135 | 22521.0306 | 22896.0435 | 22517.4896 | 22132.2969 | 23196.304 | 21559.3008 | 22843.8479 | 22090.9061
P5 | [6 empty] | 18006.9991 | 16968.21 | 12737.92 | 15098.49 | 16332.855 | 17040.24 | 17715.56 | 17073.19 | 17720.1605 | 16590 | 18575.46 | 15887.375 | 18649.695 | 18036
P95 | [6 empty] | 35816.4423 | 33165.0485 | 31494.0918 | 29079.755 | 29442.305 | 28805.7 | 29506.8361 | 30339.5348 | 27153.3291 | 27655.9313 | 28756.655 | 26967.5 | 26808.1656 | 26778.3803
NETREVENUE - Net Revenue $
MEAN | [6 empty] | 186288.221 | 155611.5476 | 123035.3287 | 115323.5472 | 118927.0961 | 111572.7937 | 118698.8441 | 120778.8414 | 109049.0888 | 103031.7974 | 98154.5338 | 89214.5852 | 68644.1693 | 59731.7312
P5 | [6 empty] | 44945.9062 | 62327.3861 | 31519.9915 | 34112.2572 | 27188.3024 | 26585.0261 | 46423.6632 | 37883.7606 | 25737.6034 | 35436.5714 | 30708.734 | 25651.7631 | 2642.4032 | -8795.6737
P95 | [6 empty] | 349136.4099 | 324607.4239 | 310646.8764 | 263384.9123 | 263796.3432 | 227040.5048 | 223473.4099 | 267462.4264 | 199187.0481 | 190283.6976 | 202374.9517 | 179994.2294 | 143658.5905 | 137125.2192
STARTS - Number Starts
MEAN | [6 empty] | 270.65 | 263.27 | 251.26 | 265.15 | 274.99 | 276.08 | 273.07 | 271.99 | 271.21 | 267.23 | 273.32 | 258.16 | 268.04 | 266.05
P5 | [6 empty] | 226 | 204.5 | 184.5 | 214.5 | 227 | 224 | 232 | 214 | 228.5 | 216.5 | 240.5 | 207 | 236 | 227
P95 | [6 empty] | 307 | 303.5 | 294.5 | 309.5 | 314.5 | 316.5 | 312 | 324.5 | 308 | 302 | 308 | 304 | 302.5 | 303.5
VOMCOSTS - VOM Costs
MEAN | [6 empty] | 19608.1316 | 17515.4366 | 15429.4558 | 16162.1177 | 17152.6277 | 17791.7325 | 18016.8245 | 18774.7557 | 18689.5164 | 18812.4524 | 20180.7844 | 18972.1847 | 20559.4631 | 20323.6336
P5 | [6 empty] | 12784.9694 | 12217.1112 | 9426.0608 | 11323.8675 | 12576.2983 | 13291.3872 | 14172.448 | 14000.0158 | 14707.7332 | 14101.5 | 16160.6502 | 13980.89 | 16784.7255 | 16593.12
P95 | [6 empty] | 25429.6741 | 23878.8349 | 23305.6279 | 21809.8162 | 22670.5749 | 22468.446 | 23605.4689 | 24878.4185 | 22537.2632 | 23507.5416 | 25018.2898 | 23731.4 | 24127.349 | 24636.1099
15597: New 2025JAN 18V50DF_NG_B #5
CAPACITYFACTOR - Net Generation Capacity Factor
MEAN | [6 empty] | 0.35463 | 0.30366 | 0.2574 | 0.26631 | 0.27534 | 0.29657 | 0.28078 | 0.2756 | 0.26815 | 0.26694 | 0.28204 | 0.25993 | 0.27256 | 0.26739
P5 | [6 empty] | 0.23274 | 0.20872 | 0.15069 | 0.18126 | 0.19412 | 0.21417 | 0.22352 | 0.20369 | 0.20479 | 0.19771 | 0.22641 | 0.19539 | 0.21524 | 0.20624
P95 | [6 empty] | 0.46865 | 0.4149 | 0.40284 | 0.36452 | 0.37091 | 0.36571 | 0.3647 | 0.36983 | 0.32171 | 0.33591 | 0.35227 | 0.32736 | 0.33459 | 0.32729
CO2EMISSIONS - CO2 Emissions
MEAN | [6 empty] | 14398.8929 | 12296.8214 | 10456.6471 | 10733.5012 | 11136.5579 | 11978.6733 | 11462.2631 | 11203.0332 | 10959.3131 | 10827.0438 | 11465.3526 | 10594.3458 | 11082.9119 | 10893.6575
P5 | [6 empty] | 9404.9844 | 8482.2816 | 6122.8009 | 7328.0232 | 7873.7822 | 8626.6562 | 9161.6089 | 8275.4332 | 8424.9895 | 8032.7885 | 9247.3786 | 7959.3528 | 8750.5759 | 8402.5184
P95 | [6 empty] | 19072.1166 | 16769.9497 | 16425.2558 | 14621.9847 | 15023.3036 | 14851.3684 | 14891.229 | 15028.9484 | 13214.3134 | 13562.6939 | 14319.4702 | 13388.7529 | 13647.5978 | 13309.6194
FUELCONSUMED - Fuel Consumed
MEAN | [6 empty] | 235661.0956 | 201257.3065 | 171139.8871 | 175671.0503 | 182267.7232 | 196050.2993 | 187598.4137 | 183355.6993 | 179366.8261 | 177202.0262 | 187648.9782 | 173393.548 | 181389.7208 | 178292.2673
P5 | [6 empty] | 153927.7309 | 138826.2123 | 100209.5078 | 119934.9134 | 128867.1384 | 141189.1358 | 149944.4998 | 135440.8055 | 137888.535 | 131469.534 | 151348.2588 | 130267.6394 | 143217.2821 | 137520.7592
P95 | [6 empty] | 312145.935 | 274467.2614 | 268825.7902 | 239312.3515 | 245880.5823 | 243066.586 | 243718.9689 | 245972.9682 | 216273.5411 | 221975.3503 | 234361.2145 | 219128.525 | 223364.9402 | 217833.3781
FUELCOST - Fuel Cost
MEAN | [6 empty] | 422811.533 | 373737.2261 | 333861.43 | 344523.2631 | 369097.4952 | 401612.618 | 393079.6545 | 397760.9845 | 393483.8602 | 397800.9743 | 425611.626 | 414613.8381 | 442512.6593 | 451063.7263
P5 | [6 empty] | 193363.7507 | 198591.0158 | 137881.4394 | 178979.9533 | 198924.8717 | 216240.8886 | 243281.9222 | 221400.8561 | 228303.9401 | 228624.2961 | 273846.5407 | 239712.316 | 277618.3393 | 259276.5572
P95 | [6 empty] | 693116.0794 | 686861.8539 | 712828.9057 | 588404.7556 | 648890.1377 | 606525.2018 | 631258.8378 | 725540.278 | 574919.9198 | 596434.4987 | 639580.1411 | 605994.661 | 667931.759 | 654270.3978
NETPOS - Net Position (MWh)
MEAN | [6 empty] | 27684.6607 | 23626.4412 | 20076.5429 | 20593.904 | 21351.9613 | 22947.9426 | 22163.7124 | 21646.9728 | 21158.6577 | 20888.7435 | 22104.754 | 20410.9861 | 21337.1759 | 20957.9072
P5 | [6 empty] | 18083.615 | 16297.575 | 11756.16 | 14060.365 | 15096.9 | 16526.88 | 17715.56 | 15990.65 | 16266.195 | 15498 | 17828.75 | 15334.625 | 16847.11 | 16165.6
P95 | [6 empty] | 36667.205 | 32217.795 | 31531.82 | 28052.86 | 28802.1271 | 28449.1001 | 28792.71 | 29035.965 | 25511.8888 | 26165.3632 | 27607.225 | 25795 | 26274.32 | 25604.2448
NETREVENUE - Net Revenue $
MEAN | [6 empty] | 185604.1563 | 158126.9495 | 126179.3201 | 118523.4822 | 122818.4679 | 111073.7209 | 120012.7308 | 124523.36 | 114360.2257 | 107462.1451 | 104662.2108 | 94625.1926 | 77582.5238 | 66925.3202
P5 | [6 empty] | 45834.7971 | 64608.4221 | 34581.2091 | 40463.4866 | 32297.841 | 29228.4234 | 48419.8922 | 41455.2359 | 39057.9747 | 35811.828 | 38104.3593 | 31057.4038 | 16710.4241 | 1732.8683
P95 | [6 empty] | 344664.6269 | 331051.6193 | 308591.9918 | 263428.4953 | 261610.234 | 224494.6499 | 232293.6657 | 272949.6415 | 211262.5963 | 187562.829 | 210312.812 | 181069.8068 | 150251.3167 | 135517.4933
STARTS - Number Starts
MEAN | [6 empty] | 270.47 | 259.36 | 245.42 | 262.28 | 271.26 | 274.36 | 272.06 | 267.49 | 266.63 | 263.73 | 268.32 | 252.73 | 259.9 | 259.67
P5 | [6 empty] | 226 | 194 | 177.5 | 209.5 | 223 | 225.5 | 231.5 | 210.5 | 225.5 | 206.5 | 234.5 | 202 | 224 | 216
P95 | [6 empty] | 311.5 | 300 | 293 | 310 | 314.5 | 316 | 310 | 319.5 | 300 | 302 | 300.5 | 299.5 | 296.5 | 296.5
VOMCOSTS - VOM Costs
MEAN | [6 empty] | 19656.1091 | 17011.0377 | 14856.6417 | 15445.428 | 16441.0102 | 17899.3952 | 17730.9699 | 17750.5177 | 17561.6859 | 17755.432 | 19231.136 | 17961.6678 | 19203.4583 | 19281.2746
P5 | [6 empty] | 12839.3666 | 11734.254 | 8699.5584 | 10545.2738 | 11624.613 | 12890.9664 | 14172.448 | 13112.333 | 13500.9418 | 13173.3 | 15511.0125 | 13494.47 | 15162.399 | 14872.352
P95 | [6 empty] | 26033.7156 | 23196.8124 | 23333.5468 | 21039.645 | 22177.6379 | 22190.2981 | 23034.168 | 23809.4913 | 21174.8677 | 22240.5588 | 24018.2857 | 22699.6 | 23646.888 | 23555.9052
15597: New 2025JAN 18V50DF_NG_B #6
CAPACITYFACTOR - Net Generation Capacity Factor
MEAN | [6 empty] | 0.3509 | 0.3213 | 0.28316 | 0.30299 | 0.30985 | 0.30067 | 0.30273 | 0.31261 | 0.30687 | 0.29947 | 0.31482 | 0.29365 | 0.30128 | 0.27814
P5 | [6 empty] | 0.22523 | 0.23017 | 0.17981 | 0.21349 | 0.23611 | 0.22796 | 0.22999 | 0.22816 | 0.24512 | 0.22625 | 0.26249 | 0.23025 | 0.25261 | 0.22196
P95 | [6 empty] | 0.4648 | 0.43195 | 0.40918 | 0.38857 | 0.38562 | 0.3764 | 0.38351 | 0.40066 | 0.3595 | 0.36469 | 0.37526 | 0.35373 | 0.35137 | 0.33319
CO2EMISSIONS - CO2 Emissions
MEAN | [6 empty] | 14238.3964 | 13018.254 | 11493.0326 | 12206.8689 | 12534.1583 | 12141.3302 | 12351.8777 | 12704.0503 | 12532.3781 | 12145.508 | 12800.1846 | 11969.3748 | 12235.2787 | 11312.5183
P5 | [6 empty] | 9135.3545 | 9251.6301 | 7301.4293 | 8518.34 | 9500.4536 | 9169.8055 | 9456.4068 | 9312.4967 | 10063.7872 | 9195.2571 | 10693.7318 | 9422.2952 | 10210.4536 | 9036.1794
P95 | [6 empty] | 18916.5554 | 17595.6453 | 16483.2275 | 15680.2483 | 15647.8425 | 15124.5435 | 15562.5604 | 16301.273 | 14740.4627 | 14773.3616 | 15323.068 | 14535.0752 | 14265.6172 | 13602.3623
FUELCONSUMED - Fuel Consumed
MEAN | [6 empty] | 233034.3115 | 213064.7129 | 188102.0059 | 199785.0891 | 205141.7078 | 198712.4418 | 202158.3917 | 207922.2642 | 205112.5712 | 198780.8177 | 209495.656 | 195898.1139 | 200250.0605 | 185147.5989
P5 | [6 empty] | 149514.8042 | 151417.842 | 119499.6608 | 139416.3672 | 155490.2395 | 150078.6498 | 154769.3425 | 152414.0221 | 164710.1021 | 150495.2064 | 175020.1609 | 154211.0502 | 167110.5328 | 147891.6429
P95 | [6 empty] | 309599.924 | 287981.1018 | 269774.5909 | 256632.542 | 256102.1679 | 247537.5362 | 254706.3894 | 266796.6116 | 241251.4358 | 241789.8783 | 250786.711 | 237889.9371 | 233479.8228 | 222624.587
FUELCOST - Fuel Cost
MEAN | [6 empty] | 418778.361 | 393116.6375 | 362462.541 | 388118.0005 | 411914.1504 | 407634.3176 | 423241.3046 | 447651.6058 | 446776.9459 | 443942.4905 | 473009.4379 | 465554.7271 | 484736.0633 | 467441.2024
P5 | [6 empty] | 189133.1875 | 216267.1742 | 165356.0742 | 208006.1205 | 241232.5786 | 237685.2631 | 252433.3351 | 242744.6925 | 277368.2916 | 259193.5778 | 319963.8585 | 282488.1492 | 327173.1836 | 291287.8487
P95 | [6 empty] | 689127.2969 | 713922.1811 | 709913.1813 | 625200.3032 | 677756.8933 | 627060.3765 | 672575.861 | 769099.6061 | 610635.1095 | 660014.9997 | 681952.1061 | 656930.9627 | 698112.5489 | 661947.7892
NETPOS - Net Position (MWh)
MEAN | [6 empty] | 27375.8676 | 25012.2654 | 22066.4031 | 23420.8506 | 24031.6984 | 23259.4321 | 23883.76 | 24547.1761 | 24195.5207 | 23432.1955 | 24678.1014 | 23059.9416 | 23555.7267 | 21763.7257
P5 | [6 empty] | 17565.0526 | 17776.22 | 14019.2 | 16344.24 | 18215.82 | 17567.1911 | 18285.19 | 17994.38 | 19430.235 | 17740.8 | 20616.6415 | 18152.745 | 19657.75 | 17384.7
P95 | [6 empty] | 36367.3483 | 33802.02 | 31644.35 | 30084.66 | 30000.8113 | 28972.3685 | 30089.7617 | 31494.2406 | 28459.53 | 28499.395 | 29540.91 | 28001.475 | 27461.715 | 26168.76
NETREVENUE - Net Revenue $
MEAN | [6 empty] | 186750.6499 | 152330.5156 | 117026.601 | 108628.6702 | 112140.3639 | 110135.1689 | 113838.7737 | 111629.997 | 99825.7677 | 95448.6066 | 89568.6327 | 79433.3747 | 63613.3553 | 60806.8524
P5 | [6 empty] | 50517.6038 | 58811.1147 | 25473.7476 | 27953.4988 | 20817.3731 | 26403.903 | 39838.3434 | 30183.5346 | 21522.6367 | 28110.6873 | 20645.8578 | 14726.7205 | -1167.7761 | -8694.7709
P95 | [6 empty] | 350283.4463 | 318362.4597 | 296593.678 | 256273.4156 | 254384.9858 | 220112.5393 | 217103.2361 | 265646.9175 | 193629.6101 | 185198.8113 | 196401.5498 | 173604.2385 | 143160.8771 | 132634.0369
STARTS - Number Starts
MEAN | [6 empty] | 270.17 | 266.13 | 257.5 | 268.55 | 278.81 | 278.1 | 277.02 | 278.75 | 277.55 | 272.95 | 280.79 | 266.8 | 275.42 | 267.18
P5 | [6 empty] | 221 | 204 | 199 | 219.5 | 228.5 | 236 | 241 | 227.5 | 239.5 | 226.5 | 251 | 219 | 244 | 223.5
P95 | [6 empty] | 310.5 | 307 | 298 | 317 | 317 | 317.5 | 313.5 | 321.5 | 312.5 | 307.5 | 311.5 | 304.5 | 309 | 302
VOMCOSTS - VOM Costs
MEAN | [6 empty] | 19436.866 | 18008.8311 | 16329.1383 | 17565.638 | 18504.4078 | 18142.357 | 19107.008 | 20128.6844 | 20082.2822 | 19917.3662 | 21469.9483 | 20292.7486 | 21200.1541 | 20022.6277
P5 | [6 empty] | 12471.1873 | 12798.8784 | 10374.208 | 12258.18 | 14026.1814 | 13702.409 | 14628.152 | 14755.3916 | 16127.095 | 15079.68 | 17936.4781 | 15974.4156 | 17691.975 | 15993.924
P95 | [6 empty] | 25820.8173 | 24337.4544 | 23416.819 | 22563.495 | 23100.6247 | 22598.4474 | 24071.8094 | 25825.2773 | 23621.4099 | 24224.4857 | 25700.5917 | 24641.298 | 24715.5435 | 24075.2592
15597: New 2025JAN 18V50DF_NG_B #7
CAPACITYFACTOR - Net Generation Capacity Factor
MEAN | [6 empty] | 0.35036 | 0.30492 | 0.25718 | 0.25421 | 0.26254 | 0.268 | 0.27164 | 0.26913 | 0.2626 | 0.25856 | 0.26978 | 0.24832 | 0.25117 | 0.23883
P5 | [6 empty] | 0.22233 | 0.21074 | 0.16497 | 0.16666 | 0.18365 | 0.18868 | 0.21277 | 0.19844 | 0.20059 | 0.1968 | 0.21649 | 0.18758 | 0.1959 | 0.17787
P95 | [6 empty] | 0.46903 | 0.42857 | 0.40145 | 0.36317 | 0.36908 | 0.34785 | 0.35224 | 0.35998 | 0.31332 | 0.32475 | 0.33419 | 0.31036 | 0.31123 | 0.3002
CO2EMISSIONS - CO2 Emissions
MEAN | [6 empty] | 14222.4211 | 12360.541 | 10439.9754 | 10241.6284 | 10605.6229 | 10830.9775 | 11086.787 | 10927.8895 | 10728.5578 | 10492.0906 | 10966.6182 | 10125.9008 | 10204.5187 | 9715.0156
P5 | [6 empty] | 9062.1169 | 8612.342 | 6685.1292 | 6738.381 | 7345.9792 | 7654.2125 | 8681.4865 | 8009.4683 | 8146.0452 | 7976.1889 | 8781.7459 | 7615.9399 | 7898.9807 | 7248.0401
P95 | [6 empty] | 18982.1874 | 17304.1241 | 16342.5873 | 14559.1863 | 14918.3121 | 14055.0326 | 14402.0225 | 14692.1693 | 12901.5241 | 13226.4658 | 13574.895 | 12728.0092 | 12649.292 | 12219.2747
FUELCONSUMED - Fuel Consumed
MEAN | [6 empty] | 232772.8492 | 202300.1793 | 170867.0279 | 167620.759 | 173578.1155 | 177266.4077 | 181453.1418 | 178852.5292 | 175590.1436 | 171719.9764 | 179486.3865 | 165726.6902 | 167013.3992 | 159001.8916
P5 | [6 empty] | 148316.1523 | 140954.8605 | 109412.9167 | 110284.4683 | 120228.7918 | 125273.5268 | 142086.5222 | 131087.8607 | 133323.1619 | 130543.1904 | 143727.4288 | 124647.135 | 129279.5526 | 118625.8615
P95 | [6 empty] | 310674.098 | 283209.8876 | 267472.7867 | 238284.5547 | 244162.2283 | 230033.2668 | 235712.3154 | 240461.0366 | 211154.241 | 216472.4346 | 222175.0408 | 208314.39 | 207026.0549 | 199988.1286
FUELCOST - Fuel Cost
MEAN | [6 empty] | 419287.327 | 375416.9954 | 332373.425 | 330507.7037 | 352815.9022 | 364665.1368 | 379931.7065 | 386655.1668 | 383588.2916 | 384245.1769 | 406717.5495 | 396007.4464 | 408159.9929 | 405395.8453
P5 | [6 empty] | 184229.5994 | 201588.1182 | 149062.6403 | 164684.9289 | 179800.0855 | 190822.1937 | 233305.8143 | 218176.9551 | 225509.1501 | 226821.7428 | 258328.0735 | 229121.7911 | 255184.0636 | 222913.6308
P95 | [6 empty] | 692957.6928 | 704362.851 | 712162.589 | 585309.0894 | 640533.0128 | 586941.6247 | 619967.8487 | 692694.4638 | 546951.4813 | 585389.6045 | 604305.3853 | 592381.5119 | 620433.2085 | 599313.2691
NETPOS - Net Position (MWh)
MEAN | [6 empty] | 27345.3115 | 23748.6567 | 20044.6147 | 19650.2182 | 20334.2993 | 20749.257 | 21437.6954 | 21115.4511 | 20713.2095 | 20242.5771 | 21143.2327 | 19508.5381 | 19646.089 | 18690.2988
P5 | [6 empty] | 17424.36 | 16547.475 | 12835.7045 | 12928.8497 | 14084.91 | 14663.88 | 16787.16 | 15476.725 | 15727.635 | 15388.8 | 16931.02 | 14673 | 15207.57 | 13944.5
P95 | [6 empty] | 36495.4361 | 33244.33 | 31374.7992 | 27933.665 | 28600.58 | 26923.0146 | 27847.57 | 28387.675 | 24908.255 | 25515.6353 | 26171.5619 | 24522 | 24352.57 | 23507.34
NETREVENUE - Net Revenue $
MEAN | [6 empty] | 188188.0581 | 158241.3823 | 126389.2025 | 123002.3379 | 127805.3536 | 118771.6054 | 122101.95 | 126324.9817 | 114671.3568 | 109589.8998 | 107106.4226 | 97906.2737 | 85106.9642 | 79321.4804
P5 | [6 empty] | 49461.1613 | 62740.193 | 31069.8898 | 43818.3254 | 35578.3983 | 38794.4233 | 51627.3086 | 42915.0598 | 35143.4386 | 38186.4904 | 36137.3371 | 35869.2906 | 20681.1473 | 16533.8984
P95 | [6 empty] | 347460.7998 | 322903.7583 | 310357.0022 | 260685.6548 | 264254.1874 | 231413.5789 | 232868.7201 | 280456.3732 | 208530.8342 | 201887.7934 | 217417.7234 | 188470.0914 | 159182.0542 | 145144.6354
STARTS - Number Starts
MEAN | [6 empty] | 265.89 | 258.34 | 243.67 | 253.11 | 263.12 | 269.49 | 271.99 | 266.81 | 265.42 | 262.4 | 265.07 | 248.55 | 252.38 | 244.95
P5 | [6 empty] | 222.5 | 197 | 179 | 189.5 | 206 | 213 | 227.5 | 198 | 218.5 | 208.5 | 229.5 | 197.5 | 216 | 195.5
P95 | [6 empty] | 304.5 | 302.5 | 289 | 303 | 310 | 314.5 | 313.5 | 319 | 305.5 | 298 | 298.5 | 294 | 286.5 | 285.5
VOMCOSTS - VOM Costs
MEAN | [6 empty] | 19415.1712 | 17099.0328 | 14833.0149 | 14737.6636 | 15657.4105 | 16184.4205 | 17150.1563 | 17314.6699 | 17191.9639 | 17206.1905 | 18394.6124 | 17167.5135 | 17681.4801 | 17195.0749
P5 | [6 empty] | 12371.2956 | 11914.182 | 9498.4213 | 9696.6373 | 10845.3807 | 11437.8264 | 13429.728 | 12690.9145 | 13053.9371 | 13080.48 | 14729.9874 | 12912.24 | 13686.813 | 12828.94
P95 | [6 empty] | 25911.7596 | 23935.9176 | 23217.3514 | 20950.2487 | 22022.4466 | 20999.9514 | 22278.056 | 23277.8935 | 20673.8517 | 21688.29 | 22769.2589 | 21579.36 | 21917.313 | 21626.7528
15597: New 2025JAN 18V50DF_NG_B #8
CAPACITYFACTOR - Net Generation Capacity Factor
MEAN | [6 empty] | 0.34633 | 0.30555 | 0.25725 | 0.25593 | 0.26492 | 0.25722 | 0.26739 | 0.26342 | 0.25748 | 0.25565 | 0.26657 | 0.24643 | 0.25309 | 0.23397
P5 | [6 empty] | 0.21444 | 0.20758 | 0.16183 | 0.16773 | 0.18634 | 0.17425 | 0.20628 | 0.19476 | 0.19337 | 0.19889 | 0.2189 | 0.1924 | 0.20384 | 0.17544
P95 | [6 empty] | 0.46834 | 0.42658 | 0.40318 | 0.36052 | 0.37594 | 0.34153 | 0.34362 | 0.34963 | 0.30453 | 0.31471 | 0.32433 | 0.30555 | 0.29842 | 0.29423
CO2EMISSIONS - CO2 Emissions
MEAN | [6 empty] | 14057.6322 | 12389.1772 | 10450.4499 | 10321.792 | 10720.4472 | 10398.9331 | 10910.554 | 10704.0521 | 10518.9243 | 10367.1586 | 10837.3599 | 10045.6093 | 10268.5271 | 9506.4558
P5 | [6 empty] | 8619.4273 | 8471.2677 | 6595.1189 | 6782.6417 | 7484.4193 | 7014.5606 | 8458.8843 | 7891.7461 | 7880.1764 | 8037.1423 | 8851.726 | 7841.9838 | 8276.9847 | 7167.9233
P95 | [6 empty] | 18992.8924 | 17301.2056 | 16301.9824 | 14552.2272 | 15223.0075 | 13842.738 | 14022.478 | 14196.5154 | 12504.9002 | 12757.0306 | 13271.0615 | 12508.6635 | 12124.8941 | 11872.9908
FUELCONSUMED - Fuel Consumed
MEAN | [6 empty] | 230075.8139 | 202768.8572 | 171038.4601 | 168932.7665 | 175457.4003 | 170195.3037 | 178568.8055 | 175189.0689 | 172159.1535 | 169675.2634 | 177370.8659 | 164412.5903 | 168060.9999 | 155588.4751
P5 | [6 empty] | 141070.823 | 138645.9528 | 107939.753 | 111008.8656 | 122494.5876 | 114804.5929 | 138443.2781 | 129161.1475 | 128971.7906 | 131540.7912 | 144872.7667 | 128346.7075 | 135466.1978 | 117314.62
P95 | [6 empty] | 310849.3033 | 283162.1211 | 266808.2232 | 238170.6585 | 249149.059 | 226558.7227 | 229500.4588 | 232348.8612 | 204662.8511 | 208789.3716 | 217202.316 | 204724.4439 | 198443.4387 | 194320.6345
FUELCOST - Fuel Cost
MEAN | [6 empty] | 415236.13 | 376571.0063 | 332941.329 | 333076.6168 | 357004.8703 | 351932.4409 | 374465.3075 | 378806.5547 | 376009.1068 | 379973.2473 | 400898.5725 | 391629.7212 | 406934.145 | 394791.5676
P5 | [6 empty] | 177106.9343 | 198044.1914 | 147896.327 | 165722.2011 | 187249.1135 | 178092.3168 | 225316.993 | 218406.3795 | 224716.1022 | 226087.3435 | 268422.0109 | 235639.5096 | 267589.912 | 222245.7481
P95 | [6 empty] | 697445.7311 | 695568.7003 | 701187.2471 | 591195.2701 | 656681.1993 | 574815.3107 | 609544.5053 | 688820.9464 | 540286.593 | 562362.6073 | 589502.5732 | 574039.2287 | 597485.2468 | 575991.5892
NETPOS - Net Position (MWh)
MEAN | [6 empty] | 27028.4898 | 23803.6335 | 20064.6118 | 19803.9213 | 20554.4261 | 19921.5987 | 21096.7587 | 20683.0924 | 20308.5775 | 20001.4632 | 20893.9759 | 19353.8375 | 19769.4022 | 18289.2128
P5 | [6 empty] | 16573.17 | 16276.82 | 12663.04 | 13013.935 | 14350.35 | 13438.44 | 16356.72 | 15249.25 | 15214.32 | 15506.4 | 17065.12 | 15108.5 | 15935.325 | 13789.955
P95 | [6 empty] | 36513.7972 | 33238.1508 | 31296.5108 | 27919.7837 | 29185.1572 | 26517.08 | 27110.947 | 27429.2841 | 24142.49 | 24611.86 | 25585.095 | 24098.995 | 23342.315 | 22841.215
NETREVENUE - Net Revenue $
MEAN | [6 empty] | 189467.6922 | 158918.7135 | 127037.532 | 122917.4027 | 127112.2061 | 123205.8741 | 122752.3992 | 127077.2298 | 116199.7485 | 110099.794 | 108384.9729 | 98291.3218 | 83834.9077 | 80530.8666
P5 | [6 empty] | 54737.2823 | 66469.8885 | 33959.6153 | 42120.1892 | 37245.5182 | 41505.2577 | 48561.5328 | 43839.3077 | 35174.9372 | 38669.9461 | 37173.0982 | 34488.9404 | 20537.9288 | 17198.8483
P95 | [6 empty] | 344824.9115 | 324059.0743 | 307102.4096 | 263112.0973 | 265834.1996 | 233002.7137 | 230265.155 | 277856.0674 | 212452.3432 | 193608.5367 | 222826.2804 | 191545.491 | 158254.3075 | 151815.083
STARTS - Number Starts
MEAN | [6 empty] | 264.18 | 257.91 | 242.76 | 253.02 | 263.76 | 266.44 | 273.36 | 267.73 | 266.47 | 261.69 | 266.72 | 250.28 | 255.52 | 243.06
P5 | [6 empty] | 215.5 | 197 | 185 | 198.5 | 215 | 204 | 228 | 202 | 221 | 209 | 230 | 204 | 218 | 193.5
P95 | [6 empty] | 304.5 | 302 | 296.5 | 306 | 312 | 309 | 311.5 | 316.5 | 300.5 | 298.5 | 301 | 293 | 288.5 | 284
VOMCOSTS - VOM Costs
MEAN | [6 empty] | 19190.2277 | 17138.6161 | 14847.8128 | 14852.941 | 15826.9081 | 15538.847 | 16877.4069 | 16960.1358 | 16856.1193 | 17001.2437 | 18177.7591 | 17031.377 | 17792.462 | 16826.0758
P5 | [6 empty] | 11766.9507 | 11719.3104 | 9370.6496 | 9760.4513 | 11049.7695 | 10481.9832 | 13085.376 | 12504.385 | 12627.8856 | 13180.44 | 14846.6544 | 13295.48 | 14341.7925 | 12686.7586
P95 | [6 empty] | 25924.796 | 23931.4686 | 23159.418 | 20939.8378 | 22472.5711 | 20683.3224 | 21688.7576 | 22492.013 | 20038.2667 | 20920.081 | 22259.0327 | 21207.1156 | 21008.0835 | 21013.9178
15597: New 2025JAN 18V50DF_NG_B #9
CAPACITYFACTOR - Net Generation Capacity Factor
MEAN | [6 empty] | 0.35383 | 0.30302 | 0.25558 | 0.25579 | 0.26489 | 0.27819 | 0.28093 | 0.27083 | 0.26405 | 0.26157 | 0.26872 | 0.24786 | 0.25804 | 0.24993
P5 | [6 empty] | 0.23256 | 0.21172 | 0.15861 | 0.17118 | 0.18283 | 0.19798 | 0.22 | 0.19704 | 0.19917 | 0.19685 | 0.21287 | 0.17893 | 0.20316 | 0.18482
P95 | [6 empty] | 0.46783 | 0.42333 | 0.39683 | 0.36483 | 0.36883 | 0.35447 | 0.3627 | 0.36502 | 0.3196 | 0.32399 | 0.33629 | 0.31688 | 0.3198 | 0.30924
CO2EMISSIONS - CO2 Emissions
MEAN | [6 empty] | 14337.4799 | 12282.7377 | 10382.0145 | 10311.96 | 10717.2936 | 11227.3306 | 11450.316 | 11013.829 | 10793.1793 | 10598.6374 | 10939.6417 | 10093.1231 | 10468.9464 | 10157.1541
P5 | [6 empty] | 9433.3692 | 8586.3299 | 6469.4563 | 6925.4797 | 7389.2417 | 8043.19 | 8930.2772 | 7970.2276 | 8106.8186 | 8015.3733 | 8662.2504 | 7298.6091 | 8216.1565 | 7504.1086
P95 | [6 empty] | 19056.8955 | 17129.8528 | 16233.9118 | 14670.0906 | 14848.3978 | 14167.4591 | 14776.3415 | 14826.1038 | 13117.4453 | 13111.0555 | 13675.4175 | 12858.4192 | 13065.3848 | 12558.3819
FUELCONSUMED - Fuel Consumed
MEAN | [6 empty] | 234655.9722 | 201026.8039 | 169918.404 | 168771.8488 | 175405.7876 | 183753.3655 | 187402.8799 | 180259.0671 | 176647.7787 | 173463.7864 | 179044.872 | 165190.2303 | 171341.1857 | 166238.2009
P5 | [6 empty] | 154392.2945 | 140529.1309 | 105883.0822 | 113346.64 | 120936.853 | 131639.7704 | 146158.3834 | 130445.623 | 132681.1563 | 131184.5052 | 141771.6915 | 119453.5044 | 134470.6457 | 122816.835
P95 | [6 empty] | 311896.8161 | 280357.6564 | 265694.1375 | 240099.6817 | 243017.9671 | 231873.3072 | 241838.6499 | 242653.0897 | 214688.1388 | 214583.5592 | 223820.2534 | 210448.7588 | 213836.0843 | 205538.1649
FUELCOST - Fuel Cost
MEAN | [6 empty] | 422118.7028 | 373222.4904 | 330865.598 | 332823.5297 | 356610.1872 | 376811.2035 | 392110.9464 | 390294.7563 | 386768.9644 | 389149.026 | 406857.5225 | 395949.8968 | 418669.1317 | 422236.1676
P5 | [6 empty] | 191679.7919 | 199726.3691 | 147785.8523 | 166882.01 | 186581.4614 | 199454.937 | 243340.5468 | 214319.9576 | 224216.1708 | 228724.3617 | 255445.5516 | 226208.4293 | 265406.9921 | 234864.299
P95 | [6 empty] | 697382.7216 | 693695.4241 | 706992.4513 | 590524.9056 | 652774.3782 | 594038.2711 | 621893.3354 | 715080.1649 | 570578.7521 | 591741.6907 | 611930.9721 | 589978.1454 | 641882.4559 | 628205.1003
NETPOS - Net Position (MWh)
MEAN | [6 empty] | 27566.462 | 23599.355 | 19933.2081 | 19785.1182 | 20548.2687 | 21508.713 | 22140.7031 | 21281.5342 | 20837.9782 | 20447.976 | 21091.2061 | 19445.3176 | 20155.2156 | 19541.0423
P5 | [6 empty] | 18137.785 | 16497.495 | 12421.76 | 13288 | 14167.86 | 15409.08 | 17268.24 | 15400.9 | 15651.9 | 15464.4 | 16700.225 | 14061.625 | 15818.215 | 14437.15
P95 | [6 empty] | 36639.2837 | 32910.2186 | 31163.4747 | 28145.24 | 28468.15 | 27139.2625 | 28571.11 | 28644.4039 | 25324.725 | 25294.211 | 26365.505 | 24773.25 | 25153.41 | 24160.655
NETREVENUE - Net Revenue $
MEAN | [6 empty] | 186892.8359 | 158978.9995 | 126507.1273 | 122447.8053 | 126774.3566 | 116421.1689 | 119377.8051 | 126936.3049 | 114828.83 | 108984.1187 | 108436.5734 | 98749.3884 | 83131.6334 | 75574.2691
P5 | [6 empty] | 48820.7469 | 63973.2063 | 33769.7849 | 44620.3582 | 37809.0543 | 32177.7409 | 48067.5847 | 40368.7136 | 35557.0798 | 38676.8866 | 42864.7953 | 33676.8196 | 23350.4053 | 15251.5259
P95 | [6 empty] | 345778.9509 | 322441.5134 | 313003.9451 | 262663.0919 | 266226.0511 | 227661.1245 | 234568.9376 | 273295.8727 | 209501.8674 | 194991.5892 | 213329.6835 | 188751.9575 | 155419.2104 | 141126.6743
STARTS - Number Starts
MEAN | [6 empty] | 267.31 | 259.15 | 243.94 | 255.04 | 265.65 | 272.31 | 273.24 | 266.18 | 265.63 | 260.25 | 266.25 | 248.92 | 254.47 | 249.83
P5 | [6 empty] | 222.5 | 195.5 | 183.5 | 197 | 212 | 213 | 230 | 203.5 | 217.5 | 207.5 | 231 | 189 | 215 | 196.5
P95 | [6 empty] | 307 | 298 | 292 | 302 | 315 | 316 | 318.5 | 319 | 301.5 | 297.5 | 301 | 294.5 | 291 | 296.5
VOMCOSTS - VOM Costs
MEAN | [6 empty] | 19572.188 | 16991.5356 | 14750.574 | 14838.8387 | 15822.1669 | 16776.7961 | 17712.5625 | 17450.858 | 17295.5219 | 17380.7796 | 18349.3493 | 17111.8795 | 18139.694 | 17977.759
P5 | [6 empty] | 12877.8273 | 11878.1964 | 9192.1024 | 9966 | 10909.2522 | 12019.0824 | 13814.592 | 12628.738 | 12991.077 | 13144.74 | 14529.1958 | 12374.23 | 14236.3935 | 13282.178
P95 | [6 empty] | 26013.8914 | 23695.3574 | 23060.9712 | 21108.93 | 21920.4755 | 21168.6247 | 22856.888 | 23488.4112 | 21019.5217 | 21500.0794 | 22937.9893 | 21800.46 | 22638.069 | 22227.8026
15597: New 2026JAN 18V50DF_NG_B #1
CAPACITYFACTOR - Net Generation Capacity Factor
MEAN | [7 empty] | 0.29585 | 0.24845 | 0.24558 | 0.25316 | 0.24611 | 0.24959 | 0.24748 | 0.23912 | 0.24261 | 0.24566 | 0.22564 | 0.22177 | 0.21507
P5 | [7 empty] | 0.20122 | 0.14537 | 0.14924 | 0.16434 | 0.16505 | 0.18423 | 0.17447 | 0.17497 | 0.17041 | 0.19375 | 0.16626 | 0.17693 | 0.16845
P95 | [7 empty] | 0.41651 | 0.39509 | 0.36066 | 0.37009 | 0.34236 | 0.33786 | 0.35039 | 0.29625 | 0.30973 | 0.31616 | 0.29117 | 0.27605 | 0.26093
CO2EMISSIONS - CO2 Emissions
MEAN | [7 empty] | 11997.8326 | 10100.7304 | 9891.4526 | 10247.1537 | 9937.8704 | 10180.8423 | 10054.8688 | 9779.0295 | 9842.0687 | 9988.8627 | 9195.3373 | 9011.0593 | 8759.9703
P5 | [7 empty] | 8159.1227 | 5971.1392 | 6033.8242 | 6623.4948 | 6603.9733 | 7463.7214 | 7063.3308 | 7191.5327 | 6900.7966 | 7785.2049 | 6781.3164 | 7151.6624 | 6887.8082
P95 | [7 empty] | 16804.5063 | 15938.7418 | 14595.8014 | 15053.4055 | 13855.2625 | 13698.9432 | 14219.129 | 12114.6389 | 12583.5601 | 13025.0136 | 11869.6549 | 11273.2988 | 10653.0588
FUELCONSUMED - Fuel Consumed
MEAN | [7 empty] | 196363.8718 | 165314.7364 | 161889.5683 | 167711.1895 | 162649.2704 | 166625.8968 | 164564.137 | 160049.5822 | 161081.3203 | 163483.8411 | 150496.5193 | 147480.5119 | 143371.036
P5 | [7 empty] | 133537.1971 | 97727.319 | 98753.2601 | 108404.1697 | 108084.6691 | 122155.8336 | 115602.795 | 117701.0258 | 112942.662 | 127417.4282 | 110987.175 | 117048.4838 | 112730.0851
P95 | [7 empty] | 275032.8363 | 260863.2041 | 238883.8204 | 246373.2486 | 226763.7073 | 224205.29 | 232718.9697 | 198275.595 | 205950.2475 | 213175.3456 | 194266.0371 | 184505.7091 | 174354.4804
FUELCOST - Fuel Cost
MEAN | [7 empty] | 365155.2154 | 323417.614 | 321424.8295 | 343514.2355 | 339032.7583 | 352442.1262 | 358744.1868 | 352579.5695 | 362929.5141 | 372759.1121 | 362102.3794 | 359100.2357 | 361400.0053
P5 | [7 empty] | 190735.331 | 131679.4698 | 150242.3035 | 163747.8369 | 160767.5769 | 206001.4035 | 186748.8703 | 195162.7334 | 199655.9077 | 229829.7784 | 207270.7289 | 231564.3621 | 214466.6167
P95 | [7 empty] | 682735.8497 | 693504.3535 | 583323.5842 | 651014.4139 | 577046.6405 | 604013.4428 | 682824.4829 | 519463.1972 | 557164.8047 | 577814.144 | 556076.0484 | 544983.8474 | 517316.8327
NETPOS - Net Position (MWh)
MEAN | [7 empty] | 23052.1323 | 19393.3754 | 18978.4152 | 19646.8111 | 19038.2816 | 19685.7412 | 19428.6923 | 18880.0589 | 18988.4685 | 19258.1412 | 17715.7436 | 17348.4233 | 16853.1765
P5 | [7 empty] | 15677.06 | 11464.96 | 11577.17 | 12699.645 | 12651.84 | 14432.4 | 13648.5 | 13884.75 | 13314 | 15009.71 | 13065 | 13768.79 | 13251.45
P95 | [7 empty] | 32286.8 | 30601.9081 | 28004.325 | 28859.8082 | 26539.1921 | 26488.87 | 27472.1421 | 23389.42 | 24277.286 | 25111.13 | 22867.87 | 21702.775 | 20495.005
NETREVENUE - Net Revenue $
MEAN | [7 empty] | 161913.7004 | 129880.2052 | 127000.9835 | 132029.1894 | 128185.9531 | 129600.7027 | 132767.6502 | 122457.3272 | 114810.3538 | 114155.3643 | 104538.5163 | 92990.2816 | 85592.5769
P5 | [7 empty] | 68919.5963 | 38353.2377 | 49305.3831 | 49063.5839 | 53073.1393 | 59675.8957 | 55734.5143 | 46973.9247 | 44523.995 | 46460.4517 | 39547.6932 | 27257.4638 | 19249.3403
P95 | [7 empty] | 326817.1568 | 311484.1733 | 259823.7552 | 263243.2262 | 233231.6028 | 233416.9789 | 277705.4589 | 213984.9004 | 202013.6798 | 215294.6239 | 192007.1414 | 172662.2104 | 157963.7278
STARTS - Number Starts
MEAN | [7 empty] | 252.64 | 237.54 | 244.62 | 254.48 | 254.3 | 259.97 | 257.41 | 256.16 | 254.23 | 260.21 | 241.47 | 244.76 | 237.54
P5 | [7 empty] | 198 | 172 | 183.5 | 197.5 | 183 | 212.5 | 189 | 204 | 191 | 223 | 185.5 | 207.5 | 190.5
P95 | [7 empty] | 298.5 | 288.5 | 298 | 307.5 | 312.5 | 312.5 | 314.5 | 299 | 296.5 | 294.5 | 285.5 | 278.5 | 278
VOMCOSTS - VOM Costs
MEAN | [7 empty] | 16597.5352 | 14351.0978 | 14233.8114 | 15128.0446 | 14849.8596 | 15748.593 | 15931.5277 | 15670.4489 | 16140.1982 | 16754.5828 | 15589.8543 | 15613.581 | 15504.9224
P5 | [7 empty] | 11287.4832 | 8484.0704 | 8682.8775 | 9778.7267 | 9868.4352 | 11545.92 | 11191.77 | 11524.3425 | 11316.9 | 13058.4477 | 11497.2 | 12391.911 | 12191.334
P95 | [7 empty] | 23246.496 | 22645.412 | 21003.2438 | 22222.0523 | 20700.5698 | 21191.096 | 22527.1565 | 19413.2186 | 20635.6931 | 21846.6831 | 20123.7256 | 19532.4975 | 18855.4046
15597: New 2026JAN 18V50DF_NG_B #2
CAPACITYFACTOR - Net Generation Capacity Factor
MEAN | [7 empty] | 0.32915 | 0.28066 | 0.24635 | 0.25352 | 0.24264 | 0.24492 | 0.24514 | 0.23769 | 0.24117 | 0.24552 | 0.22532 | 0.21714 | 0.20614
P5 | [7 empty] | 0.26359 | 0.21134 | 0.15551 | 0.16854 | 0.16025 | 0.17736 | 0.17365 | 0.1707 | 0.17121 | 0.18946 | 0.1608 | 0.16601 | 0.15671
P95 | [7 empty] | 0.41421 | 0.39405 | 0.35973 | 0.36541 | 0.33964 | 0.34058 | 0.3484 | 0.29437 | 0.30952 | 0.31571 | 0.29273 | 0.27455 | 0.25829
CO2EMISSIONS - CO2 Emissions
MEAN | [7 empty] | 13348.5675 | 11411.7121 | 9936.5057 | 10253.5499 | 9803.9113 | 9989.0836 | 9960.5038 | 9711.3897 | 9786.3339 | 9981.9274 | 9179.7544 | 8811.7381 | 8395.0139
P5 | [7 empty] | 10692.9125 | 8589.5656 | 6283.2611 | 6857.1125 | 6435.4164 | 7206.2012 | 7133.0921 | 6964.8904 | 6953.0424 | 7711.089 | 6472.6796 | 6725.8647 | 6388.6917
P95 | [7 empty] | 16863.209 | 16088.8357 | 14454.3355 | 14842.2713 | 13833.1665 | 13877.7278 | 14062.3558 | 12071.4042 | 12566.4644 | 12763.9112 | 11919.4677 | 11114.5364 | 10549.5858
FUELCONSUMED - Fuel Consumed
MEAN | [7 empty] | 218470.8261 | 186771.0657 | 162626.9348 | 167815.874 | 160456.8136 | 163487.4564 | 163019.7019 | 158942.5483 | 160169.1315 | 163370.3333 | 150241.4791 | 144218.3001 | 137397.9365
P5 | [7 empty] | 175006.7518 | 140582.0881 | 102835.6969 | 112227.7002 | 105325.9636 | 117941.1002 | 116744.551 | 113991.6601 | 113797.7484 | 126204.4021 | 105935.8356 | 110079.619 | 104561.2384
P95 | [7 empty] | 275993.6002 | 263319.7331 | 236568.5027 | 242917.6967 | 226402.0697 | 227131.3886 | 230153.1228 | 197567.9896 | 205670.4483 | 208901.983 | 195081.3037 | 181907.3059 | 172660.9782
FUELCOST - Fuel Cost
MEAN | [7 empty] | 397834.9066 | 355571.7556 | 322201.8427 | 342992.0757 | 334762.6483 | 346940.8849 | 355382.8774 | 350840.5564 | 361075.8727 | 372214.2698 | 361361.3381 | 352986.2209 | 348106.179
P5 | [7 empty] | 246185.1954 | 190176.2258 | 151664.4356 | 171945.8771 | 157602.1609 | 195827.6301 | 186783.9156 | 189155.4085 | 199099.8086 | 229408.1034 | 198904.8095 | 210766.0408 | 200123.1024
P95 | [7 empty] | 683128.8245 | 699117.0868 | 580221.6036 | 637455.6885 | 577466.1253 | 600783.8763 | 683199.3048 | 522199.853 | 573385.6122 | 568026.2787 | 561080.5617 | 541162.5091 | 519000.6011
NETPOS - Net Position (MWh)
MEAN | [7 empty] | 25647.0331 | 21910.2789 | 19064.8157 | 19659.0902 | 18781.4562 | 19314.9374 | 19246.3646 | 18749.4852 | 18880.8768 | 19244.7926 | 17685.6806 | 16964.7195 | 16151.0126
P5 | [7 empty] | 20545.0337 | 16491.887 | 12055.4721 | 13147.575 | 12328.92 | 13934.44 | 13783.3 | 13447.17 | 13414.8 | 14866.7399 | 12470.375 | 12949.02 | 12291.2
P95 | [7 empty] | 32399.185 | 30887.9776 | 27732.3244 | 28454.3168 | 26497.6717 | 26833.62 | 27170.48 | 23305.125 | 24244.3772 | 24607.73 | 22964.25 | 21397.525 | 20296.0787
NETREVENUE - Net Revenue $
MEAN | [7 empty] | 149695.895 | 117135.0254 | 126950.8808 | 131135.3534 | 129386.0946 | 132180.138 | 134835.3866 | 123646.7925 | 116139.2547 | 115082.5891 | 105062.3637 | 94606.1163 | 88076.7478
P5 | [7 empty] | 46668.8637 | 14953.0412 | 48494.1929 | 46025.026 | 52758.8866 | 63572.1418 | 53894.3166 | 49434.1463 | 48581.4141 | 49464.5389 | 42436.6902 | 32608.0859 | 22022.4845
P95 | [7 empty] | 328512.4923 | 313183.8528 | 263606.18 | 262685.163 | 230409.6283 | 238723.3447 | 281205.165 | 209978.7602 | 203701.4729 | 218133.3447 | 194692.6109 | 170163.0853 | 159341.1479
STARTS - Number Starts
MEAN | [7 empty] | 267.38 | 260.23 | 245.24 | 255.62 | 251.67 | 255.71 | 255.68 | 253.7 | 253.8 | 258.14 | 239.56 | 238.91 | 233.09
P5 | [7 empty] | 218 | 203 | 187.5 | 202 | 186.5 | 204 | 189 | 200 | 191 | 215.5 | 183 | 194.5 | 193
P95 | [7 empty] | 303 | 295.5 | 301 | 310.5 | 302 | 313 | 312 | 302.5 | 297 | 297.5 | 289.5 | 275 | 273
VOMCOSTS - VOM Costs
MEAN | [7 empty] | 18465.8639 | 16213.6064 | 14298.6117 | 15137.4994 | 14649.5358 | 15451.9499 | 15782.019 | 15562.0727 | 16048.7453 | 16742.9696 | 15563.399 | 15268.2476 | 14858.9316
P5 | [7 empty] | 14792.4243 | 12203.9964 | 9041.6041 | 10123.6328 | 9616.5576 | 11147.552 | 11302.306 | 11161.1511 | 11402.58 | 12934.0637 | 10973.93 | 11654.118 | 11307.904
P95 | [7 empty] | 23327.4132 | 22857.1034 | 20799.2433 | 21909.8239 | 20668.184 | 21466.896 | 22279.7936 | 19343.2537 | 20607.7206 | 21408.7251 | 20208.54 | 19257.7725 | 18672.3924
15597: New 2026JAN 18V50DF_NG_B #3
CAPACITYFACTOR - Net Generation Capacity Factor
MEAN | [7 empty] | 0.3017 | 0.25413 | 0.25511 | 0.26498 | 0.24971 | 0.25912 | 0.25966 | 0.25481 | 0.25338 | 0.26137 | 0.24044 | 0.24076 | 0.23311
P5 | [7 empty] | 0.19975 | 0.15446 | 0.16488 | 0.18425 | 0.16659 | 0.19926 | 0.18843 | 0.18862 | 0.18821 | 0.21599 | 0.18567 | 0.19838 | 0.1793
P95 | [7 empty] | 0.42672 | 0.39748 | 0.37103 | 0.37512 | 0.33464 | 0.34429 | 0.35075 | 0.30443 | 0.31703 | 0.32062 | 0.29773 | 0.28613 | 0.28042
CO2EMISSIONS - CO2 Emissions
MEAN | [7 empty] | 12220.1663 | 10326.9954 | 10277.0874 | 10717.6737 | 10089.1086 | 10561.2223 | 10546.6633 | 10410.2481 | 10279.8547 | 10635.1773 | 9802.3704 | 9780.4915 | 9495.8744
P5 | [7 empty] | 8063.7451 | 6270.1295 | 6626.8184 | 7419.5255 | 6737.9544 | 8070.4216 | 7608.3409 | 7762.4968 | 7632.2376 | 8790.4493 | 7550.735 | 8103.1897 | 7200.2986
P95 | [7 empty] | 17255.5789 | 16067.612 | 14979.3964 | 15148.028 | 13642.8285 | 14041.2071 | 14168.8028 | 12471.7964 | 12887.2922 | 12992.1994 | 12123.2637 | 11681.3679 | 11466.6599
FUELCONSUMED - Fuel Consumed
MEAN | [7 empty] | 200002.7222 | 169017.9284 | 168201.1038 | 175412.0076 | 165124.5271 | 172851.4284 | 172613.1465 | 170380.4924 | 168246.3941 | 174061.8216 | 160431.5937 | 160073.5112 | 155415.2936
P5 | [7 empty] | 131976.1884 | 102620.777 | 108458.5661 | 121432.4958 | 110277.4864 | 132085.4598 | 124522.7637 | 127045.7739 | 124913.8716 | 143869.8742 | 123579.9506 | 132621.7632 | 117844.4935
P95 | [7 empty] | 282415.3671 | 262972.3737 | 245161.9714 | 247921.8992 | 223286.8825 | 229806.9908 | 231895.2999 | 204121.0536 | 210921.312 | 212638.288 | 198416.7539 | 191184.4172 | 187670.3749
FUELCOST - Fuel Cost
MEAN | [7 empty] | 372111.4985 | 330425.4205 | 332321.9466 | 357288.8837 | 342523.4986 | 363865.2009 | 373912.129 | 372925.5211 | 376780.2079 | 393591.3749 | 381955.6398 | 387366.812 | 390330.7668
P5 | [7 empty] | 188205.6413 | 138110.5274 | 161914.2823 | 186243.2387 | 170939.5649 | 219061.1286 | 207686.903 | 217265.112 | 217558.4174 | 268878.1407 | 228249.5965 | 256806.3532 | 226632.0884
P95 | [7 empty] | 697448.741 | 694644.2179 | 593439.362 | 663168.185 | 568086.5876 | 608933.5736 | 684604.5879 | 540778.1114 | 557600.1582 | 572321.1775 | 562731.8757 | 567962.8464 | 546689.7931
NETPOS - Net Position (MWh)
MEAN | [7 empty] | 23479.0114 | 19827.6232 | 19718.0498 | 20548.948 | 19328.0846 | 20421.321 | 20378.9494 | 20098.8187 | 19833.0974 | 20504.221 | 18885.1431 | 18829.8574 | 18268.9639
P5 | [7 empty] | 15493.8 | 12039.04 | 12714.955 | 14225.925 | 12908.52 | 15605.56 | 14701.625 | 14987.115 | 14725.2 | 16947.8 | 14547.375 | 15600.725 | 13852.65
P95 | [7 empty] | 33151.7906 | 30845.5251 | 28739.115 | 29041.9765 | 26135.61 | 27146.5555 | 27376.2955 | 24077.1865 | 24864 | 25048.275 | 23355.8993 | 22489.23 | 22060.7
NETREVENUE - Net Revenue $
MEAN | [7 empty] | 159981.2804 | 128578.8769 | 123731.9331 | 127527.2253 | 125397.9032 | 125039.3138 | 128453.1812 | 116819.2328 | 110450.7312 | 109201.9151 | 99448.5345 | 88029.5386 | 80534.8423
P5 | [7 empty] | 64456.2341 | 35535.9137 | 46066.3634 | 37171.1958 | 46821.3169 | 55289.5621 | 45138.5323 | 40254.8528 | 36045.6005 | 41620.7122 | 35467.5749 | 21358.4784 | 14656.0322
P95 | [7 empty] | 329105.3541 | 305260.3481 | 260678.8325 | 267934.435 | 232932.3866 | 233643.8921 | 273288.5258 | 212197.518 | 207610.6461 | 217541.9679 | 191605.4491 | 164501.1324 | 152991.9919
STARTS - Number Starts
MEAN | [7 empty] | 254.98 | 240.74 | 250.18 | 261.87 | 259.95 | 270.13 | 266.9 | 265.81 | 262.59 | 267.03 | 250.46 | 250.76 | 243.22
P5 | [7 empty] | 197 | 185 | 195 | 207.5 | 194.5 | 228 | 191.5 | 217.5 | 210.5 | 232 | 202.5 | 214.5 | 202
P95 | [7 empty] | 302 | 290 | 305.5 | 309 | 307 | 314 | 313.5 | 301 | 302.5 | 295 | 294 | 284 | 285.5
VOMCOSTS - VOM Costs
MEAN | [7 empty] | 16904.8882 | 14672.4412 | 14788.5373 | 15822.6899 | 15075.906 | 16337.0568 | 16710.7385 | 16682.0195 | 16858.1328 | 17838.6723 | 16618.9259 | 16946.8717 | 16807.4468
P5 | [7 empty] | 11155.536 | 8908.8896 | 9536.2162 | 10953.9623 | 10068.6456 | 12484.448 | 12055.3325 | 12439.3054 | 12516.42 | 14744.586 | 12801.69 | 14040.6525 | 12744.438
P95 | [7 empty] | 23869.2892 | 22825.6886 | 21554.3363 | 22362.3219 | 20385.7758 | 21717.2444 | 22448.5623 | 19984.0648 | 21134.4 | 21791.9993 | 20553.1914 | 20240.307 | 20295.844
15597: New 2028JAN 18V50DF_NG_B #1
CAPACITYFACTOR - Net Generation Capacity Factor
MEAN | [9 empty] | 0.27674 | 0.27597 | 0.23965 | 0.2406 | 0.23955 | 0.23154 | 0.23598 | 0.24137 | 0.22223 | 0.21857 | 0.20306
P5 | [9 empty] | 0.22214 | 0.22821 | 0.15067 | 0.17211 | 0.16355 | 0.16475 | 0.16048 | 0.18593 | 0.15417 | 0.16574 | 0.14608
P95 | [9 empty] | 0.35985 | 0.36058 | 0.33922 | 0.34009 | 0.35299 | 0.29752 | 0.31217 | 0.32094 | 0.29431 | 0.27554 | 0.25889
CO2EMISSIONS - CO2 Emissions
MEAN | [9 empty] | 11168.0305 | 11156.4842 | 9677.5807 | 9820.0167 | 9729.6694 | 9477.5226 | 9567.5642 | 9819.7877 | 9058.8637 | 8869.1481 | 8259.4141
P5 | [9 empty] | 8938.5502 | 9219.2471 | 6119.9124 | 7088.353 | 6644.7331 | 6733.8897 | 6526.3686 | 7571.9712 | 6320.5346 | 6747.5891 | 5954.6773
P95 | [9 empty] | 14526.8996 | 14631.2116 | 13673.1087 | 13902.6643 | 14313.8378 | 12221.5974 | 12604.6471 | 13053.4761 | 11989.0196 | 11133.9138 | 10594.291
FUELCONSUMED - Fuel Consumed
MEAN | [9 empty] | 182782.8232 | 182593.849 | 158389.2095 | 160720.4036 | 159241.7252 | 155114.9361 | 156588.6115 | 160716.6569 | 148262.9091 | 145157.9069 | 135178.626
P5 | [9 empty] | 146293.7839 | 150887.8417 | 100162.2326 | 116012.3238 | 108751.7686 | 110210.9605 | 106814.5428 | 123927.5154 | 103445.7388 | 110435.1733 | 97457.8934
P95 | [9 empty] | 237756.1306 | 239463.3651 | 223782.4659 | 227539.5142 | 234269.0313 | 200026.144 | 206295.3696 | 213641.1805 | 196219.6338 | 182224.4482 | 173392.6515
FUELCOST - Fuel Cost
MEAN | [9 empty] | 353480.3789 | 365426.8722 | 330849.1328 | 341256.8257 | 348758.3277 | 343390 | 353743.5621 | 367252.5399 | 357719.8202 | 356426.6072 | 344468.4869
P5 | [9 empty] | 229110.8379 | 230028.7906 | 153851.4672 | 195410.9173 | 178373.9398 | 184898.1854 | 184756.3551 | 220786.9769 | 191448.802 | 216374.0638 | 183504.8044
P95 | [9 empty] | 580901.0372 | 635453.8868 | 570326.4469 | 589800.1203 | 686121.6181 | 531472.9638 | 550551.8344 | 587840.291 | 562497.134 | 539825.5043 | 529674.2188
NETPOS - Net Position (MWh)
MEAN | [9 empty] | 21427.653 | 21390.1763 | 18539.6333 | 18988.0991 | 18800.0491 | 18297.9235 | 18458.6498 | 18932.1545 | 17452.6915 | 17075.2588 | 15890.077
P5 | [9 empty] | 17149.69 | 17676.645 | 11724.48 | 13706.56 | 12839.6421 | 13001.175 | 12591.6 | 14598.6 | 12177.25 | 12990.845 | 11456.2
P95 | [9 empty] | 27871.31 | 28049.7995 | 26191.8815 | 26880.659 | 27654.0852 | 23595.515 | 24317.86 | 25165.595 | 23098.25 | 21435.24 | 20382.35
NETREVENUE - Net Revenue $
MEAN | [9 empty] | 114173.4559 | 120667.6818 | 130114.9398 | 134011.5586 | 136898.8213 | 126707.6341 | 118036.999 | 116327.1295 | 106277.8118 | 95088.5355 | 89446.1578
P5 | [9 empty] | 25060.683 | 20077.1215 | 55070.7399 | 63285.6705 | 59460.0305 | 53496.3621 | 52199.3752 | 50855.2455 | 41250.1704 | 34236.3908 | 22350.2528
P95 | [9 empty] | 261690.7791 | 262166.7966 | 229267.8418 | 234893.7542 | 280537.0576 | 213564.0705 | 204450.9805 | 214059.3581 | 193504.1883 | 163406.27 | 157425.9598
STARTS - Number Starts
MEAN | [9 empty] | 265.27 | 269.85 | 249.67 | 252.17 | 249.64 | 248.77 | 249.55 | 254.84 | 236.58 | 238.34 | 227.51
P5 | [9 empty] | 217 | 220.5 | 179.5 | 201.5 | 178 | 193 | 186 | 215 | 174.5 | 196 | 175.5
P95 | [9 empty] | 301.5 | 313.5 | 306 | 303.5 | 313 | 294.5 | 299.5 | 295 | 287.5 | 280.5 | 275.5
VOMCOSTS - VOM Costs
MEAN | [9 empty] | 16070.7398 | 16470.4357 | 14460.914 | 15190.4792 | 15416.0403 | 15187.2765 | 15689.8523 | 16470.9744 | 15358.3685 | 15367.7329 | 14618.8708
P5 | [9 empty] | 12862.2675 | 13611.0166 | 9145.0944 | 10965.248 | 10528.5065 | 10790.9752 | 10702.86 | 12700.782 | 10715.98 | 11691.7605 | 10539.704
P95 | [9 empty] | 20903.4825 | 21598.3456 | 20429.6676 | 21504.5272 | 22676.3499 | 19584.2775 | 20670.181 | 21894.0677 | 20326.46 | 19291.716 | 18751.762
15597: New 2030JAN 18V50DF_NG_B #1
CAPACITYFACTOR - Net Generation Capacity Factor
MEAN | [11 empty] | 0.23747 | 0.23243 | 0.23204 | 0.2244 | 0.23019 | 0.23133 | 0.21142 | 0.20706 | 0.20368
P5 | [11 empty] | 0.14827 | 0.16396 | 0.15259 | 0.15591 | 0.154 | 0.17055 | 0.14499 | 0.14757 | 0.14314
P95 | [11 empty] | 0.33835 | 0.3259 | 0.34457 | 0.29049 | 0.30494 | 0.30692 | 0.28954 | 0.26764 | 0.26883
CO2EMISSIONS - CO2 Emissions
MEAN | [11 empty] | 9597.6811 | 9484.4473 | 9422.9327 | 9174.4773 | 9329.0986 | 9404.0317 | 8619.1818 | 8392.5667 | 8290.2869
P5 | [11 empty] | 5998.8972 | 6730.4435 | 6191.3146 | 6363.4168 | 6291.2626 | 6910.5116 | 5864.0999 | 6021.9952 | 5850.5138
P95 | [11 empty] | 13671.7943 | 13355.8447 | 14007.424 | 11799.1728 | 12488.1527 | 12443.8451 | 11776.3721 | 10907.6863 | 10967.5434
FUELCONSUMED - Fuel Consumed
MEAN | [11 empty] | 157081.5238 | 155228.2696 | 154221.484 | 150155.1108 | 152685.7385 | 153912.1395 | 141066.8059 | 137357.8842 | 135683.91
P5 | [11 empty] | 98181.6235 | 110154.5587 | 101330.845 | 104147.5743 | 102966.654 | 113101.6635 | 95975.4481 | 98559.6589 | 95753.0906
P95 | [11 empty] | 223760.9539 | 218589.9293 | 229254.0745 | 193112.4845 | 204388.7518 | 203663.5852 | 192739.3141 | 178521.8702 | 179501.5281
FUELCOST - Fuel Cost
MEAN | [11 empty] | 328617.1305 | 329557.9063 | 338391.0573 | 333441.156 | 346175.5656 | 353127.5422 | 341933.5297 | 338172.2538 | 347447.293
P5 | [11 empty] | 152289.8386 | 176996.2882 | 165140.2023 | 177311.2596 | 177515.9039 | 204614.9852 | 176548.1133 | 188534.2047 | 180650.0892
P95 | [11 empty] | 571577.2533 | 570227.5649 | 666750.8596 | 517081.8848 | 561450.5195 | 557132.2389 | 552810.3428 | 528370.0144 | 537792.2884
NETPOS - Net Position (MWh)
MEAN | [11 empty] | 18386.3282 | 18339.393 | 18207.5667 | 17712.6871 | 17998.6111 | 18130.5126 | 16605.6411 | 16157.6945 | 15949.5378
P5 | [11 empty] | 11492.64 | 13014.48 | 11963.5 | 12285.9 | 12138 | 13323.32 | 11297.875 | 11593.89 | 11255.8
P95 | [11 empty] | 26189.08 | 25823.0664 | 27065.2877 | 22779.115 | 24090.64 | 23990.0999 | 22687.74 | 20998.8264 | 21100.45
NETREVENUE - Net Revenue $
MEAN | [11 empty] | 131009.2493 | 136911.7951 | 139099.503 | 128572.3529 | 120632.6577 | 120895.0661 | 111352.0242 | 100329.1293 | 90659.1194
P5 | [11 empty] | 56459.9179 | 69371.9394 | 62527.1739 | 56700.7031 | 55915.9007 | 57621.8833 | 48717.3579 | 39410.6184 | 28760.0079
P95 | [11 empty] | 234504.6978 | 238947.1915 | 278905.5734 | 217546.479 | 201852.9831 | 214158.3349 | 195874.2765 | 171634.1954 | 156519.7013
STARTS - Number Starts
MEAN | [11 empty] | 248.06 | 247.6 | 244.23 | 241.68 | 243.2 | 245.71 | 226.84 | 226.18 | 226.16
P5 | [11 empty] | 179 | 194.5 | 174 | 185 | 176 | 202.5 | 170.5 | 176.5 | 174.5
P95 | [11 empty] | 305 | 312 | 312.5 | 288.5 | 292 | 293 | 286 | 273.5 | 277
VOMCOSTS - VOM Costs
MEAN | [11 empty] | 14341.336 | 14671.5144 | 14930.2047 | 14701.5303 | 15298.8195 | 15773.546 | 14612.9641 | 14541.9251 | 14673.5748
P5 | [11 empty] | 8964.2592 | 10411.584 | 9810.07 | 10197.297 | 10317.3 | 11591.2884 | 9942.13 | 10434.501 | 10355.336
P95 | [11 empty] | 20427.4824 | 20658.4531 | 22193.5359 | 18906.6655 | 20477.044 | 20871.3869 | 19965.2112 | 18898.9437 | 19412.414
15597: New 2030JAN 18V50DF_NG_B #2
CAPACITYFACTOR - Net Generation Capacity Factor
MEAN | [11 empty] | 0.2372 | 0.23295 | 0.22861 | 0.22043 | 0.22459 | 0.22702 | 0.20702 | 0.20275 | 0.19361
P5 | [11 empty] | 0.15335 | 0.16869 | 0.1537 | 0.15328 | 0.15118 | 0.16356 | 0.13382 | 0.14387 | 0.13021
P95 | [11 empty] | 0.33249 | 0.32186 | 0.33885 | 0.28409 | 0.29986 | 0.30634 | 0.28391 | 0.268 | 0.26158
CO2EMISSIONS - CO2 Emissions
MEAN | [11 empty] | 9582.3517 | 9497.8741 | 9292.7063 | 9010.1712 | 9110.9162 | 9235.7081 | 8434.2928 | 8236.2438 | 7880.2011
P5 | [11 empty] | 6149.8444 | 6878.845 | 6226.1953 | 6258.8127 | 6134.5252 | 6675.5194 | 5475.2213 | 5817.7861 | 5299.3156
P95 | [11 empty] | 13436.8227 | 13186.9054 | 13793.705 | 11607.1666 | 12122.1853 | 12511.5121 | 11572.0632 | 10828.1914 | 10785.6089
FUELCONSUMED - Fuel Consumed
MEAN | [11 empty] | 156830.6339 | 155448.0219 | 152090.1201 | 147465.977 | 149114.8313 | 151157.2516 | 138040.7989 | 134799.4083 | 128972.1953
P5 | [11 empty] | 100652.1175 | 112583.3882 | 101901.723 | 102435.5594 | 100401.3948 | 109255.6371 | 89610.8227 | 95217.4482 | 86731.8424
P95 | [11 empty] | 219915.2657 | 215824.9657 | 225756.2186 | 189969.9931 | 198399.105 | 204771.0658 | 189395.4697 | 177220.8081 | 176523.8779
FUELCOST - Fuel Cost
MEAN | [11 empty] | 327235.4336 | 329788.715 | 333583.864 | 326884.2074 | 337535.722 | 347207.7357 | 335264.9703 | 331263.3807 | 331345.8387
P5 | [11 empty] | 158094.0782 | 185550.2981 | 164765.4762 | 173224.5482 | 172410.6097 | 194371.1675 | 167512.1764 | 185334.6389 | 163328.6918
P95 | [11 empty] | 561183.3175 | 572368.3494 | 665886.3056 | 506777.1624 | 555304.3499 | 566571.2536 | 544311.2128 | 512342.2046 | 549039.288
NETPOS - Net Position (MWh)
MEAN | [11 empty] | 18357.1824 | 18365.2557 | 17955.9059 | 17395.6446 | 17577.8422 | 17806.0254 | 16249.4183 | 15856.6777 | 15160.5509
P5 | [11 empty] | 11781.7418 | 13301.44 | 12030.9 | 12083.94 | 11835.6 | 12870.26 | 10548.245 | 11200.735 | 10195.35
P95 | [11 empty] | 25738.6218 | 25494.8658 | 26652.358 | 22409.1591 | 23386.2789 | 24121.11 | 22294.115 | 20845.4083 | 20749.61
NETREVENUE - Net Revenue $
MEAN | [11 empty] | 130472.8513 | 136114.4172 | 140726.1339 | 131074.2496 | 122854.0711 | 121979.7335 | 112313.2877 | 101990.8862 | 94549.228
P5 | [11 empty] | 54018.2264 | 65698.7441 | 64998.0697 | 60746.9491 | 57290.4884 | 58643.1879 | 50132.0934 | 40940.7797 | 32598.3135
P95 | [11 empty] | 229733.493 | 238923.4023 | 276141.8779 | 218986.9025 | 206840.6697 | 218395.8369 | 194161.0787 | 173002.6006 | 158896.317
STARTS - Number Starts
MEAN | [11 empty] | 248.34 | 247.43 | 241.87 | 239.77 | 241.18 | 242.05 | 223.34 | 224.44 | 216.71
P5 | [11 empty] | 177 | 197 | 174 | 181.5 | 181.5 | 197.5 | 159 | 178 | 159
P95 | [11 empty] | 306 | 297.5 | 305 | 285.5 | 283 | 287 | 284 | 272 | 268
VOMCOSTS - VOM Costs
MEAN | [11 empty] | 14318.6023 | 14692.2045 | 14723.8428 | 14438.385 | 14941.1659 | 15491.2421 | 14299.4881 | 14271.0099 | 13947.7069
P5 | [11 empty] | 9189.7586 | 10641.152 | 9865.338 | 10029.6702 | 10060.26 | 11197.1262 | 9282.4556 | 10080.6615 | 9379.722
P95 | [11 empty] | 20076.125 | 20395.8927 | 21854.9336 | 18599.6021 | 19878.3371 | 20985.3657 | 19618.8212 | 18760.8675 | 19089.6412
15597: New 2030JAN 18V50DF_NG_B #3
CAPACITYFACTOR - Net Generation Capacity Factor
MEAN | [11 empty] | 0.26419 | 0.25917 | 0.22887 | 0.22115 | 0.22359 | 0.22243 | 0.20199 | 0.1989 | 0.19051
P5 | [11 empty] | 0.21651 | 0.22106 | 0.15689 | 0.15739 | 0.15474 | 0.16328 | 0.13313 | 0.13972 | 0.12647
P95 | [11 empty] | 0.33091 | 0.31702 | 0.33744 | 0.28518 | 0.30162 | 0.30154 | 0.27685 | 0.2669 | 0.25485
CO2EMISSIONS - CO2 Emissions
MEAN | [11 empty] | 10672.9112 | 10575.4777 | 9295.6069 | 9041.6889 | 9077.7392 | 9047.6449 | 8236.8034 | 8079.5377 | 7761.9573
P5 | [11 empty] | 8717.4176 | 9008.8427 | 6365.7179 | 6433.1529 | 6221.6015 | 6667.1688 | 5442.4411 | 5674.4052 | 5182.1317
P95 | [11 empty] | 13245.2071 | 12881.0846 | 13609.0552 | 11544.3755 | 12256.9417 | 12223.9466 | 11323.929 | 10857.1116 | 10319.2193
FUELCONSUMED - Fuel Consumed
MEAN | [11 empty] | 174679.3975 | 173084.7416 | 152137.593 | 147981.8148 | 148571.8366 | 148079.2942 | 134808.5658 | 132234.6592 | 127036.9441
P5 | [11 empty] | 142674.5927 | 147444.2342 | 104185.235 | 105288.9176 | 101826.5388 | 109118.9663 | 89074.3225 | 92870.7897 | 84813.9393
P95 | [11 empty] | 216779.1668 | 210819.7154 | 222734.1277 | 188942.3153 | 200604.6109 | 200064.5924 | 185334.3531 | 177694.1344 | 168890.6594
FUELCOST - Fuel Cost
MEAN | [11 empty] | 355331.7989 | 358826.43 | 333397.6046 | 327635.2023 | 336088.8294 | 339864.6822 | 326860.1896 | 325783.9998 | 325664.7435
P5 | [11 empty] | 223795.6215 | 247659.6005 | 172871.4568 | 177477.9224 | 176799.0984 | 199490.6122 | 165605.3239 | 179240.8258 | 160470.9554
P95 | [11 empty] | 554555.2768 | 558318.5095 | 657630.111 | 505148.4468 | 538709.8295 | 547318.3828 | 534031.401 | 513528.0394 | 506485.4554
NETPOS - Net Position (MWh)
MEAN | [11 empty] | 20446.4602 | 20449.0136 | 17961.4287 | 17456.455 | 17513.8184 | 17443.5065 | 15869.0113 | 15554.9727 | 14932.8618
P5 | [11 empty] | 16700.76 | 17420.16 | 12300.5 | 12420.54 | 12003.6 | 12853.34 | 10485.5 | 10924.69 | 9969.9
P95 | [11 empty] | 25373.85 | 24906.16 | 26293.4576 | 22286.765 | 23646.2313 | 23567.51 | 21816.875 | 20901.7002 | 19851.915
NETREVENUE - Net Revenue $
MEAN | [11 empty] | 118529.1834 | 123430.1213 | 140088.6778 | 130132.9556 | 122901.3251 | 123907.3074 | 114572.4504 | 102906.0751 | 95912.2175
P5 | [11 empty] | 25048.1328 | 42863.244 | 62586.8364 | 58723.3814 | 54963.0027 | 60370.1485 | 49503.2046 | 44131.3868 | 34156.6746
P95 | [11 empty] | 231921.383 | 242312.3262 | 281258.7681 | 216767.777 | 209903.7606 | 219719.9275 | 199909.696 | 170350.0505 | 162234.4033
STARTS - Number Starts
MEAN | [11 empty] | 268.99 | 266.83 | 243.53 | 241.51 | 241.87 | 240.12 | 220.43 | 219.91 | 214.94
P5 | [11 empty] | 225.5 | 229.5 | 170 | 187 | 183 | 191 | 155 | 174 | 161
P95 | [11 empty] | 317.5 | 307 | 307.5 | 287.5 | 291.5 | 286 | 279.5 | 269 | 271.5
VOMCOSTS - VOM Costs
MEAN | [11 empty] | 15948.239 | 16359.2108 | 14728.3715 | 14488.8577 | 14886.7457 | 15175.8507 | 13964.73 | 13999.4755 | 13738.2329
P5 | [11 empty] | 13026.5928 | 13936.128 | 10086.41 | 10309.0482 | 10203.06 | 11182.4058 | 9227.24 | 9832.221 | 9172.308
P95 | [11 empty] | 19791.603 | 19924.928 | 21560.6352 | 18498.015 | 20099.2966 | 20503.7337 | 19198.85 | 18811.5302 | 18263.7618
15597: New 2031JAN 18V50DF_NG_B #1
CAPACITYFACTOR - Net Generation Capacity Factor
MEAN | [12 empty] | 0.2358 | 0.23617 | 0.22717 | 0.23245 | 0.23497 | 0.21659 | 0.21593 | 0.2052
P5 | [12 empty] | 0.16693 | 0.15579 | 0.15869 | 0.15568 | 0.17266 | 0.14823 | 0.16104 | 0.14415
P95 | [12 empty] | 0.33174 | 0.34327 | 0.29131 | 0.30847 | 0.31407 | 0.29285 | 0.2798 | 0.26452
CO2EMISSIONS - CO2 Emissions
MEAN | [12 empty] | 9623.8464 | 9587.0009 | 9290.2032 | 9438.7412 | 9549.8112 | 8825.7924 | 8768.456 | 8351.5672
P5 | [12 empty] | 6774.091 | 6356.9977 | 6441.8699 | 6282.5549 | 7071.5248 | 6007.5508 | 6556.4146 | 5876.5547
P95 | [12 empty] | 13574.5551 | 13940.2309 | 12021.0072 | 12452.177 | 12646.0622 | 11899.8325 | 11359.8472 | 10704.257
FUELCONSUMED - Fuel Consumed
MEAN | [12 empty] | 157509.7605 | 156906.7243 | 152049.1515 | 154480.2155 | 156298.0548 | 144448.3207 | 143509.9178 | 136686.8611
P5 | [12 empty] | 110868.9203 | 104042.5155 | 105431.5855 | 102824.1396 | 115736.9037 | 98323.2538 | 107306.2953 | 96179.2913
P95 | [12 empty] | 222169.4773 | 228154.3516 | 196743.1617 | 203799.951 | 206973.1953 | 194759.9422 | 185922.2132 | 175192.4215
FUELCOST - Fuel Cost
MEAN | [12 empty] | 335106.4353 | 343940.3774 | 337360.7703 | 349559.3499 | 358190.0774 | 349748.2142 | 352656.3626 | 349428.3857
P5 | [12 empty] | 183718.6487 | 168543.1985 | 175918.8584 | 181110.3188 | 210361.3798 | 184503.8059 | 210580.8121 | 183127.2475
P95 | [12 empty] | 587455.0065 | 674207.9864 | 527020.2839 | 549652.3682 | 570208.2691 | 561090.8976 | 545360.4857 | 528409.7746
NETPOS - Net Position (MWh)
MEAN | [12 empty] | 18608.8888 | 18524.502 | 17936.2108 | 18210.1486 | 18411.6397 | 17003.6369 | 16881.4058 | 16067.3803
P5 | [12 empty] | 13098.88 | 12283.65 | 12437.37 | 12121.2 | 13633.75 | 11574.25 | 12622.785 | 11305.9
P95 | [12 empty] | 26246.97 | 26934.29 | 23207.275 | 24021.7853 | 24381.34 | 22925.9955 | 21870.22 | 20593.3381
NETREVENUE - Net Revenue $
MEAN | [12 empty] | 135484.8302 | 138322.5826 | 127907.9428 | 119258.7208 | 119350.5049 | 109606.8125 | 95887.666 | 89384.675
P5 | [12 empty] | 66784.8523 | 61396.0472 | 56792.2493 | 53083.8955 | 55461.6377 | 45495.5411 | 35121.6449 | 25540.6718
P95 | [12 empty] | 239020.6774 | 283474.2439 | 215742.2406 | 197003.4341 | 222463.2435 | 193703.1363 | 167066.8845 | 156655.2204
STARTS - Number Starts
MEAN | [12 empty] | 248.34 | 247.73 | 244.91 | 246.77 | 248.02 | 229.62 | 235.55 | 227.79
P5 | [12 empty] | 192.5 | 178 | 183 | 173.5 | 205.5 | 173.5 | 190.5 | 174
P95 | [12 empty] | 310 | 312.5 | 297.5 | 290 | 291.5 | 284.5 | 282.5 | 280.5
VOMCOSTS - VOM Costs
MEAN | [12 empty] | 14887.1111 | 15190.0916 | 14887.055 | 15478.6263 | 16018.1265 | 14963.2005 | 15193.2652 | 14781.9898
P5 | [12 empty] | 10479.104 | 10072.593 | 10323.0171 | 10303.02 | 11861.3625 | 10185.34 | 11360.5065 | 10401.428
P95 | [12 empty] | 20997.576 | 22086.1178 | 19262.0383 | 20418.5175 | 21211.7658 | 20174.876 | 19683.198 | 18945.8711
15597: New 2032JAN 18V50DF_NG_B #1
CAPACITYFACTOR - Net Generation Capacity Factor
MEAN | [13 empty] | 0.25446 | 0.24856 | 0.24092 | 0.23759 | 0.21446 | 0.19279 | 0.18263
P5 | [13 empty] | 0.20375 | 0.21375 | 0.20253 | 0.2016 | 0.17057 | 0.13846 | 0.11728
P95 | [13 empty] | 0.33527 | 0.28648 | 0.29526 | 0.29417 | 0.26913 | 0.25535 | 0.24795
CO2EMISSIONS - CO2 Emissions
MEAN | [13 empty] | 10328.8352 | 10158.9552 | 9761.5562 | 9663.8183 | 8742.0116 | 7836.2899 | 7436.6791
P5 | [13 empty] | 8249.2727 | 8698.2279 | 8167.7568 | 8233.4307 | 6907.3793 | 5591.8526 | 4756.7976
P95 | [13 empty] | 13624.3005 | 11789.7 | 11904.776 | 11998.0106 | 10954.7895 | 10326.9839 | 10134.5874
FUELCONSUMED - Fuel Consumed
MEAN | [13 empty] | 169048.0399 | 166267.6792 | 159763.6045 | 158163.9654 | 143077.1122 | 128253.5173 | 121713.2428
P5 | [13 empty] | 135012.647 | 142360.5216 | 133678.5072 | 134753.3673 | 113050.3981 | 91519.6833 | 77852.6612
P95 | [13 empty] | 222983.6415 | 192957.4465 | 194840.8518 | 196366.786 | 179292.791 | 169017.7404 | 165868.8604
FUELCOST - Fuel Cost
MEAN | [13 empty] | 361662.1672 | 358676.1059 | 354770.1548 | 356546.7772 | 339989.8204 | 315782.6122 | 313272.6458
P5 | [13 empty] | 235038.5965 | 244891.0395 | 237904.3484 | 251943.8025 | 205958.8031 | 181270.7992 | 146589.0955
P95 | [13 empty] | 663235.9402 | 510267.2427 | 532466.1701 | 537750.647 | 522974.3021 | 491356.4271 | 499886.1042
NETPOS - Net Position (MWh)
MEAN | [13 empty] | 19958.1118 | 19613.4758 | 18833.1329 | 18631.4458 | 16842.2814 | 15086.7255 | 14307.1615
P5 | [13 empty] | 15940.1 | 16793.4407 | 15758.4 | 15873.88 | 13307.875 | 10765.755 | 9151.6
P95 | [13 empty] | 26323.405 | 22759.6775 | 22967.7517 | 23131.09 | 21104.865 | 19881.0716 | 19497.11
NETREVENUE - Net Revenue $
MEAN | [13 empty] | 128288.3659 | 116280.7648 | 112373.3801 | 114279.9034 | 106077.1487 | 104268.0946 | 98031.7603
P5 | [13 empty] | 31296.4341 | 24015.5624 | 29145.1113 | 39168.5142 | 33160.1779 | 44531.3438 | 36188.6554
P95 | [13 empty] | 283236.5543 | 222294.2051 | 204700.0226 | 227533.5342 | 201824.7193 | 176118.6875 | 160657.9076
STARTS - Number Starts
MEAN | [13 empty] | 260.72 | 263.32 | 254.05 | 253.79 | 236.08 | 218.38 | 208.52
P5 | [13 empty] | 212 | 233.5 | 208.5 | 224.5 | 190 | 172 | 150
P95 | [13 empty] | 306.5 | 295 | 292 | 286.5 | 280.5 | 266.5 | 269.5
VOMCOSTS - VOM Costs
MEAN | [13 empty] | 16365.6517 | 16279.1849 | 16008.163 | 16209.3579 | 14821.2076 | 13578.0529 | 13162.5886
P5 | [13 empty] | 13070.882 | 13938.5558 | 13394.64 | 13810.2756 | 11710.93 | 9689.1795 | 8419.472
P95 | [13 empty] | 21585.1921 | 18890.5323 | 19522.5889 | 20124.0483 | 18572.2812 | 17892.9644 | 17937.3412
15597: New 2035JAN 18V50DF_NG_B #1
CAPACITYFACTOR - Net Generation Capacity Factor
MEAN | [16 empty] | 0.22034 | 0.20121 | 0.19564 | 0.18601
P5 | [16 empty] | 0.16513 | 0.13572 | 0.13866 | 0.12497
P95 | [16 empty] | 0.29963 | 0.27661 | 0.26511 | 0.25035
CO2EMISSIONS - CO2 Emissions
MEAN | [16 empty] | 8970.2518 | 8198.1823 | 7944.468 | 7577.9063
P5 | [16 empty] | 6664.8166 | 5507.6461 | 5635.3014 | 5051.9274
P95 | [16 empty] | 12196.8575 | 11306.8963 | 10727.4935 | 10197.3437
FUELCONSUMED - Fuel Consumed
MEAN | [16 empty] | 146812.632 | 134176.4692 | 130024.0263 | 124024.6533
P5 | [16 empty] | 109080.4676 | 90141.5069 | 92230.7919 | 82682.9358
P95 | [16 empty] | 199621.2354 | 185055.5866 | 175572.7257 | 166895.9681
FUELCOST - Fuel Cost
MEAN | [16 empty] | 336763.2898 | 325145.4438 | 320702.9127 | 318946.3519
P5 | [16 empty] | 196825.6436 | 167611.1363 | 179860.2197 | 158876.6096
P95 | [16 empty] | 542539.6236 | 533500.5992 | 514274.179 | 503360.1302
NETPOS - Net Position (MWh)
MEAN | [16 empty] | 17294.2671 | 15794.457 | 15295.0107 | 14578.9561
P5 | [16 empty] | 12849.215 | 10611.125 | 10849.405 | 9719.4
P95 | [16 empty] | 23515.0601 | 21783.24 | 20653.185 | 19618.255
NETREVENUE - Net Revenue $
MEAN | [16 empty] | 124426.9718 | 115028.7839 | 103556.5559 | 97496.1905
P5 | [16 empty] | 57739.5761 | 51170.221 | 45260.5036 | 33652.0457
P95 | [16 empty] | 223417.6067 | 197055.7982 | 169883.4276 | 162319.1134
STARTS - Number Starts
MEAN | [16 empty] | 239.12 | 220.53 | 218.47 | 210.86
P5 | [16 empty] | 195 | 157 | 168.5 | 155.5
P95 | [16 empty] | 283 | 281 | 270 | 273
VOMCOSTS - VOM Costs
MEAN | [16 empty] | 15046.0124 | 13899.1222 | 13765.5096 | 13412.6396
P5 | [16 empty] | 11178.817 | 9337.79 | 9764.4645 | 8941.848
P95 | [16 empty] | 20458.1023 | 19169.2512 | 18587.8665 | 18048.7946
15597: New 2037JAN 18V50DF_NG_B #1
CAPACITYFACTOR - Net Generation Capacity Factor
MEAN | [18 empty] | 0.20519 | 0.17892
P5 | [18 empty] | 0.16845 | 0.11652
P95 | [18 empty] | 0.25701 | 0.24137
CO2EMISSIONS - CO2 Emissions
MEAN | [18 empty] | 8338.1592 | 7285.4989
P5 | [18 empty] | 6864.9007 | 4726.4166
P95 | [18 empty] | 10469.1481 | 9893.5336
FUELCONSUMED - Fuel Consumed
MEAN | [18 empty] | 136467.4181 | 119238.9352
P5 | [18 empty] | 112355.1667 | 77355.427
P95 | [18 empty] | 171344.4858 | 161923.6266
FUELCOST - Fuel Cost
MEAN | [18 empty] | 331083.4889 | 305925.0741
P5 | [18 empty] | 220686.8789 | 146254.3765
P95 | [18 empty] | 510587.5064 | 489799.5099
NETPOS - Net Position (MWh)
MEAN | [18 empty] | 16052.8731 | 14016.3475
P5 | [18 empty] | 13216.7 | 9093.15
P95 | [18 empty] | 20155.395 | 19033.755
NETREVENUE - Net Revenue $
MEAN | [18 empty] | 96304.3103 | 99168.2218
P5 | [18 empty] | 28290.6907 | 39634.674
P95 | [18 empty] | 169325.3585 | 164707.5617
STARTS - Number Starts
MEAN | [18 empty] | 232.55 | 207.02
P5 | [18 empty] | 195.5 | 152.5
P95 | [18 empty] | 267 | 263
VOMCOSTS - VOM Costs
MEAN | [18 empty] | 14447.5857 | 12895.0397
P5 | [18 empty] | 11895.03 | 8365.698
P95 | [18 empty] | 18139.8555 | 17511.0546
15597: New 2038JAN 18V50DF_NG_B #1
CAPACITYFACTOR - Net Generation Capacity Factor
MEAN | [19 empty] | 0.19051
P5 | [19 empty] | 0.15155
P95 | [19 empty] | 0.24092
CO2EMISSIONS - CO2 Emissions
MEAN | [19 empty] | 7751.0401
P5 | [19 empty] | 6184.7049
P95 | [19 empty] | 9698.5787
FUELCONSUMED - Fuel Consumed
MEAN | [19 empty] | 126858.2672
P5 | [19 empty] | 101222.6662
P95 | [19 empty] | 158732.876
FUELCOST - Fuel Cost
MEAN | [19 empty] | 319977.3753
P5 | [19 empty] | 197734.7507
P95 | [19 empty] | 485532.8981
NETPOS - Net Position (MWh)
MEAN | [19 empty] | 14911.9163
P5 | [19 empty] | 11898.75
P95 | [19 empty] | 18657.865
NETREVENUE - Net Revenue $
MEAN | [19 empty] | 91771.0069
P5 | [19 empty] | 17371.5544
P95 | [19 empty] | 165443.4338
STARTS - Number Starts
MEAN | [19 empty] | 221.22
P5 | [19 empty] | 187.5
P95 | [19 empty] | 265.5
VOMCOSTS - VOM Costs
MEAN | [19 empty] | 13718.963
P5 | [19 empty] | 10946.85
P95 | [19 empty] | 17165.2358
15597: New 2040JAN 18V50DF_NG_B #1
CAPACITYFACTOR - Net Generation Capacity Factor
MEAN
P5
P95
CO2EMISSIONS - CO2 Emissions
MEAN
P5
P95
FUELCONSUMED - Fuel Consumed
MEAN
P5
P95
FUELCOST - Fuel Cost
MEAN
P5
P95
NETPOS - Net Position (MWh)
MEAN
P5
P95
NETREVENUE - Net Revenue $
MEAN
P5
P95
STARTS - Number Starts
MEAN
P5
P95
VOMCOSTS - VOM Costs
MEAN
P5
P95
15597: New 2040JAN 18V50DF_NG_B #2
CAPACITYFACTOR - Net Generation Capacity Factor
MEAN
P5
P95
CO2EMISSIONS - CO2 Emissions
MEAN
P5
P95
FUELCONSUMED - Fuel Consumed
MEAN
P5
P95
FUELCOST - Fuel Cost
MEAN
P5
P95
NETPOS - Net Position (MWh)
MEAN
P5
P95
NETREVENUE - Net Revenue $
MEAN
P5
P95
STARTS - Number Starts
MEAN
P5
P95
VOMCOSTS - VOM Costs
MEAN
P5
P95
15597: New 2041JAN 18V50DF_NG_B #1
CAPACITYFACTOR - Net Generation Capacity Factor
MEAN
P5
P95
CO2EMISSIONS - CO2 Emissions
MEAN
P5
P95
FUELCONSUMED - Fuel Consumed
MEAN
P5
P95
FUELCOST - Fuel Cost
MEAN
P5
P95
NETPOS - Net Position (MWh)
MEAN
P5
P95
NETREVENUE - Net Revenue $
MEAN
P5
P95
STARTS - Number Starts
MEAN
P5
P95
VOMCOSTS - VOM Costs
MEAN
P5
P95
15597: New 2043JAN 18V50DF_NG_B #1
CAPACITYFACTOR - Net Generation Capacity Factor
MEAN
P5
P95
CO2EMISSIONS - CO2 Emissions
MEAN
P5
P95
FUELCONSUMED - Fuel Consumed
MEAN
P5
P95
FUELCOST - Fuel Cost
MEAN
P5
P95
NETPOS - Net Position (MWh)
MEAN
P5
P95
NETREVENUE - Net Revenue $
MEAN
P5
P95
STARTS - Number Starts
MEAN
P5
P95
VOMCOSTS - VOM Costs
MEAN
P5
P95
15597: New 2044JAN 18V50DF_NG_B #1
CAPACITYFACTOR - Net Generation Capacity Factor
MEAN
P5
P95
CO2EMISSIONS - CO2 Emissions
MEAN
P5
P95
FUELCONSUMED - Fuel Consumed
MEAN
P5
P95
FUELCOST - Fuel Cost
MEAN
P5
P95
NETPOS - Net Position (MWh)
MEAN
P5
P95
NETREVENUE - Net Revenue $
MEAN
P5
P95
STARTS - Number Starts
MEAN
P5
P95
VOMCOSTS - VOM Costs
MEAN
P5
P95
Simple HR 2018 Basin Creek 1-9 2015 single
CAPACITYFACTOR - Net Generation Capacity Factor
MEAN | 0.044397 | 0.016137 | 0.025653 | 0.14777 | 0.094295 | 0.073741 | 0.066351 | 0.043631 | 0.073113 | 0.070522 | 0.091392 | 0.086479 | 0.08404 | 0.078171 | 0.071984 | 0.073833 | 0.093113 | 0.083064 | 0.078528 | 0.070815
P5 | 0 | 0 | 0.001956 | 0.004676 | 0.057062 | 0.0278 | 0.040446 | 0.026262 | 0.041801 | 0.044182 | 0.041938 | 0.048914 | 0.054414 | 0.046565 | 0.043024 | 0.045407 | 0.055578 | 0.047955 | 0.042608 | 0.035631
P95 | 0.15626 | 0.066839 | 0.075038 | 0.26591 | 0.14362 | 0.10119 | 0.099452 | 0.074706 | 0.14911 | 0.11492 | 0.15255 | 0.1288 | 0.12673 | 0.13193 | 0.10441 | 0.10838 | 0.14472 | 0.12708 | 0.11761 | 0.10668
CO2EMISSIONS - CO2 Emissions
MEAN | 5966.697 | 2179.459 | 3466.4084 | 19890.3318 | 12652.6022 | 9928.4471 | 8886.8981 | 5842.1871 | 9837.6682 | 9443.5103 | 12250.6777 | 11574.738 | 11295.4971 | 10550.5947 | 9688.6197 | 9890.3427 | 12455.4583 | 11178.3288 | 10526.5092 | 9523.4172
P5 | 0.15526 | 0 | 266.4927 | 626.7509 | 7609.9907 | 3762.748 | 5405.9784 | 3515.3899 | 5657.5807 | 5863.5605 | 5657.5807 | 6563.8921 | 7305.4197 | 6242.1018 | 5794.9006 | 6083.2724 | 7497.6676 | 6426.5722 | 5685.0446 | 4819.9291
P95 | 20953.7046 | 9008.4473 | 10171.2528 | 35739.1891 | 19312.9661 | 13458.3048 | 13366.8017 | 10009.8401 | 19972.2576 | 15503.4188 | 20471.3398 | 17274.8458 | 17096.3299 | 17914.0102 | 14127.1774 | 14520.9819 | 19320.9126 | 16986.4739 | 15644.8332 | 14391.1275
FUELCONSUMED - Fuel Consumed
MEAN | 101130.4574 | 36939.9828 | 58752.6848 | 337124.2679 | 214450.8848 | 168278.764 | 150625.3922 | 99020.1199 | 166740.1394 | 160059.4972 | 207638.6049 | 196182.0004 | 191449.1033 | 178823.6392 | 164213.8935 | 167632.9267 | 211109.4634 | 189463.2002 | 178415.4107 | 161413.8513
P5 | 2.6315 | 0 | 4516.8263 | 10622.8963 | 128982.8924 | 63775.3904 | 91626.7518 | 59582.88 | 95891.1975 | 99382.3819 | 95891.1975 | 111252.4088 | 123820.6725 | 105798.3354 | 98218.6537 | 103106.3119 | 127079.1113 | 108924.9525 | 96356.6888 | 81693.7144
P95 | 355147.5355 | 152685.5472 | 172394.1159 | 605748.9684 | 327338.4078 | 228106.8604 | 226555.9613 | 169658.3076 | 338512.8405 | 262769.8106 | 346971.8617 | 292793.9963 | 289768.3031 | 303627.2921 | 239443.6852 | 246118.337 | 327473.0944 | 287906.3381 | 265166.6646 | 243917.415
FUELCOST - Fuel Cost
MEAN | 103492.496 | 36529.6823 | 69764.6651 | 401883.156 | 313409.1324 | 267290.9518 | 265960.4585 | 177316.7055 | 329438.2337 | 312961.1651 | 425510.3196 | 408938.9553 | 404830.7018 | 391619.945 | 361492.652 | 376004.7791 | 488033.6897 | 459866.1841 | 439381.5307 | 414449.0293
P5 | 3.8056 | 0 | 6548.2282 | 20207.6978 | 179107.8797 | 124610.1946 | 130556.1827 | 97047.5965 | 136998.7411 | 149598.622 | 156884.4192 | 171529.4685 | 207652.9806 | 172635.0485 | 161099.0407 | 179092.7413 | 231923.2888 | 198342.9801 | 183490.6253 | 154625.4119
P95 | 347615.3356 | 149825.0544 | 172258.8211 | 734112.9231 | 425734.6095 | 426648.2441 | 500886.8388 | 411159.7873 | 917384.1195 | 666412.9763 | 883575.552 | 726900.7795 | 737642.7236 | 892215.6383 | 654854.6683 | 682596.1648 | 901950.1738 | 816785.7478 | 787331.8927 | 726961.6853
NETPOS - Net Position (MWh)
MEAN | 11231.2388 | 4089.5449 | 6507.1116 | 37422.7471 | 23825.934 | 18705.8415 | 16744.9809 | 11008.1113 | 18536.8308 | 17794.1096 | 23083.5579 | 21809.9705 | 21283.8721 | 19880.1931 | 18256.0097 | 18636.1706 | 23469.5786 | 21063.0484 | 19834.8954 | 17944.8094
P5 | 0.115 | 0 | 497.0343 | 1178.5706 | 14336.7937 | 7089.885 | 10186.1576 | 6624 | 10660.5 | 11048.625 | 10660.5 | 12368.25 | 13765.5 | 11761.5352 | 10919.25 | 11462.625 | 14127.75 | 12109.5 | 10712.25 | 9082.125
P95 | 39445.2836 | 16900.6506 | 19098.7844 | 67250.1382 | 36363.9945 | 25345.9753 | 25186.403 | 18861.3586 | 37632.8243 | 29212.875 | 38573.6808 | 32550.75 | 32214.375 | 33754.7356 | 26618.6445 | 27361.2502 | 36406.125 | 32007.375 | 29478.7693 | 27117
NETREVENUE - Net Revenue $
MEAN | 5531.0778 | 13733.3546 | 44315.9013 | 142913.1125 | 159934.2429 | 160820.3899 | 207774.3062 | 155491.3112 | 194702.2297 | 182909.7834 | 229625.7223 | 222034.4321 | 220300.136 | 217162.9843 | 192886.0263 | 192048.4269 | 236845.9147 | 220363.8065 | 199718.8297 | 192746.486
P5 | -18146.9282 | -534.131 | 5316.0395 | 10054.4147 | 47050.9432 | 86012.1207 | 84972.6039 | 82203.5061 | 72027.6875 | 74353.5238 | 82593.6328 | 88798.1709 | 99153.7765 | 91851.9827 | 82896.1773 | 89117.8593 | 104671.7404 | 96360.7065 | 81424.0219 | 70841.485
P95 | 46068.4171 | 68426.2681 | 100278.9858 | 298450.3313 | 258304.7582 | 258405.3015 | 426193.331 | 377644.8907 | 534096.0329 | 417508.6304 | 511574.9229 | 410208.4744 | 403659.0406 | 484214.4068 | 364902.6012 | 366138.0862 | 456914.832 | 401442.6024 | 336232.7988 | 341255.5058
STARTS - Number Starts
MEAN | 34.9 | 38.99 | 75.62 | 141.17 | 106.07 | 94.55 | 98.33 | 73.58 | 113.03 | 115.37 | 142.12 | 139.29 | 134.81 | 131.19 | 123.2 | 123.95 | 134.72 | 119.61 | 114.04 | 105.14
P5 | 2.5 | 0 | 24.5 | 13.5 | 60 | 59.5 | 66.5 | 51.5 | 62.5 | 75.5 | 71 | 72 | 92 | 79 | 76 | 76.5 | 87 | 67.5 | 64.5 | 52
P95 | 97 | 140 | 189 | 254.5 | 168.5 | 123.5 | 141 | 117.5 | 195.5 | 177.5 | 222.5 | 206 | 208 | 198 | 170 | 176 | 186 | 179 | 166.5 | 159.5
VOMCOSTS - VOM Costs
MEAN | 50765.1996 | 18852.8021 | 30583.4246 | 179629.1861 | 116508.8173 | 93342.1489 | 85231.9527 | 57132.0978 | 98245.203 | 96088.192 | 127190.4043 | 122572.034 | 121956.587 | 116299.1299 | 108988.378 | 113307.9171 | 145746.0833 | 133329.0963 | 128133.4246 | 118256.2936
P5 | 0.5198 | 0 | 2336.0613 | 5657.139 | 70106.9211 | 35378.5261 | 51847.5423 | 34378.56 | 56500.65 | 59662.575 | 58739.355 | 69509.565 | 78876.315 | 68804.9808 | 65187.9225 | 69692.76 | 87733.3275 | 76653.135 | 69201.135 | 59851.2038
P95 | 178292.6818 | 77911.9992 | 89764.2867 | 322800.6635 | 177819.9333 | 126476.4166 | 128198.7913 | 97890.4509 | 199453.9689 | 157749.525 | 212540.9815 | 182935.215 | 184588.3687 | 197465.2035 | 158913.3076 | 166356.4012 | 226082.0363 | 202606.6837 | 190432.8496 | 178701.03
Simple HR 2018 CELP 2015 v2
CAPACITYFACTOR - Net Generation Capacity Factor
MEAN | 1 | 1 | 1 | 1 | 1 | 1
P5 | 1 | 1 | 1 | 1 | 1 | 1
P95 | 1 | 1 | 1 | 1 | 1 | 1
NETPOS - Net Position (MWh)
MEAN | 166736.15 | 167294.4 | 167226.85 | 167287.4 | 166714.45 | 83626.55
P5 | 150815 | 152495 | 152267.5 | 151970 | 151515 | 76125
P95 | 171920 | 172480 | 172480 | 172480 | 171920 | 86240
NETREVENUE - Net Revenue $
MEAN | -12432396.7289 | -12604149.326 | -13114600.5424 | -13811026.7044 | -14455998.1084 | -7862623.2779
P5 | -13687430.329 | -14171298.201 | -14724121.0789 | -15473909.6763 | -16064468.2992 | -8493125.812
P95 | -10938211.5362 | -10958560.2976 | -11169156.9015 | -11973420.365 | -12438285.4848 | -6937819.288
STARTS - Number Starts
MEAN | 2.19 | 2.13 | 2.04 | 2.02 | 2.22 | 0.98
P5 | 0 | 0 | 0 | 0 | 0 | 0
P95 | 8.5 | 9 | 8 | 9 | 9 | 4
Simple HR 2018 Colstrip 3 economic dispatch
CAPACITYFACTOR - Net Generation Capacity Factor
MEAN | 0.44869 | 0.39368 | 0.34392 | 0.37953 | 0.43901 | 0.39165 | 0.45543 | 0.46371 | 0.43444 | 0.4383 | 0.49252 | 0.44894 | 0.43228 | 0.46776 | 0.43059 | 0.42981 | 0.49017 | 0.44629 | 0.44346 | 0.47474
P5 | 0.31713 | 0.23319 | 0.1961 | 0.15731 | 0.21638 | 0.16175 | 0.18565 | 0.23211 | 0.19303 | 0.24631 | 0.27628 | 0.23996 | 0.25091 | 0.25505 | 0.2399 | 0.23156 | 0.31834 | 0.24399 | 0.26668 | 0.25116
P95 | 0.53323 | 0.48248 | 0.43154 | 0.61886 | 0.66038 | 0.60396 | 0.68708 | 0.72388 | 0.69722 | 0.64872 | 0.73572 | 0.64758 | 0.65119 | 0.71089 | 0.59927 | 0.61191 | 0.67068 | 0.62256 | 0.60402 | 0.64907
CO2EMISSIONS - CO2 Emissions
MEAN | 193643.5573 | 151046.1349 | 148882.0518 | 165123.1062 | 162834.4756 | 170605.6654 | 197729.3011 | 176345.1507 | 188690.6701 | 189431.898 | 183081.212 | 195021.0773 | 187447.5887 | 178750.8605 | 187010.4265 | 184761.9351 | 182298.0646 | 194458.1767 | 191915.7477 | 180086.5945
P5 | 137677.4232 | 87551.5804 | 85299.5536 | 66889.0637 | 81385.5473 | 74087.8784 | 77692.7716 | 89550.068 | 81830.6061 | 108088.3646 | 102805.0793 | 101193.6655 | 106952.5499 | 98190.3521 | 103518.5925 | 97845.4838 | 115938.4238 | 106862.6779 | 114758.2227 | 93097.3888
P95 | 229995.3708 | 192007.7044 | 188520.6414 | 273294.0919 | 247691.1734 | 261394.2026 | 302344.555 | 273170.9186 | 297911.7857 | 278012.4981 | 272290.3575 | 288152.9087 | 285151.3184 | 269597.8202 | 263823.6609 | 256580.6626 | 255464.4207 | 270131.6466 | 262028.6088 | 247708.6378
FUELCONSUMED - Fuel Consumed
MEAN | 1760395.9757 | 1373146.6812 | 1353473.1985 | 1501119.1471 | 1480313.415 | 1550960.5945 | 1797539.1007 | 1603137.7338 | 1715369.7278 | 1722108.1634 | 1664374.6549 | 1772918.8843 | 1704068.9882 | 1625007.8228 | 1700094.7865 | 1679653.9555 | 1657255.1329 | 1767801.6067 | 1744688.615 | 1637150.8593
P5 | 1251612.9385 | 795923.4584 | 775450.4871 | 608082.3971 | 739868.6116 | 673526.1673 | 706297.9236 | 814091.5276 | 743914.601 | 982621.4961 | 934591.6302 | 919942.414 | 972295.9086 | 892639.5648 | 941078.1139 | 889504.3978 | 1053985.6705 | 971478.8901 | 1043256.5696 | 846339.8985
P95 | 2090867.0071 | 1745524.5857 | 1713824.0128 | 2484491.7442 | 2251737.9404 | 2376310.9326 | 2748586.8638 | 2483371.987 | 2708288.9607 | 2527386.3463 | 2475366.8866 | 2619571.8975 | 2592284.7125 | 2450889.2747 | 2398396.9169 | 2332551.4783 | 2322403.8243 | 2455742.2418 | 2382078.2619 | 2251896.7073
FUELCOST - Fuel Cost
MEAN | 1689980.1367 | 1290757.8803 | 1339938.4665 | 1741298.2106 | 1628344.7565 | 1737075.8659 | 2049194.5748 | 1875671.1486 | 2041289.9761 | 2083750.8777 | 2063824.5721 | 2233877.7942 | 2198248.9947 | 2128760.2479 | 2278127.0139 | 2301125.919 | 2320157.1861 | 2510278.2815 | 2529798.4918 | 2422983.2718
P5 | 1201548.4209 | 748168.0509 | 767695.9822 | 705375.5807 | 813855.4728 | 754349.3074 | 805179.633 | 952487.0873 | 885258.3752 | 1188972.0103 | 1158893.6214 | 1159127.4416 | 1254261.722 | 1169357.8298 | 1261044.6727 | 1218621.025 | 1475579.9387 | 1379500.0239 | 1512722.0259 | 1252583.0498
P95 | 2007232.3269 | 1640793.1105 | 1696685.7727 | 2882010.4233 | 2476911.7344 | 2661468.2445 | 3133389.0248 | 2905545.2248 | 3222863.8633 | 3058137.4791 | 3069454.9394 | 3300660.5908 | 3344047.2792 | 3210664.9498 | 3213851.8687 | 3195595.5253 | 3251365.3541 | 3487153.9833 | 3454013.4798 | 3332807.1269
NETPOS - Net Position (MWh)
MEAN | 165738.394 | 129150.5629 | 127274.6573 | 141294.7431 | 139365.6735 | 146002.1783 | 169369.56 | 151052.2313 | 161640.4493 | 162282.9312 | 156861.692 | 167085.6772 | 160587.7853 | 153152.33 | 160220.3385 | 158300.7746 | 156230.1907 | 166655.8925 | 164479.99 | 154348.9746
P5 | 117789.1298 | 74839.7451 | 72905.0869 | 57132.8341 | 69537.5287 | 63265.2374 | 66394.5366 | 76588.3478 | 69978.0822 | 92462.5927 | 87969.0606 | 86583.5828 | 91506.5922 | 84022.5157 | 88560.5316 | 83714.0474 | 99273.7172 | 91490.1749 | 98272.3022 | 79709.6774
P95 | 196876.3577 | 164165.1283 | 161143.2745 | 234069.082 | 212195.8198 | 223944.6258 | 259181.5003 | 234191.499 | 255419.4609 | 238318.4379 | 233452.8161 | 247020.6774 | 244466.1977 | 231123.4705 | 226150.6425 | 219934.8316 | 219033.5174 | 231590.3896 | 224648.5527 | 212376.8732
NETREVENUE - Net Revenue $
MEAN | 80580.7331 | 462307.7431 | 462440.4366 | 604075.0647 | 591262.5058 | 441572.3782 | 586142.1135 | 444109.7352 | 237261.1687 | 221681.4303 | 292051.3804 | 241791.8969 | 247254.6932 | 316100.3505 | 227636.0239 | 215946.6739 | 207530.0768 | 187468.874 | 118346.1362 | 176424.9356
P5 | -593101.429 | -277794.7977 | -290655.3236 | -254935.9694 | -192875.688 | -159432.1814 | -146992.1543 | -127390.7702 | -354689.235 | -311542.6777 | -260366.6805 | -312089.7722 | -227480.6746 | -218184.9883 | -260647.3839 | -252163.0147 | -287726.9113 | -340259.8687 | -366570.452 | -327291.912
P95 | 1029689.5983 | 1454920.842 | 1664058.2346 | 2504493.2193 | 2080451.5075 | 1721869.7155 | 1896430.5995 | 1849278.9952 | 2148587.45 | 1438258.2772 | 1663457.8986 | 1286450.8491 | 1355269.9053 | 1964941.6568 | 1035783.7982 | 1175284.9595 | 1197841.5037 | 1171408.9354 | 1020496.7676 | 987977.0667
STARTS - Number Starts
MEAN | 3.56 | 2.66 | 3.11 | 3.24 | 2.87 | 2.75 | 21.37 | 19.92 | 78.21 | 60.22 | 5.27 | 5.63 | 5.47 | 5.14 | 4.88 | 5.43 | 100.33 | 98.51 | 130.21 | 116.81
P5 | 1 | 0 | 1 | 1 | 1 | 1 | 8.5 | 11 | 51 | 38 | 1 | 1 | 1 | 1 | 1 | 1.5 | 74 | 68.5 | 99.5 | 87.5
P95 | 7 | 5 | 6 | 7 | 6 | 6 | 35 | 31.5 | 100 | 83 | 10 | 11 | 12 | 10.5 | 11 | 12 | 133 | 127 | 161 | 145
VOMCOSTS - VOM Costs
MEAN | 558538.3876 | 442986.4306 | 445461.3007 | 504422.2329 | 507291.0514 | 543128.1033 | 641910.6325 | 584572.1352 | 636863.3702 | 652377.3833 | 643132.937 | 700088.9873 | 685709.8432 | 666212.6353 | 711378.3027 | 717102.5089 | 721783.4808 | 784949.2536 | 791148.7517 | 756309.9756
P5 | 396949.3674 | 256700.3258 | 255167.8043 | 203964.2176 | 253116.6044 | 235346.6831 | 251635.2937 | 296396.906 | 275713.6439 | 371699.6227 | 360673.1484 | 362785.212 | 390733.1487 | 365497.9435 | 393208.7605 | 379224.6347 | 458644.5734 | 430918.7238 | 472689.7734 | 390577.4193
P95 | 663473.3256 | 563086.3901 | 564001.4606 | 835626.6227 | 772392.7841 | 833074.0081 | 982297.8862 | 906321.1013 | 1006352.676 | 958040.1204 | 957156.5459 | 1035016.6381 | 1043870.664 | 1005387.0966 | 1004108.8525 | 996304.7873 | 1011934.8506 | 1090790.735 | 1080559.5384 | 1040646.6786
Simple HR 2018 Colstrip 3 must run
CAPACITYFACTOR - Net Generation Capacity Factor
MEAN | 1 | 1 | 1 | 1 | 1 | 1 | 1 | 1 | 1 | 1 | 1 | 1 | 1 | 1 | 1 | 1 | 1 | 1 | 1 | 1
P5 | 1 | 1 | 1 | 1 | 1 | 1 | 1 | 1 | 1 | 1 | 1 | 1 | 1 | 1 | 1 | 1 | 1 | 1 | 1 | 1
P95 | 1 | 1 | 1 | 1 | 1 | 1 | 1 | 1 | 1 | 1 | 1 | 1 | 1 | 1 | 1 | 1 | 1 | 1 | 1 | 1
CO2EMISSIONS - CO2 Emissions
MEAN | 203563.6515 | 180918.8865 | 204838.227 | 204354.8595 | 175042.7415 | 204099.1425 | 204576.7185 | 180370.476 | 205597.359 | 203632.2585 | 176324.445 | 203260.266 | 204474.2535 | 179981.109 | 204616.8135 | 203482.5705 | 175727.0295 | 204289.371 | 203797.0935 | 179397.9495
P5 | 192812.4 | 168644.025 | 193079.7 | 192456 | 165369.6 | 192366.9 | 194906.25 | 170314.65 | 195641.325 | 192856.95 | 164812.725 | 190584.9 | 194059.8 | 169356.825 | 193146.525 | 193636.575 | 164768.175 | 196086.825 | 192322.35 | 169935.975
P95 | 213104.925 | 190206.225 | 216201.15 | 213840 | 185105.25 | 214597.35 | 212726.25 | 189203.85 | 213639.525 | 213594.975 | 183612.825 | 213238.575 | 213149.475 | 188424.225 | 213684.075 | 213082.65 | 185283.45 | 213260.85 | 213260.85 | 187778.25
FUELCONSUMED - Fuel Consumed
MEAN | 1850578.65 | 1644717.15 | 1862165.7 | 1857771.45 | 1591297.65 | 1855446.75 | 1859788.35 | 1639731.6 | 1869066.9 | 1851202.35 | 1602949.5 | 1847820.6 | 1858856.85 | 1636191.9 | 1860152.85 | 1849841.55 | 1597518.45 | 1857176.1 | 1852700.85 | 1630890.45
P5 | 1752840 | 1533127.5 | 1755270 | 1749600 | 1503360 | 1748790 | 1771875 | 1548315 | 1778557.5 | 1753245 | 1498297.5 | 1732590 | 1764180 | 1539607.5 | 1755877.5 | 1760332.5 | 1497892.5 | 1782607.5 | 1748385 | 1544872.5
P95 | 1937317.5 | 1729147.5 | 1965465 | 1944000 | 1682775 | 1950885 | 1933875 | 1720035 | 1942177.5 | 1941772.5 | 1669207.5 | 1938532.5 | 1937722.5 | 1712947.5 | 1942582.5 | 1937115 | 1684395 | 1938735 | 1938735 | 1707075
FUELCOST - Fuel Cost
MEAN | 1776555.504 | 1546034.121 | 1843544.043 | 2155014.882 | 1750427.415 | 2078100.36 | 2120158.719 | 1918485.972 | 2224189.611 | 2239954.8435 | 1987657.38 | 2328253.956 | 2397925.3365 | 2143411.389 | 2492604.819 | 2534282.9235 | 2236525.83 | 2637190.062 | 2686416.2325 | 2413717.866
P5 | 1682726.4 | 1441139.85 | 1737717.3 | 2029536 | 1653696 | 1958644.8 | 2019937.5 | 1811528.55 | 2116483.425 | 2121426.45 | 1857888.9 | 2183063.4 | 2275792.2 | 2016885.825 | 2352875.85 | 2411655.525 | 2097049.5 | 2531302.65 | 2535158.25 | 2286411.3
P95 | 1859824.8 | 1625398.65 | 1945810.35 | 2255040 | 1851052.5 | 2184991.2 | 2204617.5 | 2012440.95 | 2311191.225 | 2349544.725 | 2069817.3 | 2442550.95 | 2499662.025 | 2243961.225 | 2603060.55 | 2653847.55 | 2358153 | 2753003.7 | 2811165.75 | 2526471
NETPOS - Net Position (MWh)
MEAN | 137079.9 | 121830.9 | 137938.2 | 137612.7 | 117873.9 | 137440.5 | 137762.1 | 121461.6 | 138449.4 | 137126.1 | 118737 | 136875.6 | 137693.1 | 121199.4 | 137789.1 | 137025.3 | 118334.7 | 137568.6 | 137237.1 | 120806.7
P5 | 129840 | 113565 | 130020 | 129600 | 111360 | 129540 | 131250 | 114690 | 131745 | 129870 | 110985 | 128340 | 130680 | 114045 | 130065 | 130395 | 110955 | 132045 | 129510 | 114435
P95 | 143505 | 128085 | 145590 | 144000 | 124650 | 144510 | 143250 | 127410 | 143865 | 143835 | 123645 | 143595 | 143535 | 126885 | 143895 | 143490 | 124770 | 143610 | 143610 | 126450
NETREVENUE - Net Revenue $
MEAN | -1213020.3742 | -647972.9751 | -879757.3298 | -1311321.3021 | -969021.4642 | -1436633.4178 | -1610896.3817 | -1480282.9211 | -1984305.7282 | -1992236.9833 | -1625512.9917 | -2077988.9632 | -2137908.7029 | -1805369.9818 | -2229022.8038 | -2278644.132 | -1876125.8798 | -2388005.9606 | -2432050.8166 | -2059368.1188
P5 | -1960995.5826 | -1482594.257 | -1881907.5083 | -2473329.3487 | -1876908.4819 | -2329287.1908 | -2531509.5451 | -2196063.769 | -2710932.6269 | -2696560.0841 | -2294684.7922 | -2881741.2382 | -2768776.2527 | -2484018.664 | -2969406.8101 | -3007508.7168 | -2409786.8729 | -3077733.5542 | -3116695.2409 | -2742700.9761
P95 | -383144.6114 | 225506.7346 | 369101.6879 | 99408.6537 | 153105.9352 | -526710.2803 | -701447.5734 | -490725.6431 | -674138.2099 | -1065871.8601 | -594441.7849 | -1239821.1462 | -1177783.565 | -601014.8384 | -1478571.8003 | -1385795.4309 | -1138862.3129 | -1596611.5035 | -1712448.3889 | -1402719.9024
STARTS - Number Starts
MEAN | 2.78 | 2.34 | 2.68 | 2.74 | 2.43 | 2.77 | 2.77 | 2.36 | 2.78 | 2.99 | 2.14 | 3.18 | 2.59 | 2.57 | 2.78 | 3 | 2.36 | 2.8 | 2.77 | 2.66
P5 | 0 | 0 | 1 | 0.5 | 0 | 0 | 1 | 0 | 0 | 0.5 | 0 | 1 | 0 | 0 | 0.5 | 0 | 0 | 1 | 0 | 0
P95 | 5 | 5 | 5 | 5.5 | 5.5 | 6 | 5 | 5 | 5 | 5.5 | 5 | 6 | 5 | 5 | 5 | 5 | 5 | 5 | 6 | 5
VOMCOSTS - VOM Costs
MEAN | 461959.263 | 417879.987 | 482783.7 | 491277.339 | 429060.996 | 511278.66 | 522118.359 | 470056.392 | 545490.636 | 551246.922 | 486821.7 | 573508.764 | 587949.537 | 527217.39 | 611783.604 | 620724.609 | 546706.314 | 647948.106 | 660110.451 | 591952.83
P5 | 437560.8 | 389527.95 | 455070 | 462672 | 405350.4 | 481888.8 | 497437.5 | 443850.3 | 519075.3 | 522077.4 | 455038.5 | 537744.6 | 558003.6 | 496095.75 | 577488.6 | 590689.35 | 512612.1 | 621931.95 | 622943.1 | 560731.5
P95 | 483611.85 | 439331.55 | 509565 | 514080 | 453726 | 537577.2 | 542917.5 | 493076.7 | 566828.1 | 578216.7 | 506944.5 | 601663.05 | 612894.45 | 551949.75 | 638893.8 | 650009.7 | 576437.4 | 676403.1 | 690764.1 | 619605
Simple HR 2018 Colstrip 4 economic dispatch
CAPACITYFACTOR - Net Generation Capacity Factor
MEAN | 0.49306 | 0.33607 | 0.32307 | 0.41393 | 0.38647 | 0.3766 | 0.47792 | 0.41065 | 0.43088 | 0.48153 | 0.44621 | 0.44552 | 0.46508 | 0.42585 | 0.42866 | 0.47142 | 0.44039 | 0.44527 | 0.48324 | 0.43782
P5 | 0.34645 | 0.18708 | 0.18452 | 0.17635 | 0.18528 | 0.14744 | 0.175 | 0.18377 | 0.18876 | 0.2645 | 0.23011 | 0.23446 | 0.25745 | 0.22168 | 0.22308 | 0.24882 | 0.27965 | 0.24107 | 0.29674 | 0.23069
P95 | 0.58655 | 0.42113 | 0.40738 | 0.67443 | 0.59804 | 0.58648 | 0.73841 | 0.66462 | 0.69198 | 0.68737 | 0.68348 | 0.65984 | 0.70127 | 0.6735 | 0.60579 | 0.65577 | 0.60904 | 0.61709 | 0.64931 | 0.61206
CO2EMISSIONS - CO2 Emissions
MEAN | 186720.0169 | 146453.4432 | 140514.6211 | 154738.2799 | 166607.3356 | 163269.4341 | 182688.1816 | 176711.7424 | 187779.4437 | 179981.1063 | 193325.4086 | 192888.5689 | 178116.9 | 184497.745 | 186605.3165 | 176138.3949 | 190372.1893 | 192993.4793 | 185196.1756 | 190434.2193
P5 | 131083.0673 | 82234.9189 | 79423.2335 | 69502.4163 | 77544.9376 | 66061.0282 | 69638.7759 | 83331.7006 | 83894.9099 | 101174.0973 | 101223.4267 | 101927.5295 | 95900.5935 | 99112.6059 | 98005.3359 | 92566.7231 | 118503.9057 | 104336.4209 | 113489.4378 | 98523.2432
P95 | 225330.2269 | 187320.9296 | 178050.2509 | 244203.3167 | 253659.6092 | 253176.9124 | 286551.9321 | 285055.1344 | 303457.8605 | 259252.0962 | 294907.6682 | 286205.536 | 271873.6271 | 290146.6233 | 274408.6141 | 248875.5598 | 263164.584 | 269645.3026 | 247423.2052 | 268704.9387
FUELCONSUMED - Fuel Consumed
MEAN | 1697454.6993 | 1331394.938 | 1277405.6467 | 1406711.6354 | 1514612.1422 | 1484267.583 | 1660801.6512 | 1606470.3851 | 1707085.8517 | 1636191.8751 | 1757503.7142 | 1753532.4441 | 1619244.5458 | 1677252.2273 | 1696411.9682 | 1601258.1354 | 1730656.2662 | 1754486.1757 | 1683601.5965 | 1731220.1753
P5 | 1191664.2479 | 747590.1716 | 722029.3952 | 631840.1483 | 704953.9779 | 600554.802 | 633079.7807 | 757560.9142 | 762680.9989 | 919764.5207 | 920212.9699 | 926613.9048 | 871823.5775 | 901023.6904 | 890957.599 | 841515.6647 | 1077308.2334 | 948512.9172 | 1031722.1614 | 895665.8469
P95 | 2048456.6084 | 1702917.5418 | 1618638.645 | 2220030.1515 | 2305996.447 | 2301608.2943 | 2605017.5644 | 2591410.3129 | 2758707.8232 | 2356837.2381 | 2680978.8021 | 2601868.5094 | 2471578.4283 | 2637696.5752 | 2494623.7649 | 2262505.0893 | 2392405.3093 | 2451320.9329 | 2249301.8654 | 2442772.1698
FUELCOST - Fuel Cost
MEAN | 1629556.5114 | 1251511.2418 | 1264631.5902 | 1631785.497 | 1666073.3564 | 1662379.693 | 1893313.8823 | 1879570.3506 | 2031432.1635 | 1979792.1689 | 2179304.6056 | 2209450.8796 | 2088825.4641 | 2197200.4178 | 2273192.0373 | 2193723.6455 | 2422918.7727 | 2491370.3695 | 2441222.315 | 2562205.8595
P5 | 1143997.678 | 702734.7613 | 714809.1012 | 732934.572 | 775449.3757 | 672621.3783 | 721710.95 | 886346.2696 | 907590.3886 | 1112915.0701 | 1141064.0826 | 1167533.52 | 1124652.4149 | 1180341.0344 | 1193883.1827 | 1152876.4606 | 1508231.5267 | 1346888.3424 | 1495997.1341 | 1325585.4534
P95 | 1966518.3441 | 1600742.4893 | 1602452.2586 | 2575234.9758 | 2536596.0917 | 2577801.2896 | 2969720.0234 | 3031950.0661 | 3282862.3096 | 2851773.0582 | 3324413.7146 | 3278354.3218 | 3188336.1725 | 3455382.5135 | 3342795.845 | 3099631.9723 | 3349367.433 | 3480875.7247 | 3261487.7049 | 3615302.8114
NETPOS - Net Position (MWh)
MEAN | 159827.9328 | 125173.295 | 120070.8872 | 132421.7876 | 142558.5946 | 139708.2532 | 156487.6743 | 151343.2902 | 160861.0177 | 154196.2228 | 165630.9335 | 165260.4664 | 152599.0517 | 158065.8466 | 159873.3631 | 150919.7226 | 163140.0839 | 165400.8479 | 158726.7805 | 163213.4098
P5 | 112153.4071 | 70254.5466 | 67848.5796 | 59358.9348 | 66224.566 | 56402.3371 | 59474.297 | 71246.129 | 71743.429 | 86555.4572 | 86587.4685 | 87209.2177 | 82041.167 | 84805.7505 | 83849.8789 | 79216.8139 | 101466.0515 | 89332.6207 | 97209.2645 | 84353.9592
P95 | 192894.0458 | 160114.6358 | 152122.9697 | 209201.3349 | 217266.304 | 216870.6408 | 245644.9196 | 244354.9256 | 260151.221 | 222256.4815 | 252822.3156 | 245356.424 | 233088.5069 | 248739.5967 | 235216.029 | 213350.55 | 225609.5169 | 231180.4159 | 212133.4331 | 230375.5231
NETREVENUE - Net Revenue $
MEAN | 105872.4686 | 456705.7848 | 444849.0058 | 598680.8257 | 586432.6339 | 464609.4562 | 645694.3864 | 482482.9077 | 256901.909 | 257505.734 | 264882.5201 | 253055.6537 | 276087.139 | 306851.5446 | 251952.3284 | 250224.4377 | 166473.3801 | 181051.9669 | 151896.569 | 154192.1176
P5 | -544013.6691 | -258502.4968 | -275297.5518 | -234355.7038 | -155464.4034 | -95941.734 | -57441.1589 | -60776.7196 | -339708.8589 | -289385.5878 | -272133.5959 | -304881.0483 | -204888.7574 | -199712.6416 | -228819.7064 | -229030.7353 | -324685.7233 | -331504.7266 | -319065.1652 | -369355.6786
P95 | 995607.8317 | 1490865.1214 | 1631813.3209 | 2259102.7795 | 1864196.1986 | 1692160.7395 | 1869874.1877 | 1969337.799 | 2225930.6427 | 1492756.0745 | 1491998.7088 | 1293984.3655 | 1437896.5884 | 2048810.2419 | 1102155.1727 | 1207130.1175 | 1107325.2141 | 1121590.2733 | 1053505.5304 | 997010.6232
STARTS - Number Starts
MEAN | 5.18 | 2.87 | 2.89 | 2.84 | 2.88 | 2.92 | 22.45 | 20.73 | 83.24 | 65.74 | 5.6 | 5.56 | 5.05 | 5.44 | 4.94 | 5.2 | 101.61 | 97.23 | 131.52 | 121.93
P5 | 1 | 1 | 1 | 0 | 0 | 1 | 9.5 | 11 | 60.5 | 44 | 1 | 2 | 1 | 1.5 | 1 | 1 | 79 | 72 | 99.5 | 99.5
P95 | 11 | 5.5 | 7 | 6 | 6 | 5.5 | 39.5 | 33 | 108.5 | 90.5 | 12.5 | 11 | 10 | 11.5 | 10 | 12.5 | 131.5 | 128.5 | 162 | 146
VOMCOSTS - VOM Costs
MEAN | 538620.1334 | 429344.402 | 420248.1053 | 472745.7818 | 518913.2843 | 519714.702 | 593088.2858 | 585698.5332 | 633792.4098 | 619868.8157 | 679086.8274 | 692441.3542 | 651597.9509 | 687586.4325 | 709837.732 | 683666.3434 | 753707.1874 | 779037.9936 | 763475.8144 | 799745.7082
P5 | 377956.9818 | 240973.0948 | 237470.0286 | 211911.3972 | 241057.4202 | 209816.6941 | 225407.5856 | 275722.5191 | 282669.1104 | 347952.9378 | 355008.6207 | 365406.6221 | 350315.783 | 368905.0146 | 372293.4624 | 358852.1671 | 468773.1577 | 420756.6437 | 467576.5622 | 413334.4003
P95 | 650052.9343 | 549193.2007 | 532430.3939 | 746848.7655 | 790849.3467 | 806758.7836 | 930994.2453 | 945653.5622 | 1024995.8109 | 893471.0558 | 1036571.4939 | 1028043.4167 | 995287.9243 | 1082017.2455 | 1044359.1689 | 966477.9916 | 1042315.9683 | 1088859.7591 | 1020361.8134 | 1128840.0634
Simple HR 2018 Colstrip 4 must run
CAPACITYFACTOR - Net Generation Capacity Factor
MEAN | 1 | 1 | 1 | 1 | 1 | 1 | 1 | 1 | 1 | 1 | 1 | 1 | 1 | 1 | 1 | 1 | 1 | 1 | 1 | 1
P5 | 1 | 1 | 1 | 1 | 1 | 1 | 1 | 1 | 1 | 1 | 1 | 1 | 1 | 1 | 1 | 1 | 1 | 1 | 1 | 1
P95 | 1 | 1 | 1 | 1 | 1 | 1 | 1 | 1 | 1 | 1 | 1 | 1 | 1 | 1 | 1 | 1 | 1 | 1 | 1 | 1
CO2EMISSIONS - CO2 Emissions
MEAN | 178877.16 | 204344.1675 | 204522.813 | 175499.379 | 204488.064 | 205170.1245 | 181074.366 | 204267.987 | 203957.919 | 175994.3295 | 204190.9155 | 203093.649 | 179589.5145 | 204575.382 | 204662.2545 | 175919.4855 | 203734.7235 | 205108.2 | 179356.518 | 205765.3125
P5 | 167975.775 | 193837.05 | 192055.05 | 164189.025 | 192946.05 | 194238 | 171183.375 | 192500.55 | 193970.7 | 164278.125 | 190607.175 | 190785.375 | 168243.075 | 191074.95 | 191720.925 | 163743.525 | 191074.95 | 191899.125 | 169735.5 | 194304.825
P95 | 188246.025 | 215065.125 | 214419.15 | 185305.725 | 215332.425 | 215109.675 | 188825.175 | 214419.15 | 215287.875 | 185060.7 | 215800.2 | 214508.25 | 188646.975 | 214352.325 | 215889.3 | 187132.275 | 212124.825 | 216334.8 | 188268.3 | 215109.675
FUELCONSUMED - Fuel Consumed
MEAN | 1626156 | 1857674.25 | 1859298.3 | 1595448.9 | 1858982.4 | 1865182.95 | 1646130.6 | 1856981.7 | 1854162.9 | 1599948.45 | 1856281.05 | 1846305.9 | 1632631.95 | 1859776.2 | 1860565.95 | 1599268.05 | 1852133.85 | 1864620 | 1630513.8 | 1870593.75
P5 | 1527052.5 | 1762155 | 1745955 | 1492627.5 | 1754055 | 1765800 | 1556212.5 | 1750005 | 1763370 | 1493437.5 | 1732792.5 | 1734412.5 | 1529482.5 | 1737045 | 1742917.5 | 1488577.5 | 1737045 | 1744537.5 | 1543050 | 1766407.5
P95 | 1711327.5 | 1955137.5 | 1949265 | 1684597.5 | 1957567.5 | 1955542.5 | 1716592.5 | 1949265 | 1957162.5 | 1682370 | 1961820 | 1950075 | 1714972.5 | 1948657.5 | 1962630 | 1701202.5 | 1928407.5 | 1966680 | 1711530 | 1955542.5
FUELCOST - Fuel Cost
MEAN | 1561109.76 | 1746213.795 | 1840705.317 | 1850720.724 | 2044880.64 | 2089004.904 | 1876588.884 | 2172668.589 | 2206453.851 | 1935937.6245 | 2301788.502 | 2326345.434 | 2106095.2155 | 2436306.822 | 2493158.373 | 2190997.2285 | 2592987.39 | 2647760.4 | 2364245.01 | 2768478.75
P5 | 1465970.4 | 1656425.7 | 1728495.45 | 1731447.9 | 1929460.5 | 1977696 | 1774082.25 | 2047505.85 | 2098410.3 | 1807059.375 | 2148662.7 | 2185359.75 | 1973032.425 | 2275528.95 | 2335509.45 | 2039351.175 | 2431863 | 2477243.25 | 2237422.5 | 2614283.1
P95 | 1642874.4 | 1837829.25 | 1929772.35 | 1954133.1 | 2153324.25 | 2190207.6 | 1956915.45 | 2280640.05 | 2329023.375 | 2035667.7 | 2432656.8 | 2457094.5 | 2212314.525 | 2552741.325 | 2629924.2 | 2330647.425 | 2699770.5 | 2792685.6 | 2481718.5 | 2894202.9
NETPOS - Net Position (MWh)
MEAN | 120456 | 137605.5 | 137725.8 | 118181.4 | 137702.4 | 138161.7 | 121935.6 | 137554.2 | 137345.4 | 118514.7 | 137502.3 | 136763.4 | 120935.7 | 137761.2 | 137819.7 | 118464.3 | 137195.1 | 138120 | 120778.8 | 138562.5
P5 | 113115 | 130530 | 129330 | 110565 | 129930 | 130800 | 115275 | 129630 | 130620 | 110625 | 128355 | 128475 | 113295 | 128670 | 129105 | 110265 | 128670 | 129225 | 114300 | 130845
P95 | 126765 | 144825 | 144390 | 124785 | 145005 | 144855 | 127155 | 144390 | 144975 | 124620 | 145320 | 144450 | 127035 | 144345 | 145380 | 126015 | 142845 | 145680 | 126780 | 144855
NETREVENUE - Net Revenue $
MEAN | -973776.3617 | -842518.5345 | -884428.6764 | -1016563.6494 | -1285122.5468 | -1452410.33 | -1314225.5179 | -1795722.2758 | -1959074.3561 | -1609395.277 | -2054152.1745 | -2071992.0492 | -1778180.8937 | -2178386.9136 | -2238103.0166 | -1823491.1359 | -2343511.3139 | -2398287.0662 | -2012959.0923 | -2507362.1158
P5 | -1632065.3302 | -1772955.7996 | -1881258.1456 | -2052976.8742 | -2243946.1622 | -2342714.7979 | -2205153.3664 | -2540056.7437 | -2765406.4429 | -2277319.8767 | -2758336.6764 | -2831539.8881 | -2366067.5735 | -2979709.4199 | -2955020.5784 | -2531210.4943 | -2986916.6561 | -3138158.4484 | -2616845.3846 | -3268660.6218
P95 | -238728.7315 | 199651.4954 | 283185.6647 | 206469.082 | -169104.1952 | -542500.5741 | -431603.4781 | -771178.6121 | -651071.5401 | -759243.092 | -1021494.2435 | -1266716.3974 | -858473.4229 | -931179.7422 | -1491411.1734 | -946303.7856 | -1645702.1217 | -1550074.3748 | -1219887.8823 | -1658884.7306
STARTS - Number Starts
MEAN | 2.51 | 2.85 | 2.86 | 2.62 | 2.93 | 3.01 | 2.48 | 2.86 | 2.78 | 2.41 | 2.76 | 3.1 | 2.55 | 2.89 | 2.99 | 2.48 | 2.93 | 3.08 | 2.57 | 2.67
P5 | 0 | 0 | 0.5 | 0.5 | 0 | 1 | 0 | 0.5 | 0 | 0 | 0.5 | 1 | 0 | 0 | 0.5 | 0 | 1 | 0.5 | 0 | 1
P95 | 5.5 | 6 | 5 | 6 | 6 | 6.5 | 5 | 5.5 | 5.5 | 5 | 5.5 | 6 | 5.5 | 6 | 6.5 | 5 | 6 | 6 | 6 | 5.5
VOMCOSTS - VOM Costs
MEAN | 405936.72 | 471986.865 | 482040.3 | 421907.598 | 501236.736 | 513961.524 | 462135.924 | 532334.754 | 541140.876 | 476429.094 | 563759.43 | 573038.646 | 516395.439 | 599261.22 | 611919.468 | 536643.279 | 633841.362 | 650545.2 | 580946.028 | 678956.25
P5 | 381197.55 | 447717.9 | 452655 | 394717.05 | 472945.2 | 486576 | 436892.25 | 501668.1 | 514642.8 | 444712.5 | 526255.5 | 538310.25 | 483769.65 | 559714.5 | 573226.2 | 499500.45 | 594455.4 | 608649.75 | 549783 | 641140.5
P95 | 427198.05 | 496749.75 | 505365 | 445482.45 | 527818.2 | 538860.6 | 481917.45 | 558789.3 | 571201.5 | 500972.4 | 595812 | 605245.5 | 542439.45 | 627900.75 | 645487.2 | 570847.95 | 659943.9 | 686152.8 | 609811.8 | 709789.5
Simple HR 2018 David Gates Generating Station updated HRs
CAPACITYFACTOR - Net Generation Capacity Factor
MEAN | 0.13411 | 0.14397 | 0.13416 | 0.042049 | 0.04433 | 0.034298 | 0.064596 | 0.055545 | 0.038976 | 0.040817 | 0.04222 | 0.037057 | 0.03814 | 0.039035 | 0.032786 | 0.034921 | 0.028185 | 0.026087 | 0.024098 | 0.022884
P5 | 0.072482 | 0.065206 | 0.058385 | 0.021517 | 0.022683 | 0.014006 | 0.023108 | 0.024758 | 0.012773 | 0.018879 | 0.017773 | 0.015094 | 0.019582 | 0.019947 | 0.014854 | 0.017787 | 0.011561 | 0.010387 | 0.012195 | 0.008373
P95 | 0.18081 | 0.20151 | 0.19323 | 0.072105 | 0.066877 | 0.05165 | 0.11506 | 0.10768 | 0.093173 | 0.080872 | 0.082329 | 0.064586 | 0.065173 | 0.076903 | 0.056288 | 0.059497 | 0.05509 | 0.047475 | 0.040899 | 0.039583
CO2EMISSIONS - CO2 Emissions
MEAN | 92191.6989 | 100023.8242 | 94282.4146 | 43522.086 | 45748.6857 | 35505.5103 | 47031.1997 | 41307.1694 | 27815.908 | 30772.9181 | 30686.317 | 26052.7066 | 27725.6853 | 28641.0915 | 23705.9733 | 26570.2032 | 19757.051 | 18100.4773 | 17203.8246 | 16480.0153
P5 | 57110.7066 | 57066.7507 | 50361.0039 | 22300.8227 | 23492.7589 | 14482.5295 | 19477.4544 | 20685.5022 | 10160.4152 | 15632.385 | 14495.0635 | 11516.3046 | 15682.5196 | 15694.1574 | 12301.741 | 14559.3078 | 8805.149 | 7607.0091 | 8579.018 | 6434.5769
P95 | 117926.7417 | 130045.576 | 127918.5622 | 74722.8691 | 68766.8337 | 53250.7586 | 77211.683 | 72475.4284 | 60573.2927 | 55829.672 | 54138.8372 | 43602.9771 | 44421.9643 | 50690.8041 | 37656.4889 | 41341.727 | 35496.8125 | 31292.3127 | 27999.9675 | 27557.6449
FUELCONSUMED - Fuel Consumed
MEAN | 1562571.1683 | 1695319.055 | 1598007.0269 | 737662.4745 | 775401.4534 | 601788.3097 | 797138.9785 | 700121.5159 | 471456.0676 | 521574.8834 | 520107.0683 | 441571.2984 | 469926.8688 | 485442.228 | 401796.1572 | 450342.4267 | 334865.2711 | 306787.7512 | 291590.2481 | 279322.2938
P5 | 967978.0782 | 967233.0624 | 853576.3364 | 377980.0465 | 398182.3545 | 245466.6025 | 330126.3454 | 350601.7315 | 172210.4276 | 264955.6779 | 245679.0422 | 195191.6041 | 265805.4167 | 266002.668 | 208504.0841 | 246767.9295 | 149239.8131 | 128932.3583 | 145407.0843 | 109060.6247
P95 | 1998758.3334 | 2204162.3054 | 2168111.2235 | 1266489.3075 | 1165539.5545 | 902555.2305 | 1308672.5925 | 1228397.0908 | 1026665.9788 | 946265.6264 | 917607.4103 | 739033.5106 | 752914.6489 | 859166.1709 | 638245.575 | 700707.2377 | 601640.8902 | 530378.1808 | 474575.7195 | 467078.727
FUELCOST - Fuel Cost
MEAN | 2216179.9568 | 2378791.6984 | 2347670.338 | 1157104.3988 | 1265166.4663 | 1043945.7715 | 1453707.5635 | 1300733.6386 | 963517.9126 | 1033381.0052 | 1067863.9984 | 940620.7563 | 996326.4131 | 1061476.1952 | 910124.1392 | 1000940.9798 | 788175.8092 | 760450.9444 | 726416.0116 | 727095.3318
P5 | 1055458.9128 | 938642.0728 | 889086.5928 | 328599.3743 | 447458.1627 | 295934.4449 | 388522.3033 | 470437.3519 | 241130.3092 | 396900.6827 | 351967.4578 | 316258.3756 | 438331.3542 | 436985.9225 | 353864.9795 | 409577.4343 | 277381.8262 | 238024.2404 | 297491.9906 | 208806.3271
P95 | 3432736.376 | 3795301.332 | 4052287.5162 | 2493606.8415 | 2356384.4303 | 1858247.9321 | 2904455.1779 | 2902226.2998 | 2724462.2601 | 2298193.6333 | 2375203.1256 | 1878571.587 | 1917279.8865 | 2533484.1523 | 1677771.3635 | 1932325.6635 | 1648675.1139 | 1515826.0531 | 1389786.6396 | 1404921.3532
NETPOS - Net Position (MWh)
MEAN | 95934.4131 | 103234.3695 | 96151.88 | 30169.5686 | 31705.4794 | 24613.1468 | 46171.1592 | 39709.0274 | 27942.4918 | 29168.2259 | 30188.8061 | 26461.6122 | 27266.7379 | 28090.0368 | 23513.0736 | 24949.033 | 20140.6478 | 18697.3877 | 17206.3812 | 16405.6885
P5 | 51826.745 | 46737.4592 | 41821.906 | 15454.25 | 16280.25 | 10036.25 | 16545.1618 | 17684.8629 | 9135.4434 | 13402.8562 | 12625.5963 | 10793.8588 | 13966.7257 | 14362.6906 | 10672.8659 | 12735.7002 | 8260.3469 | 7462.0528 | 8693.1443 | 6011.2815
P95 | 129774.6239 | 143858.3991 | 138373.9794 | 51802.5 | 47661.5 | 36902.25 | 82517.6928 | 76947.2877 | 66829.753 | 58065.662 | 59254.188 | 45903.0595 | 46770.2938 | 55575.0673 | 40314.4669 | 42354.4685 | 39416.9649 | 34060.0946 | 29137.9072 | 28394.2903
NETREVENUE - Net Revenue $
MEAN | -1560104.7721 | -1446156.6193 | -1375710.6541 | -1081164.8964 | -1193921.8324 | -929954.2236 | -701201.5974 | -701400.2855 | -397570.4129 | -573654.3789 | -525930.5602 | -377576.7014 | -487068.5263 | -527732.1354 | -410973.1878 | -599597.8382 | -295867.7942 | -266133.174 | -305614.702 | -312154.23
P5 | -1843938.445 | -1666602.2452 | -1650133.2965 | -1977304.6231 | -1897911.6989 | -1490301.3689 | -1069474.4692 | -1005957.0853 | -717607.5551 | -876818.5443 | -755920.309 | -610892.8713 | -696165.9071 | -767445.1583 | -613599.2862 | -875215.0883 | -502996.0764 | -457068.4545 | -518346.9282 | -576760.2445
P95 | -1169424.6631 | -1166400.8723 | -984235.3105 | -522101.9364 | -588676.2625 | -356179.5377 | -389033.3821 | -417182.2806 | -171251.6726 | -328153.6524 | -292292.7348 | -161959.4254 | -323228.4888 | -313202.7481 | -207608.6954 | -346628.795 | -155297.1511 | -102800.0799 | -126856.05 | -81843.4162
STARTS - Number Starts
MEAN | 2347.42 | 2556.58 | 2560.34 | 2527.67 | 2401.51 | 1956.01 | 2141.76 | 2062.99 | 1465.58 | 1778.11 | 1799.95 | 1436.15 | 1620.42 | 1656.66 | 1363.13 | 1636.94 | 1146.16 | 1053.08 | 1047.79 | 1006.98
P5 | 2197.5 | 2357.5 | 2244.5 | 1828 | 1645.5 | 1142.5 | 1280.5 | 1298.5 | 708 | 1102 | 1054 | 760.5 | 1094.5 | 1049 | 788 | 1066 | 646.5 | 453.5 | 560 | 403.5
P95 | 2503.5 | 2758 | 2737.5 | 3171 | 2937.5 | 2563.5 | 2808.5 | 2849 | 2435 | 2556.5 | 2628.5 | 2096 | 2331.5 | 2483 | 1867.5 | 2170 | 1750 | 1665 | 1623.5 | 1585
VOMCOSTS - VOM Costs
MEAN | 871084.4711 | 955950.2616 | 907673.7472 | 290532.9456 | 311347.8081 | 246623.7306 | 471869.2475 | 414165.1562 | 297028.6877 | 316475.2508 | 333888.1955 | 298751.602 | 313840.1537 | 329777.0318 | 281686.6217 | 304877.1829 | 250952.4715 | 237643.7979 | 222994.7007 | 216883.2025
P5 | 470586.8448 | 432788.8721 | 394798.7931 | 148824.4275 | 159872.055 | 100563.225 | 169091.5539 | 184453.1205 | 97109.7636 | 145420.9895 | 139639.0949 | 121862.6656 | 160757.0125 | 168617.9876 | 127860.9336 | 155630.2569 | 102923.922 | 94842.6912 | 112663.1502 | 79469.1408
P95 | 1178353.5852 | 1332128.7754 | 1306250.3657 | 498858.075 | 468035.93 | 369760.545 | 843330.8202 | 802560.2108 | 710400.2748 | 630012.4324 | 655351.3188 | 518245.5422 | 538326.0811 | 652451.2903 | 482967.3137 | 517571.6057 | 491135.3822 | 432903.8023 | 377627.2771 | 375372.518
Simple HR 2018 YELP 2015 v2
CAPACITYFACTOR - Net Generation Capacity Factor
MEAN | 1 | 1 | 1 | 1 | 1 | 1 | 1 | 1 | 1 | 1
P5 | 1 | 1 | 1 | 1 | 1 | 1 | 1 | 1 | 1 | 1
P95 | 1 | 1 | 1 | 1 | 1 | 1 | 1 | 1 | 1 | 1
NETPOS - Net Position (MWh)
MEAN | 247281.84 | 249055.56 | 248749.8 | 248005.68 | 247237.64 | 248819.48 | 247533 | 247759.72 | 248815.32 | 248060.8
P5 | 240526 | 241254 | 241436 | 239642 | 241410 | 242528 | 240032 | 238706 | 243438 | 240396
P95 | 252876 | 254696 | 254592 | 254748 | 253422 | 254046 | 253318 | 253526 | 254462 | 253864
NETREVENUE - Net Revenue $
MEAN | -19099566.7927 | -19195481.8549 | -19670369.7201 | -20338839.1479 | -20974704.3439 | -22674254.2534 | -24136280.9787 | -25856681.7312 | -25844612.9934 | -25727679.7044
P5 | -20487532.0218 | -21149471.6497 | -21477174.5685 | -22236444.6076 | -23033034.5773 | -24524706.8725 | -26045100.7185 | -27301633.9584 | -27341914.139 | -27130856.7474
P95 | -17509997.8715 | -17127984.0745 | -17554837.5232 | -17850854.9942 | -18781372.7298 | -21054284.2307 | -22289042.6146 | -23927027.0729 | -23754799.9478 | -23960119.6447
STARTS - Number Starts
MEAN | 2.27 | 2.04 | 2.09 | 2.23 | 2.16 | 1.87 | 2.04 | 1.85 | 2.04 | 2.08
P5 | 0 | 0 | 0 | 0 | 0 | 0 | 0 | 0 | 0 | 0
P95 | 5 | 4.5 | 5 | 5 | 4 | 4 | 5.5 | 4 | 4 | 4.5
Generation Asset - Total
CAPACITYFACTOR - Net Generation Capacity Factor
MEAN | 0.47331 | 0.44202 | 0.4333 | 0.48115 | 0.47977 | 0.43543 | 0.39257 | 0.35471 | 0.33103 | 0.3291 | 0.30383 | 0.29334 | 0.28984 | 0.28473 | 0.28001 | 0.27837 | 0.27965 | 0.26702 | 0.25947 | 0.24717
P5 | 0.42553 | 0.38016 | 0.36954 | 0.39973 | 0.39737 | 0.33181 | 0.28228 | 0.27363 | 0.23672 | 0.24943 | 0.22325 | 0.20874 | 0.2257 | 0.2103 | 0.21232 | 0.20992 | 0.22495 | 0.19736 | 0.20327 | 0.18221
P95 | 0.50699 | 0.48174 | 0.47623 | 0.55519 | 0.55992 | 0.51508 | 0.49091 | 0.45928 | 0.45412 | 0.42158 | 0.40602 | 0.37839 | 0.37664 | 0.38572 | 0.3397 | 0.34644 | 0.34941 | 0.33251 | 0.31846 | 0.30718
CO2EMISSIONS - CO2 Emissions
MEAN | 860962.7817 | 784965.9153 | 796506.536 | 1019630.0162 | 1234539.6825 | 1397521.6116 | 1484979.9124 | 1399462.6017 | 1363706.4753 | 1332077.2841 | 1351272.7295 | 1386959.0116 | 1359402.2383 | 1353407.2638 | 1369824.0979 | 1324207.8405 | 1343575.2637 | 1342324.1965 | 1295626.2954 | 1265325.0268
P5 | 730326.7075 | 613906.5849 | 635673.75 | 774839.4481 | 956229.9308 | 1019358.176 | 1028334.8779 | 1048310.5199 | 952336.1752 | 1001797.8654 | 1018959.5175 | 1021594.4558 | 1075882.1216 | 1027288.2721 | 1063988.0307 | 1014211.4298 | 1086776.8533 | 1017849.4249 | 1026893.3067 | 952624.5426
P95 | 953309.959 | 888486.9169 | 906155.2182 | 1267705.642 | 1511479.87 | 1716144.7793 | 1899704.0661 | 1825933.8042 | 1892021.4984 | 1710139.2808 | 1751519.5674 | 1766517.57 | 1756597.7357 | 1783285.0693 | 1662534.4294 | 1622660.6866 | 1653917.7433 | 1641776.5466 | 1562537.0049 | 1540386.9734
FUELCONSUMED - Fuel Consumed
MEAN | 8598286.9508 | 7939192.0571 | 8009102.5569 | 11633906.1868 | 15080979.0221 | 17492263.54 | 18762977.384 | 17564675.6423 | 16622302.3288 | 16375230.2837 | 16633629.611 | 16942913.8741 | 16817467.9828 | 16732714.6571 | 16742723.2303 | 16307815.517 | 16536251.1579 | 16188717.2123 | 15689700.8112 | 15226099.0469
P5 | 7244787.256 | 6089417.1948 | 6257024.597 | 8912238.5968 | 11736683.0297 | 12717327.7277 | 12980805.9172 | 13129137.3674 | 11397492.5323 | 12058236.6331 | 12398865.8856 | 12283387.0049 | 13240799.0478 | 12542035.1656 | 12892186.9882 | 12453198.2406 | 13407771.0363 | 12143417.5311 | 12415517.2417 | 11431380.8058
P95 | 9617618.0531 | 9099708.9591 | 9264859.8106 | 14265414.1248 | 18349117.8133 | 21344241.0583 | 24020129.7631 | 23146194.971 | 23478134.2332 | 21423805.8428 | 21900383.2222 | 21752682.7678 | 21768368.2042 | 22374199.3807 | 20303577.3674 | 20095326.377 | 20504238.3452 | 19927407.0934 | 19092456.8782 | 18736426.7082
FUELCOST - Fuel Cost
MEAN | 8976874.3649 | 8249838.4188 | 8706254.4199 | 15060062.5265 | 20591832.1103 | 25325242.0704 | 28975421.5283 | 27843215.3103 | 26804652.1139 | 26943267.23 | 28260850.535 | 29173298.5005 | 29810415.9072 | 30452469.3518 | 30675501.0963 | 30700413.3058 | 31672519.24 | 31782849.6438 | 31462613.9035 | 31425572.9221
P5 | 7068925.298 | 5755498.3744 | 6220985.504 | 9578607.4452 | 13270504.8296 | 14902787.2491 | 15635905.4309 | 17226725.8463 | 14668535.0159 | 16608477.0734 | 17307734.3553 | 17486920.3063 | 19857235.5356 | 18747558.9698 | 19723772.6048 | 19487998.9119 | 21961519.2779 | 19915292.1852 | 21284247.0719 | 19403235.0769
P95 | 10669140.072 | 10281578.5061 | 11117258.2517 | 21560100.0418 | 29559414.9854 | 35728639.133 | 43954349.8349 | 46231725.5649 | 48449365.87 | 42122984.5803 | 45580071.4624 | 43810397.566 | 46012099.0185 | 52109433.8389 | 42777894.4208 | 44026699.4702 | 45345676.0881 | 45384103.907 | 44368928.5521 | 43660152.7918
NETPOS - Net Position (MWh)
MEAN | 1104285.8687 | 1037434.1323 | 1041645.1862 | 1503142.0572 | 1902577.4793 | 2104617.6692 | 2170797.3987 | 2040828.9007 | 1930502.4824 | 1908697.2169 | 1689286.7156 | 1717679.5983 | 1723608.5091 | 1712221.5453 | 1705809.6411 | 1664147.0526 | 1696361.723 | 1641712.0054 | 1595634.8225 | 1541795.5549
P5 | 985176.4961 | 883778.5686 | 893674.2389 | 1251370.1386 | 1577456.7153 | 1611111.2863 | 1561576.1105 | 1570068.0649 | 1380119.5738 | 1446858.1786 | 1242989.9256 | 1221075.0723 | 1342816.9086 | 1265617.8347 | 1295305.8981 | 1254843.4976 | 1363437.8313 | 1213421.9609 | 1247627.7005 | 1139521.3752
P95 | 1188195.1535 | 1134711.5565 | 1147289.8872 | 1730758.4111 | 2218338.5695 | 2493648.5228 | 2718545.7524 | 2631229.6537 | 2657439.1622 | 2450136.5967 | 2252329.1951 | 2224722.5558 | 2248233.9042 | 2318222.5621 | 2077381.7182 | 2064106.1679 | 2121464.2283 | 2042747.4524 | 1959119.3904 | 1917020.2653
NETREVENUE - Net Revenue $
MEAN | -35086880.7501 | -33803532.4273 | -34973261.5791 | -34003692.5072 | -33149064.2781 | -27109401.9784 | -18737474.1314 | -21904768.5733 | -24222969.4364 | -23985036.9612 | 2072904.3182 | 1994567.1384 | 2400684.2502 | 2781779.8933 | 1679311.4287 | 1518023.1127 | 1824580.3953 | 750876.266 | 537502.7763 | 289829.7686
P5 | -39896009.9113 | -40127623.5026 | -40871055.5651 | -43165886.8489 | -43416784.2635 | -36185250.3291 | -29248472.7606 | -29874837.2005 | -32446602.1813 | -31223958.8425 | -4527562.838 | -4430650.3313 | -3272646.7282 | -3978451.9209 | -4599861.1454 | -4402311.9644 | -3836923.8543 | -5031126.6391 | -5112564.9385 | -5517237.1332
P95 | -29285812.6404 | -26634422.852 | -26187853.7495 | -21952472.364 | -20337660.6987 | -15769950.4077 | -5268979.2187 | -7319358.5195 | -6873017.2601 | -11505126.7862 | 13531173.8098 | 11149835.8882 | 11670502.0834 | 16569719.7381 | 9572729.7716 | 9947195.2576 | 10794355.3727 | 8949838.6895 | 7794426.6072 | 7207529.185
STARTS - Number Starts
MEAN | 2400.81 | 2610.46 | 2651.63 | 4581.41 | 7498.23 | 10066.01 | 14067.3 | 14319.56 | 13418.32 | 14318.8 | 14614.3 | 14850.47 | 15423.1 | 15466.9 | 15071.32 | 15217.55 | 15238.35 | 14210.7 | 14384.14 | 14000.29
P5 | 2229 | 2373.5 | 2287.5 | 3998.5 | 6619.5 | 8694.5 | 11643 | 11379 | 10174 | 11339 | 11624.5 | 11319.5 | 12805.5 | 11678.5 | 12314.5 | 11959 | 13001.5 | 10700.5 | 11819 | 10920
P95 | 2573.5 | 2897.5 | 2899 | 5045.5 | 8176.5 | 11112.5 | 15880 | 16646.5 | 16134.5 | 16985 | 17483 | 17589 | 18770 | 18796 | 17409 | 17520.5 | 17724 | 17356 | 16925.5 | 17176.5
VOMCOSTS - VOM Costs
MEAN | 2886904.1747 | 2737000.7483 | 2768790.5778 | 2689314.924 | 2993362.2104 | 3254107.4193 | 3690273.0486 | 3501759.2775 | 3526133.6367 | 3500337.1599 | 3654440.9132 | 3796063.3204 | 3766052.1053 | 3829513.599 | 3928394.44 | 3879712.2964 | 3996297.026 | 4113999.347 | 4032044.7674 | 4023384.1056
P5 | 2287386.1719 | 1875224.0715 | 1933478.2648 | 1969717.9661 | 2234460.3389 | 2260177.5698 | 2376584.0872 | 2488036.5475 | 2309665.0237 | 2542109.4206 | 2604914.1344 | 2697997.9507 | 2843980.7057 | 2813025.9459 | 2896810.0335 | 2829510.3505 | 3094127.2905 | 2966217.3013 | 3050291.3374 | 2883312.0837
P95 | 3346355.8335 | 3311288.7631 | 3368005.3024 | 3372951.1401 | 3792244.6982 | 4073311.7928 | 4968381.9152 | 4875447.0499 | 5209171.3981 | 4655624.5652 | 4974070.9099 | 5009083.2726 | 5031288.7571 | 5286956.0379 | 4996007.8561 | 4913485.4206 | 5149227.754 | 5192791.9052 | 4967276.2283 | 5018623.3766
Hydro
IRP Black Eagle 2018
NETPOS - Net Position (MWh)
MEAN | 72642.3384 | 72818.343 | 72940.4245 | 72910.4299 | 72714.0309 | 72895.5098 | 72662.6862 | 72588.6448 | 72943.4545 | 72733.0238 | 72719.3743 | 72645.4189 | 72625.9395 | 73163.2556 | 72904.7523 | 72701.3807 | 72693.6076 | 72847.8656 | 72589.2391 | 72949.957
P5 | 67079.8518 | 66931.9889 | 66681.3197 | 67064.206 | 67934.4259 | 66247.3659 | 67497.2669 | 66924.3815 | 66954.6055 | 67427.2963 | 66928.0605 | 67552.0139 | 67103.9352 | 67861.0667 | 67687.7421 | 66792.1965 | 67189.6858 | 67844.5333 | 65634.4178 | 67529.3548
P95 | 77670.5351 | 77364.0213 | 78983.8874 | 77716.9838 | 77717.8978 | 78593 | 77936.3645 | 77678.4434 | 77563.8881 | 77581.8046 | 77959.6989 | 77581.0635 | 77938.4461 | 78401.0543 | 78671.517 | 78625.709 | 77949.9598 | 77710.6425 | 78397.991 | 78114.7551
NETREVENUE - Net Revenue $
MEAN | 1141739.4314 | 1324224.4163 | 1351384.4013 | 1308298.9714 | 1267934.0641 | 1208224.214 | 1144336.0739 | 1085399.6908 | 1027001.5417 | 1030462.4926 | 1039124.8684 | 1051777.5205 | 1058663.7759 | 1077136.0236 | 1083289.6823 | 1086709.6144 | 1096212.2135 | 1108484.9506 | 1115846.9855 | 1119349.9061
P5 | 743535.2844 | 841193.2195 | 822662.895 | 682869.1396 | 746173.7481 | 715081.037 | 682022.7922 | 727099.0733 | 645183.2092 | 691796.5831 | 660119.8396 | 658517.5588 | 741109.7517 | 675327.4679 | 727298.1289 | 712588.4628 | 781082.7526 | 753421.5868 | 779814.8124 | 743869.0351
P95 | 1552559.6709 | 1929552.0975 | 1945432.428 | 2014907.7783 | 1913293.1968 | 1727037.8108 | 1694417.0362 | 1647269.744 | 1690235.7893 | 1554895.6119 | 1576427.0476 | 1434874.5371 | 1525420.9558 | 1680972.9295 | 1525742.8243 | 1570487.8739 | 1521891.2287 | 1567032.078 | 1481927.4639 | 1495911.5728
IRP Black Eagle 2018 Upgrade U1
NETPOS - Net Position (MWh)
MEAN |  |  | 4776.1745 | 4744.8051 | 4747.8317 | 4766.3263 | 4758.0113 | 4750.1238 | 4762.641 | 4749.6718 | 4740.3538 | 4742.067 | 4757.5974 | 4786.5048 | 4759.0653 | 4752.3629 | 4757.2898 | 4769.9471 | 4741.5543 | 4773.6939
P5 |  |  | 4635.8921 | 4543.1589 | 4551.5294 | 4588.6649 | 4585.9123 | 4530.5662 | 4602.5186 | 4541.8669 | 4562.2887 | 4580.4574 | 4588.7892 | 4582.0395 | 4629.8886 | 4557.4118 | 4566.5995 | 4571.2588 | 4553.604 | 4622.8421
P95 |  |  | 4887.2073 | 4887.037 | 4866.1823 | 4878.5864 | 4867.7495 | 4868.4826 | 4874.861 | 4866.0288 | 4873.4099 | 4871.5638 | 4866.4174 | 4901.093 | 4882.2575 | 4868.8291 | 4869.2095 | 4877.7296 | 4851.4502 | 4883.4587
NETREVENUE - Net Revenue $
MEAN |  |  | 90863.1581 | 87231.8492 | 85126.9385 | 81372.0848 | 77276.092 | 73524.1305 | 69538.7857 | 69914.2352 | 70437.354 | 71279.987 | 72107.314 | 73182.2054 | 73545.2474 | 73830.7473 | 74382.9885 | 75371.4952 | 75556.4216 | 76347.8032
P5 |  |  | 57252.0357 | 47780.3908 | 51915.4425 | 48851.2276 | 46534.5523 | 48531.1408 | 43017.7511 | 46420.112 | 45151.1979 | 45697.5799 | 50745.3881 | 46737.2819 | 48993.1846 | 49459.7533 | 52842.943 | 50708.3602 | 53300.2807 | 51503.0934
P95 |  |  | 131412.1891 | 133532.5914 | 125786.5329 | 113770.9135 | 109519.2666 | 112355.3496 | 115281.2498 | 102027.7471 | 104500.3218 | 98725.5848 | 104471.5276 | 115804.6299 | 101935.3979 | 103077.6077 | 102796.9293 | 104459.0387 | 100894.2915 | 100880.2835
IRP Cochrane 2018
NETPOS - Net Position (MWh)
MEAN | 147610.4226 | 148161.2924 | 148324.0982 | 148177.4918 | 147727.4581 | 148231.3457 | 147801.6073 | 147511.4259 | 148220.7316 | 147823.7405 | 147797.3413 | 147596.7223 | 147682.0227 | 148983.2866 | 148090.7088 | 147758.047 | 147660.8097 | 148048.2106 | 147606.7796 | 148118.4305
P5 | 137992.6119 | 138422.8952 | 136456.0229 | 139388.2771 | 138307.2066 | 138654.8977 | 137010.3334 | 139437.2369 | 138429.3655 | 136145.5527 | 138515.2985 | 137727.2813 | 137633.6424 | 139810.2018 | 137492.2451 | 137160.2449 | 137246.6937 | 138452.2711 | 136579.4012 | 139847.9178
P95 | 157572.5205 | 157569.9309 | 159212.9608 | 156298.5962 | 156132.7797 | 158401.9997 | 159885.5282 | 156240.9139 | 156179.461 | 157268.0936 | 157822.8923 | 156928.0717 | 158592.6937 | 158118.431 | 158485.4842 | 157917.9726 | 158640.2406 | 157736.6077 | 158354.1656 | 156525.9275
NETREVENUE - Net Revenue $
MEAN | 2290285.745 | 2658827.6984 | 2710006.0489 | 2618247.2829 | 2537593.2128 | 2423239.5366 | 2288192.3476 | 2172329.4787 | 2045383.8251 | 2052604.5799 | 2072960.7721 | 2092931.3413 | 2112145.7401 | 2149578.9499 | 2153242.6314 | 2160992.5021 | 2182426.4973 | 2207704.45 | 2220526.8198 | 2222347.2845
P5 | 1477456.0581 | 1655831.3607 | 1657645.1131 | 1371797.4652 | 1502212.9212 | 1423939.3266 | 1311457.0508 | 1407102.2295 | 1260134.3442 | 1360685.5764 | 1286670.5257 | 1318706.4548 | 1442694.3195 | 1352106.4666 | 1429176.5631 | 1431552.5017 | 1539131.0415 | 1480404.6766 | 1530004.6385 | 1474793.5513
P95 | 3162910.9408 | 3835033.8264 | 4022197.9837 | 4052651.9812 | 3801514.2929 | 3450177.4224 | 3335489.5542 | 3292858.0031 | 3447711.661 | 3067500.8609 | 3130355.8655 | 2848345.7965 | 3126901.9154 | 3377288.8568 | 2963495.0511 | 3118090.111 | 3033291.2749 | 3136453.6308 | 2946128.6892 | 2973790.1809
IRP Hauser 2018
NETPOS - Net Position (MWh)
MEAN | 68932.9899 | 69141.8331 | 69182.3515 | 69182.9495 | 68961.7189 | 69153.4252 | 68944.0009 | 68941.8623 | 69187.7222 | 68927.9248 | 68954.5312 | 68944.2833 | 68931.6563 | 69381.2172 | 69174.657 | 68956.6485 | 68934.392 | 69125.0677 | 68938.3744 | 69187.2379
P5 | 63221.9408 | 62907.2742 | 63057.7017 | 63278.1916 | 63248.5217 | 63037.4718 | 63067.252 | 63742.1481 | 62715.7306 | 63723.1744 | 62714.3104 | 63173.3258 | 63588.6536 | 63250.0998 | 61905.0048 | 62470.1909 | 63030.9351 | 63392.9584 | 62024.753 | 63832.8821
P95 | 74102.8933 | 73698.7492 | 74110.2657 | 73797.0302 | 73777.8041 | 73772.9603 | 74073.4189 | 73615.9694 | 73419.2018 | 73231.5087 | 73875.2789 | 73417.6051 | 73855.9447 | 74714.7055 | 74539.0089 | 74087.7906 | 73967.1174 | 74264.882 | 74197.8513 | 73838.6598
NETREVENUE - Net Revenue $
MEAN | 1116163.3509 | 1290063.9884 | 1316921.9153 | 1273118.5944 | 1235423.7014 | 1180524.4934 | 1119929.1379 | 1063374.5882 | 1006964.3111 | 1013010.6501 | 1021519.531 | 1034925.4922 | 1042989.8065 | 1058149.8743 | 1066488.1425 | 1069812.0316 | 1079192.7167 | 1090937.2236 | 1098005.1567 | 1104655.4523
P5 | 724564.7813 | 821063.8099 | 805532.1394 | 671237.3816 | 722777.3758 | 693760.2092 | 661132.7893 | 717462.238 | 638868.7222 | 688413.1811 | 655381.9923 | 659320.1139 | 741951.9371 | 662541.9207 | 720418.0388 | 709117.0183 | 751620.2031 | 726857.3492 | 773466.7253 | 736157.3159
P95 | 1520034.133 | 1871171.1853 | 1939270.6285 | 1976688.7296 | 1882871.845 | 1667947.312 | 1648527.7156 | 1595514.6459 | 1670092.7261 | 1538081.2246 | 1531309.5424 | 1406537.1266 | 1498771.388 | 1650312.1406 | 1479046.4386 | 1531902.1558 | 1508320.1939 | 1533619.6031 | 1468275.3438 | 1475828.4627
IRP Hauser 2018 Upgrade U2 & U5
NETPOS - Net Position (MWh)
MEAN |  | 3530.4819 | 6076.6438 | 6512.5905 | 6507.9189 | 6496.9399 | 6493.8135 | 6493.9291 | 6523.2204 | 6491.2243 | 6493.5023 | 6492.6423 | 6492.4938 | 6525.9639 | 6511.9224 | 6507.2759 | 6491.64 | 6495.3767 | 6493.4722 | 6523.2565
P5 |  | 3190.8631 | 5512.2553 | 5923.6525 | 6013.7946 | 5941.7874 | 5924.5722 | 6014.2245 | 5929.3891 | 5993.0816 | 5908.6111 | 5937.7903 | 5989.2451 | 5941.7116 | 5865.1604 | 5876.6232 | 5940.7642 | 5967.0276 | 5834.0642 | 5948.4632
P95 |  | 3765.0847 | 6527.0482 | 6980.2757 | 7006.736 | 6965.6291 | 7004.2546 | 6957.4548 | 6929.5388 | 6923.2191 | 7050.1202 | 6927.2095 | 6976.5911 | 7013.233 | 7069.8051 | 7005.6747 | 6948.8125 | 6996.4433 | 6977.1489 | 6982.0559
NETREVENUE - Net Revenue $
MEAN |  | 65692.5063 | 113490.0736 | 118128.4795 | 114766.0627 | 109063.5456 | 103586.8031 | 98269.151 | 93092.2947 | 93553.8664 | 94320.2393 | 95558.9042 | 96258.0107 | 97547.2525 | 98352.6601 | 98949.2183 | 99548.4854 | 100456.4478 | 101300.6212 | 102007.2881
P5 |  | 44918.7852 | 71031.2842 | 60248.1669 | 65680.5001 | 64866.7069 | 60045.3861 | 65483.943 | 59395.0896 | 63188.189 | 59805.6843 | 60338.6625 | 69086.756 | 61464.925 | 67030.0755 | 65509.5002 | 68178.4897 | 66860.4609 | 72043.6055 | 68418.1123
P95 |  | 94639.6765 | 166247.5484 | 182677.4679 | 176104.0385 | 154046.1618 | 151815.1684 | 149058.8281 | 153017.7738 | 141893.0495 | 140854.2865 | 130526.0036 | 139322.198 | 153976.4899 | 136176.1045 | 140441.4524 | 138654.9847 | 142915.1103 | 135595.9075 | 134681.065
IRP Holter 2018
NETPOS - Net Position (MWh)
MEAN | 158513.325 | 159233.6267 | 159444.779 | 159411.8079 | 158534.9549 | 159174.5674 | 158940.6238 | 158351.921 | 159357.6193 | 158594.0452 | 158791.6692 | 158555.8756 | 158386.5223 | 159968.2917 | 158243.9473 | 158849.0719 | 158194.7745 | 159285.9459 | 158944.4232 | 159544.8397
P5 | 80797.0875 | 82788.6427 | 81702.1905 | 92265.2768 | 83698.0217 | 80854.7667 | 90766.8364 | 94040.226 | 83461.5492 | 97547.3937 | 93631.6375 | 81218.9881 | 84623.234 | 83863.8677 | 90532.025 | 81331.219 | 89554.3342 | 82420.2401 | 83026.9143 | 81273.113
P95 | 226939.4538 | 224415.592 | 220879.3884 | 226654.3818 | 230936.2989 | 234939.0722 | 232873.7326 | 233239.742 | 229296.0849 | 228500.5727 | 230361.2438 | 224576.6949 | 241501.4598 | 227537.328 | 230410.7727 | 231867.5449 | 230632.3918 | 235168.6664 | 238671.7116 | 222928.7539
NETREVENUE - Net Revenue $
MEAN | 2508479.2033 | 2906358.8197 | 2994581.6031 | 2898788.0477 | 2806201.3164 | 2676362.9686 | 2548871.3523 | 2372446.1522 | 2254875.4505 | 2266612.1381 | 2292641.7052 | 2314444.2209 | 2329097.371 | 2374214.2571 | 2391299.7677 | 2416590.626 | 2415391.2051 | 2461206.4659 | 2466617.591 | 2470534.4851
P5 | 1191392.0655 | 1499429.2978 | 1278641.4744 | 1201320.444 | 1136866.9999 | 1267119.2505 | 1115633.6836 | 1344049.4645 | 1004683.5906 | 1225304.4253 | 1165237.6596 | 1083377.6421 | 1282040.4822 | 1271476.7846 | 1277974.6266 | 1169919.4194 | 1320263.231 | 1119635.2937 | 1135766.4886 | 1297109.2039
P95 | 4059220.4779 | 4964402.8041 | 4862026.2957 | 5401754.6222 | 4749485.8107 | 4634563.2819 | 4559029.4564 | 3979193.7131 | 3988198.4918 | 3843602.8185 | 3860498.2137 | 3711470.7152 | 4063335.9839 | 4099195.8714 | 4056550.8015 | 4166123.7903 | 3793950.0084 | 4251399.9223 | 3937205.3851 | 3995956.6739
IRP Madison 2018
NETPOS - Net Position (MWh)
MEAN | 34125.8771 | 34245.6865 | 34239.1224 | 34240 | 34138.9615 | 34258.6544 | 34125.7636 | 34120.0375 | 34242.8393 | 34150.3192 | 34147.4011 | 34129.8815 | 34121.806 | 34373.0764 | 34234.8578 | 34136.9544 | 34139.0919 | 34240.8415 | 34118.9941 | 34243.4343
P5 | 32990.0882 | 33102.6938 | 32997.3674 | 33249.8028 | 33191.144 | 33098.8222 | 33130.1563 | 33192.5316 | 33004.6114 | 33151.9146 | 32853.9169 | 33017.7879 | 33024.6461 | 33420.5133 | 33194.1785 | 32965.6497 | 33097.1933 | 33262.9017 | 32750.4638 | 33365.2537
P95 | 35349.2441 | 35153.6483 | 35360.6095 | 35141.704 | 35201.6545 | 35249.0396 | 35288.2276 | 35060.833 | 35061.0083 | 35132.3088 | 35116.0282 | 35119.039 | 35106.5724 | 35378.3771 | 35407.8785 | 35236.4624 | 35192.6412 | 35298.5418 | 35017.1893 | 35205.5082
NETREVENUE - Net Revenue $
MEAN | 551447.8011 | 638627.6832 | 650317.963 | 628353.313 | 610259.1939 | 583917.3668 | 553181.4045 | 526402.7791 | 498042.5371 | 500403.9526 | 505273.4733 | 511096.2187 | 515364.3906 | 523839.9807 | 526563.738 | 528515.4166 | 532720.7316 | 539430.6057 | 541993.7607 | 545516.9578
P5 | 358872.0847 | 400777.0262 | 404772.0928 | 341066.4071 | 368788.4137 | 355598.2581 | 332494.5517 | 350298.3269 | 309512.4202 | 337325.2779 | 322009.0092 | 333944.7824 | 362887.7934 | 339031.5219 | 352920.3403 | 349215.456 | 377667.4168 | 359238.9278 | 376019.4342 | 367462.186
P95 | 752860.9051 | 905024.3372 | 951367.7869 | 962674.9004 | 910335.1806 | 812444.857 | 793019.3578 | 799865.8311 | 829056.7211 | 742674.6753 | 757664.0402 | 704652.4896 | 737571.7465 | 823486.7773 | 724232.5608 | 750630.6481 | 730624.7309 | 749211.0833 | 713314.6323 | 724080.7018
IRP Morony 2018
NETPOS - Net Position (MWh)
MEAN | 145817.086 | 146284.262 | 146283.3834 | 146249.6615 | 145720.7183 | 146374.5845 | 145909.3981 | 145759.9523 | 146300.8422 | 145865.8759 | 145825.7993 | 145814.821 | 145824.7818 | 146992.2587 | 146138.5371 | 145761.2375 | 145798.2887 | 146194.8119 | 145797.8984 | 146260.3514
P5 | 136244.6619 | 137414.8449 | 135004.0897 | 138359.9856 | 135638.3841 | 136161.2902 | 136205.1456 | 137566.8923 | 136622.9638 | 133824.3118 | 137547.662 | 136642.3833 | 136057.4848 | 137822.5887 | 136424.9074 | 135790.7853 | 137173.01 | 137993.636 | 135450.4742 | 138566.778
P95 | 155001.9781 | 154759.562 | 156408.3482 | 154156.316 | 154840.4344 | 155367.7906 | 156794.4147 | 153919.8597 | 153255.1622 | 155731.9599 | 155065.8702 | 154162.8183 | 155273.3569 | 155778.4058 | 156125.6187 | 154167.0829 | 154706.5259 | 154662.3225 | 155534.7133 | 153655.1337
NETREVENUE - Net Revenue $
MEAN | 2307467.5434 | 2674159.8287 | 2724657.4787 | 2635507.4629 | 2553922.8927 | 2444705.7995 | 2313058.4594 | 2197954.7676 | 2074092.9156 | 2081032.2795 | 2103093.8549 | 2125559.0181 | 2143676.8702 | 2180630.4435 | 2187744.7612 | 2193585.6029 | 2216711.6032 | 2244011.6121 | 2257909.2299 | 2258932.6869
P5 | 1503118.9399 | 1703981.1047 | 1678856.0448 | 1393043.5898 | 1511683.589 | 1475507.9172 | 1351034.8064 | 1460175.8663 | 1287905.2822 | 1410807.7148 | 1319665.1032 | 1365980.5772 | 1502923.563 | 1413278.0123 | 1470132.7293 | 1446035.9616 | 1569147.2096 | 1531775.1613 | 1567041.3414 | 1510819.0034
P95 | 3170978.4444 | 3780555.5067 | 3992196.2372 | 4068003.5788 | 3756811.7364 | 3461845.3989 | 3377943.2447 | 3304936.0031 | 3454098.1705 | 3121582.8805 | 3150732.81 | 2892476.8402 | 3126112.2265 | 3400586.0242 | 3012929.8236 | 3181626.1692 | 3069408.7049 | 3137930.1132 | 2971688.6216 | 3029838.86
IRP Mystic 2018
NETPOS - Net Position (MWh)
MEAN | 33233.5303 | 33363.9076 | 33396.0654 | 33329.2363 | 33230.0764 | 33363.7582 | 33210.2598 | 33233.3986 | 33404.8348 | 33214.1848 | 33218.6737 | 33199.9379 | 33162.0995 | 33533.0321 | 33317.9802 | 33267.7117 | 33206.4027 | 33276.3162 | 33278.5958 | 33401.5377
P5 | 32639.6329 | 32497.8096 | 32525.2967 | 32615.1128 | 32578.6118 | 32700.2889 | 32490.1197 | 32625.3729 | 32667.9948 | 32484.5872 | 32421.2823 | 32540.6442 | 32498.6473 | 32787.0101 | 32484.9836 | 32613.9137 | 32636.8499 | 32523.1139 | 32378.9562 | 32735.1154
P95 | 33915.359 | 34102.7788 | 34036.9975 | 34215.7989 | 33921.6087 | 34049.843 | 34010.1773 | 33790.7383 | 34108.5561 | 33913.56 | 34055.2902 | 33916.2024 | 34026.98 | 34340.6696 | 34136.3384 | 33924.9471 | 33959.8316 | 34027.2953 | 34067.1116 | 33988.5149
NETREVENUE - Net Revenue $
MEAN | 584942.511 | 649852.3612 | 663179.7702 | 640643.1112 | 623837.3666 | 600480.7269 | 570967.0193 | 545624.5347 | 518830.812 | 520327.3623 | 526545.9667 | 532768.1655 | 537350.6604 | 548077.9165 | 550810.5003 | 553595.1204 | 557496.4042 | 565046.0371 | 568438.9266 | 575070.6942
P5 | 384836.0233 | 416708.8897 | 425861.0275 | 367956.8799 | 393292.8604 | 369262.1628 | 356087.5346 | 379212.5247 | 326193.5642 | 356677.7385 | 348519.9817 | 362411.4651 | 382308.1504 | 365004.3077 | 372494.0466 | 374056.7661 | 401383.4257 | 383957.015 | 412010.29 | 387223.0788
P95 | 787820.2729 | 910253.7019 | 948144.0794 | 955218.7222 | 907900.616 | 820322.0515 | 798474.2773 | 825801.1634 | 852001.9185 | 765203.7389 | 770147.4083 | 741609.8491 | 751661.4152 | 860113.1149 | 747184.5854 | 768358.6886 | 744704.6929 | 775619.2378 | 754805.5785 | 773725.0449
IRP Rainbow 2018
NETPOS - Net Position (MWh)
MEAN | 199222.4132 | 199899.5116 | 199972.0957 | 199890.7373 | 199306.0618 | 200037.0812 | 199431.4054 | 199177.6437 | 199942.0465 | 199354.1214 | 199507.9202 | 199237.3615 | 199148.523 | 200724.0186 | 199774.4492 | 199305.0276 | 199310.5289 | 199775.8163 | 199151.3286 | 199924.6308
P5 | 189192.043 | 190095.4099 | 188716.175 | 190955.1035 | 189304.437 | 189829.7861 | 189553.2643 | 190926.9937 | 188917.0384 | 188513.9049 | 188417.261 | 189661.205 | 190599.6584 | 190638.4147 | 189859.041 | 188460.0791 | 191295.9797 | 190784.5322 | 187941.5136 | 192178.1926
P95 | 208943.7967 | 208607.8616 | 210807.8795 | 208585.2948 | 207449.1846 | 208290.8682 | 209550.6791 | 207354.6736 | 206691.5797 | 208674.3435 | 209627.2005 | 208668.2597 | 208588.9867 | 210134.6303 | 210908.1921 | 208340.473 | 208362.8149 | 209593.24 | 210097.7267 | 208315.132
NETREVENUE - Net Revenue $
MEAN | 3126793.7497 | 3627065.3888 | 3692696.8029 | 3567098.3442 | 3461559.0975 | 3306658.2576 | 3128108.7635 | 2970311.1334 | 2802654.4536 | 2810932.8426 | 2841832.5171 | 2869591.6395 | 2891320.5947 | 2942823.5404 | 2955016.8361 | 2961837.8761 | 2988623.0385 | 3024631.023 | 3042679.1546 | 3053803.0268
P5 | 2024521.5267 | 2270675.7545 | 2275466.2367 | 1908789.0459 | 2047325.8616 | 1980112.8924 | 1835327.6242 | 1948212.5922 | 1732494.4139 | 1851536.5404 | 1785629.7799 | 1831523.7736 | 1993877.3709 | 1870953.2125 | 1946476.3265 | 1955399.8723 | 2138354.847 | 2035582.6134 | 2080461.7615 | 2058293.6546
P95 | 4290536.6916 | 5193946.4308 | 5419498.1585 | 5441134.8619 | 5165976.5858 | 4648180.5987 | 4517055.3501 | 4508431.4979 | 4699146.6408 | 4179314.6998 | 4262394.1711 | 3950177.7132 | 4164756.2367 | 4649546.7304 | 4082987.5877 | 4279782.3001 | 4083857.3755 | 4239862.5478 | 4033063.7765 | 4048670.7278
IRP Ryan 2018
NETPOS - Net Position (MWh)
MEAN | 238218.2714 | 238915.7325 | 238959.105 | 238971.7577 | 238167.6483 | 239046.0879 | 238437.6181 | 238113.8602 | 239031.1606 | 238335.7383 | 238318.4183 | 238168.5309 | 238117.9205 | 239891.2099 | 238826.1693 | 238219.0773 | 238225.0286 | 238861.5152 | 238126.8802 | 239016.8842
P5 | 230051.6791 | 231443.9466 | 230614.6182 | 231875.1562 | 232022.7879 | 230851.2724 | 230691.6294 | 232526.291 | 231017.43 | 230681.9555 | 230520.3078 | 232469.2367 | 230927.4387 | 232878.4272 | 231009.7483 | 230536.0735 | 232583.8008 | 232700.5234 | 229449.2774 | 231954.9079
P95 | 245216.975 | 245910.5984 | 246724.0226 | 245886.6853 | 244380.875 | 245143.4003 | 245398.5972 | 244519.1145 | 244892.9845 | 245186.9534 | 245777.3065 | 245011.5881 | 245251.3428 | 247214.1614 | 246962.8123 | 244647.1007 | 244602.438 | 246026.1136 | 246615.2542 | 245228.2457
NETREVENUE - Net Revenue $
MEAN | 3775423.3376 | 4388536.882 | 4469123.2532 | 4319169.3674 | 4188809.0478 | 4006487.3951 | 3797210.9456 | 3604954.7744 | 3403057.3419 | 3420172.9848 | 3455063.2227 | 3490964.0951 | 3520088.8259 | 3580077.3208 | 3595365.4571 | 3605009.9349 | 3637725.1987 | 3679006.4202 | 3699472.4917 | 3721146.0562
P5 | 2462646.5174 | 2751538.0573 | 2776366.7922 | 2330014.559 | 2517363.8475 | 2429172.4488 | 2256113.2427 | 2380601.8674 | 2110716.9609 | 2262783.4141 | 2188168.9938 | 2261006.2438 | 2452788.1755 | 2302226.3971 | 2361198.2909 | 2376534.3967 | 2590027.4629 | 2459776.235 | 2550928.4224 | 2503377.1003
P95 | 5151311.7804 | 6216701.1037 | 6512691.3583 | 6611160.7362 | 6228097.5725 | 5561786.0507 | 5435493.7142 | 5490113.1067 | 5673817.281 | 5054423.1909 | 5203840.9099 | 4858369.6948 | 5090276.2851 | 5660574.4446 | 4946549.6383 | 5145078.0179 | 4959611.4126 | 5154347.8332 | 4956301.0291 | 4946305.886
IRP Thompson 2018
NETPOS - Net Position (MWh)
MEAN | 279772.0529 | 280591.7819 | 280994.6939 | 280506.1821 | 279596.7618 | 280695.9928 | 279991.5465 | 279937.704 | 281080.1434 | 279571.2444 | 279834.9051 | 279794.6487 | 279873.6188 | 282050.4314 | 280438.3756 | 279498.0485 | 279650.249 | 280558.3146 | 279690.351 | 281064.5436
P5 | 258860.1597 | 260031.7052 | 258745.1465 | 260729.6077 | 262512.757 | 259266.826 | 258799.7835 | 260302.234 | 258645.1088 | 260042.8587 | 258009.1067 | 263357.5316 | 260033.5489 | 261958.9589 | 259987.0874 | 257727.9032 | 262336.7456 | 263955.985 | 253807.6579 | 262061.5564
P95 | 300378.328 | 298932.7666 | 304547.4924 | 297712.9607 | 299484.1713 | 300084.2173 | 304327.453 | 299164.7077 | 301371.4543 | 296973.6219 | 299729.311 | 297329.7538 | 299283.0795 | 304223.9673 | 305856.1091 | 299563.322 | 298204.0753 | 298793.5451 | 302493.6211 | 299505.4028
NETREVENUE - Net Revenue $
MEAN | 4280357.8393 | 5027270.9862 | 5127043.8248 | 4942479.6277 | 4794776.1668 | 4570106.0741 | 4328144.691 | 4103729.2529 | 3868092.8099 | 3865045.5436 | 3900590.8433 | 3952880.7996 | 3983162.0224 | 4059047.0691 | 4065133.3222 | 4072042.2704 | 4109784.1201 | 4165624.0205 | 4191786.4686 | 4189316.4854
P5 | 2760300.6557 | 3124941.8003 | 3114646.9335 | 2571590.2098 | 2817214.8104 | 2690556.8285 | 2518515.5101 | 2656637.5949 | 2425384.24 | 2599153.0622 | 2461555.3281 | 2434840.6019 | 2729193.9925 | 2557793.0897 | 2667322.4163 | 2649296.03 | 2895027.896 | 2790820.1062 | 2870571.5746 | 2775050.68
P95 | 5926275.9344 | 7237968.185 | 7421634.115 | 7648650.8169 | 7197488.0834 | 6486491.446 | 6429282.2266 | 6250086.5583 | 6475077.1961 | 5845427.2203 | 5888445.1558 | 5397145.6918 | 5850046.0214 | 6397825.0471 | 5736899.0857 | 6072770.2533 | 5714643.7041 | 5856864.9132 | 5568209.3216 | 5585910.351
Hydro - Total
NETPOS - Net Position (MWh)
MEAN | 1378088.3069 | 1386186.4591 | 1394588.9374 | 1394127.6496 | 1389354.1414 | 1394494.2733 | 1390706.7344 | 1388980.5032 | 1394997.2558 | 1389811.1145 | 1390349.8899 | 1389322.191 | 1389124.9817 | 1400372.5468 | 1392415.4222 | 1389712.8441 | 1389062.1035 | 1393480.0293 | 1389477.8908 | 1395008.7975
P5 | 1240101.4541 | 1252812.717 | 1260016.9884 | 1272326.7891 | 1269349.7703 | 1253074.2664 | 1260762.8776 | 1271737.6309 | 1247449.7465 | 1266033.4069 | 1259815.8521 | 1267109.1062 | 1255200.4851 | 1264488.8578 | 1260229.3848 | 1246081.1393 | 1279543.8039 | 1272139.3192 | 1234825.6282 | 1271128.8056
P95 | 1507684.6898 | 1502637.3155 | 1520712.5165 | 1518215.7052 | 1509472.3378 | 1518517.4854 | 1534990.8067 | 1518126.8056 | 1508525.6212 | 1509441.6434 | 1526446.2666 | 1516665.0487 | 1522288.6046 | 1523589.8125 | 1529539.4529 | 1515944.2793 | 1517463.6327 | 1530792.5921 | 1538312.354 | 1512686.2039
NETREVENUE - Net Revenue $
MEAN | 21683100.5126 | 25250680.5591 | 25904266.2931 | 25037064.4514 | 24280209.0613 | 23191142.463 | 21972863.0902 | 20814320.4334 | 19661627.079 | 19724072.9276 | 19923404.348 | 20143777.4026 | 20302225.3824 | 20664304.8339 | 20746852.7463 | 20821470.9609 | 20990215.2027 | 21261910.7518 | 21380133.6278 | 21439028.1266
P5 | 14271946.1957 | 16102303.7363 | 15769405.6089 | 13190482.969 | 14119188.4297 | 13670361.5744 | 12553048.3249 | 13876752.113 | 12613023.748 | 13386109.4197 | 12557173.3745 | 12739324.7946 | 14176936.9496 | 13087323.8486 | 13891174.8813 | 13663808.3676 | 14636562.2584 | 13918697.3929 | 15163724.0889 | 14052340.7968
P95 | 29543048.6379 | 36390332.5735 | 38059859.9448 | 38985444.1075 | 36444187.601 | 32867988.075 | 33283192.4223 | 31627713.1135 | 32551319.2202 | 30120476.8646 | 29730480.1899 | 27138148.8085 | 29817180.5 | 33011093.5959 | 29286090.0481 | 30665556.0512 | 29005993.0108 | 29888903.6726 | 28788247.7649 | 28710988.1355
Load
NWE Load 2018 incl DSM and NEM main - with EPD
NETPOS - Net Position (MWh)
MEAN | -4305895.1237 | -4318823.4484 | -4326685.026 | -4325069.4344 | -4328448.5983 | -4346044.3931 | -4345491.325 | -4356957.1591 | -4377051.6905 | -4368033.6485 | -4391252.196 | -4406944.418 | -4426037.6014 | -4466380.1222 | -4472790.8426 | -4475223.5899 | -4493798.7808 | -4523889.982 | -4551354.151 | -4606232.9458
P5 | -4347041.75 | -4371715.55 | -4373883.3 | -4373932.615 | -4381967.455 | -4399829.105 | -4390101.425 | -4417059.14 | -4429302.36 | -4407763.42 | -4432433.99 | -4456359.94 | -4473831.17 | -4519381.04 | -4536320.995 | -4534338.125 | -4535771.245 | -4581666.305 | -4603504.45 | -4653136.185
P95 | -4259797.49 | -4275525.715 | -4276922.25 | -4269149.65 | -4280390.14 | -4303109.165 | -4294962.14 | -4306561.35 | -4332043.585 | -4316529.84 | -4338669.51 | -4357867 | -4381802.27 | -4416482.68 | -4422708.57 | -4427087.815 | -4448719.325 | -4472634.72 | -4499726.55 | -4561754.65
NETREVENUE - Net Revenue $
MEAN | -97335882.5105 | -108359377.094 | -110251178.4576 | -111788936.4439 | -114154361.5262 | -111142989.3527 | -107579917.1515 | -104447145.6157 | -101131233.4848 | -101524149.4042 | -102811254.4142 | -103952971.4804 | -105066530.8558 | -106687766.3493 | -107489682.5808 | -107976532.2363 | -108990311.505 | -110451306.3393 | -111698966.1355 | -113509887.3378
P5 | -123721890.2214 | -142049157.8749 | -148652123.2487 | -155722153.7376 | -152434599.8875 | -139320500.0389 | -137905025.521 | -139691226.1699 | -145620371.1926 | -132682963.2803 | -138066323.0358 | -131701513.7427 | -137179164.8151 | -148753005.7668 | -132895682.3406 | -138201416.7862 | -134618380.9084 | -138003261.1934 | -137938543.1056 | -139147221.1152
P95 | -73163989.9288 | -78020189.6696 | -78993810.5444 | -74811735.5269 | -83598906.2844 | -80784919.1054 | -77651259.8967 | -81677825.7786 | -76320836.5316 | -80160706.9605 | -79567221.4665 | -80024939.8249 | -85129413.5772 | -82346679.1524 | -83613227.7112 | -84055217.1373 | -88103202.2393 | -85702637.981 | -89404555.8516 | -87757930.6119
Load - Total
NETPOS - Net Position (MWh)
MEAN | -4305895.1237 | -4318823.4484 | -4326685.026 | -4325069.4344 | -4328448.5983 | -4346044.3931 | -4345491.325 | -4356957.1591 | -4377051.6905 | -4368033.6485 | -4391252.196 | -4406944.418 | -4426037.6014 | -4466380.1222 | -4472790.8426 | -4475223.5899 | -4493798.7808 | -4523889.982 | -4551354.151 | -4606232.9458
P5 | -4347041.75 | -4371715.55 | -4373883.3 | -4373932.615 | -4381967.455 | -4399829.105 | -4390101.425 | -4417059.14 | -4429302.36 | -4407763.42 | -4432433.99 | -4456359.94 | -4473831.17 | -4519381.04 | -4536320.995 | -4534338.125 | -4535771.245 | -4581666.305 | -4603504.45 | -4653136.185
P95 | -4259797.49 | -4275525.715 | -4276922.25 | -4269149.65 | -4280390.14 | -4303109.165 | -4294962.14 | -4306561.35 | -4332043.585 | -4316529.84 | -4338669.51 | -4357867 | -4381802.27 | -4416482.68 | -4422708.57 | -4427087.815 | -4448719.325 | -4472634.72 | -4499726.55 | -4561754.65
NETREVENUE - Net Revenue $
MEAN | -97335882.5105 | -108359377.094 | -110251178.4576 | -111788936.4439 | -114154361.5262 | -111142989.3527 | -107579917.1515 | -104447145.6157 | -101131233.4848 | -101524149.4042 | -102811254.4142 | -103952971.4804 | -105066530.8558 | -106687766.3493 | -107489682.5808 | -107976532.2363 | -108990311.505 | -110451306.3393 | -111698966.1355 | -113509887.3378
P5 | -123721890.2214 | -142049157.8749 | -148652123.2487 | -155722153.7376 | -152434599.8875 | -139320500.0389 | -137905025.521 | -139691226.1699 | -145620371.1926 | -132682963.2803 | -138066323.0358 | -131701513.7427 | -137179164.8151 | -148753005.7668 | -132895682.3406 | -138201416.7862 | -134618380.9084 | -138003261.1934 | -137938543.1056 | -139147221.1152
P95 | -73163989.9288 | -78020189.6696 | -78993810.5444 | -74811735.5269 | -83598906.2844 | -80784919.1054 | -77651259.8967 | -81677825.7786 | -76320836.5316 | -80160706.9605 | -79567221.4665 | -80024939.8249 | -85129413.5772 | -82346679.1524 | -83613227.7112 | -84055217.1373 | -88103202.2393 | -85702637.981 | -89404555.8516 | -87757930.6119
Physical Instrument
2018 Small QF - Aggregated Hydro Esc
NETPOS - Net Position (MWh)
MEAN | 54084.5874 | 54105.0501 | 54458.8515 | 54121.6085 | 54082.4366 | 41362.5781 | 24262.5698 | 24365.4994 | 24590.4969 | 24380.8677 | 24323.8357 | 24366.6887 | 24262.5698 | 3453.735
P5 | 54084.5874 | 54105.0501 | 54458.8515 | 54121.6085 | 54082.4366 | 41362.5781 | 24262.5698 | 24365.4994 | 24590.4969 | 24380.8677 | 24323.8357 | 24366.6887 | 24262.5698 | 3453.735
P95 | 54084.5874 | 54105.0501 | 54458.8515 | 54121.6085 | 54082.4366 | 41362.5781 | 24262.5698 | 24365.4994 | 24590.4969 | 24380.8677 | 24323.8357 | 24366.6887 | 24262.5698 | 3453.735
NETREVENUE - Net Revenue $
MEAN | -2889745.3527 | -2792817.0787 | -2791262.566 | -2799579.7321 | -2833578.1688 | -2239282.9741 | -1303090.4708 | -1327032.7033 | -1359884.455 | -1345225.1074 | -1338756.6502 | -1335607.0012 | -1327422.178 | -209958.8354
P5 | -3189951.7917 | -3144598.3052 | -3154794.1673 | -3240270.1432 | -3188444.0824 | -2497479.5981 | -1447874.0687 | -1445079.815 | -1487465.455 | -1460396.7138 | -1459704.2058 | -1446664.6337 | -1429454.3392 | -224412.5851
P95 | -2562629.2529 | -2377056.4786 | -2354387.9985 | -2310137.9406 | -2376190.3333 | -1999176.1417 | -1153324.5992 | -1165233.4261 | -1177017.9291 | -1178867.072 | -1179237.4096 | -1186448.0714 | -1190648.106 | -187236.1019
2018 Small QF - Aggregated Hydro Fixed
NETPOS - Net Position (MWh)
MEAN | 3836.4986 | 3701.7352 | 3262.0069 | 3253.405 | 3251.4477 | 3248.8775 | 3245.5879 | 3247.2202 | 3262.0069 | 3246.143 | 3247.8984 | 3248.2041 | 3245.5879 | 3263.9448 | 3253.405 | 3129.3255 | 3007.3031 | 3005.7875 | 143.917
P5 | 3836.4986 | 3701.7352 | 3262.0069 | 3253.405 | 3251.4477 | 3248.8775 | 3245.5879 | 3247.2202 | 3262.0069 | 3246.143 | 3247.8984 | 3248.2041 | 3245.5879 | 3263.9448 | 3253.405 | 3129.3255 | 3007.3031 | 3005.7875 | 143.917
P95 | 3836.4986 | 3701.7352 | 3262.0069 | 3253.405 | 3251.4477 | 3248.8775 | 3245.5879 | 3247.2202 | 3262.0069 | 3246.143 | 3247.8984 | 3248.2041 | 3245.5879 | 3263.9448 | 3253.405 | 3129.3255 | 3007.3031 | 3005.7875 | 143.917
NETREVENUE - Net Revenue $
MEAN | -173227.5537 | -159474.6298 | -139582.4643 | -140698.7165 | -142533.5299 | -145420.0412 | -147779.9112 | -150339.579 | -153955.4555 | -152501.7466 | -152258.3407 | -152053.3931 | -151396.7888 | -151917.6651 | -150843.4795 | -144690.5419 | -138773.8382 | -138444.8635 | -7564.9414
P5 | -194189.2771 | -183417.9067 | -161325.5369 | -166726.2992 | -163776.9086 | -165440.5498 | -167333.9895 | -166341.4601 | -171570.2223 | -166861.534 | -168184.5065 | -167865.5632 | -165523.7258 | -168081.3269 | -166502.1038 | -159927.0597 | -151179.9411 | -152594.319 | -8760.8533
P95 | -150550.1714 | -131432.355 | -113727.4989 | -111528.1841 | -115168.4674 | -126711.5895 | -126550.7298 | -125990.6137 | -126197.4834 | -132466.6352 | -128801.9782 | -133694.0829 | -131577.627 | -124980.2615 | -132384.1439 | -126003.7302 | -123163.9042 | -122186.4184 | -5841.3605
2018 Small QF - Aggregated Hydro Index
NETPOS - Net Position (MWh)
MEAN | 734.9829 | 735.8673 | 738.2234 | 259.8927
P5 | 734.9829 | 735.8673 | 738.2234 | 259.8927
P95 | 734.9829 | 735.8673 | 738.2234 | 259.8927
NETREVENUE - Net Revenue $
MEAN | -1984.1592 | -2092.1564 | -2058.054 | -852.871
P5 | -5871.0681 | -6794.0829 | -6837.6735 | -2998.9609
P95 | 2254.6997 | 3369.6072 | 3592.5398 | 2109.854
2018 Small QF - Aggregated Wind Fixed
NETPOS - Net Position (MWh)
MEAN | 16729.5969 | 16745.5078 | 16774.2617 | 16812.697 | 16722.9342 | 16738.1716 | 10498.6537 | 2971.5251 | 2979.0052 | 2960.9688 | 2974.3998 | 2969.9396 | 2971.1499 | 2983.3635 | 2986.0519 | 2972.9687 | 2974.3998 | 2972.6782 | 2971.5251 | 2979.0052
P5 | 16729.5969 | 16745.5078 | 16774.2617 | 16812.697 | 16722.9342 | 16738.1716 | 10498.6537 | 2971.5251 | 2979.0052 | 2960.9688 | 2974.3998 | 2969.9396 | 2971.1499 | 2983.3635 | 2986.0519 | 2972.9687 | 2974.3998 | 2972.6782 | 2971.5251 | 2979.0052
P95 | 16729.5969 | 16745.5078 | 16774.2617 | 16812.697 | 16722.9342 | 16738.1716 | 10498.6537 | 2971.5251 | 2979.0052 | 2960.9688 | 2974.3998 | 2969.9396 | 2971.1499 | 2983.3635 | 2986.0519 | 2972.9687 | 2974.3998 | 2972.6782 | 2971.5251 | 2979.0052
NETREVENUE - Net Revenue $
MEAN | -606111.366 | -558572.2421 | -553380.3751 | -566126.8804 | -570852.0234 | -585562.4494 | -390985.2683 | -107500.2707 | -110390.5078 | -109305.3351 | -109341.1916 | -108690.0804 | -108259.1876 | -108258.5261 | -107896.1718 | -107100.75 | -106786.2462 | -106245.3231 | -105817.8202 | -105770.3566
P5 | -695545.6499 | -677930.7724 | -674482.2667 | -706669.4739 | -685871.8315 | -699101.5147 | -463715.7219 | -123443.7664 | -127932.6028 | -124073.4982 | -125778.7742 | -125003.1212 | -122540.6946 | -125139.6245 | -123887.7955 | -123539.3498 | -121091.3903 | -122960.7636 | -120594.5088 | -122758.0509
P95 | -507584.7591 | -433907.063 | -407358.0167 | -398826.7141 | -427987.0231 | -471353.3741 | -320984.4469 | -83578.5243 | -79451.4383 | -88507.2084 | -85403.3783 | -89540.769 | -86466.4432 | -79685.0481 | -91282.939 | -87227.5575 | -89010.0067 | -87556.4616 | -88918.365 | -89629.2426
2018 Small QF - Aggregated Wind Index
NETPOS - Net Position (MWh)
MEAN | 5897.7821 | 5881.1942 | 5914.5358 | 5889.7186 | 5887.8978 | 5899.8445 | 5876.301 | 5879.1318 | 5914.5358 | 5871.8527 | 5887.0477 | 5897.7821 | 5876.301 | 5920.269 | 5889.7186 | 5887.8978 | 5887.0477 | 5878.3634 | 5879.1318 | 5914.5358
P5 | 5897.7821 | 5881.1942 | 5914.5358 | 5889.7186 | 5887.8978 | 5899.8445 | 5876.301 | 5879.1318 | 5914.5358 | 5871.8527 | 5887.0477 | 5897.7821 | 5876.301 | 5920.269 | 5889.7186 | 5887.8978 | 5887.0477 | 5878.3634 | 5879.1318 | 5914.5358
P95 | 5897.7821 | 5881.1942 | 5914.5358 | 5889.7186 | 5887.8978 | 5899.8445 | 5876.301 | 5879.1318 | 5914.5358 | 5871.8527 | 5887.0477 | 5897.7821 | 5876.301 | 5920.269 | 5889.7186 | 5887.8978 | 5887.0477 | 5878.3634 | 5879.1318 | 5914.5358
NETREVENUE - Net Revenue $
MEAN | -266928.9601 | -254802.2574 | -254184.106 | -256822.2028 | -259782.6181 | -265117.8713 | -268992.5535 | -273744.2125 | -280626.8229 | -277920.9602 | -277795.5058 | -277298.8085 | -275632.063 | -276948.2704 | -274713.8592 | -278434.1515 | -282114.636 | -285294.7772 | -289173.7772 | -294919.1181
P5 | -301165.3261 | -295309.1551 | -295160.2029 | -306543.452 | -299973.903 | -303646.5957 | -305817.6738 | -304670.9319 | -314146.3545 | -305561.863 | -307901.1393 | -307411.8298 | -302019.4983 | -308234.6543 | -304700.3172 | -307968.4601 | -308665.3679 | -315649.4288 | -316058.0116 | -326211.7028
P95 | -230575.3312 | -208337.4265 | -203070.1656 | -200827.5125 | -208603.1442 | -228274.684 | -230487.3138 | -227170.9464 | -226251.9097 | -237890.3526 | -232862.2319 | -242876.0999 | -236283.5095 | -223059.493 | -239195.3073 | -241262.5618 | -249850.7323 | -250467.9133 | -258134.4742 | -261749.27
Physical Instrument - Total
NETPOS - Net Position (MWh)
MEAN | 81283.4479 | 81169.3547 | 81147.8794 | 80337.3218 | 79944.7164 | 67249.4718 | 43883.1124 | 36463.3765 | 36746.0448 | 36459.8323 | 36433.1815 | 36482.6145 | 36355.6086 | 15621.3123 | 12129.1755 | 11990.192 | 11868.7506 | 11856.8291 | 8994.5739 | 8893.5411
P5 | 81283.4479 | 81169.3547 | 81147.8794 | 80337.3218 | 79944.7164 | 67249.4718 | 43883.1124 | 36463.3765 | 36746.0448 | 36459.8323 | 36433.1815 | 36482.6145 | 36355.6086 | 15621.3123 | 12129.1755 | 11990.192 | 11868.7506 | 11856.8291 | 8994.5739 | 8893.5411
P95 | 81283.4479 | 81169.3547 | 81147.8794 | 80337.3218 | 79944.7164 | 67249.4718 | 43883.1124 | 36463.3765 | 36746.0448 | 36459.8323 | 36433.1815 | 36482.6145 | 36355.6086 | 15621.3123 | 12129.1755 | 11990.192 | 11868.7506 | 11856.8291 | 8994.5739 | 8893.5411
NETREVENUE - Net Revenue $
MEAN | -3937997.3917 | -3767758.3643 | -3740467.5654 | -3764080.4029 | -3806746.3402 | -3235383.3361 | -2110848.2037 | -1858616.7654 | -1904857.2412 | -1884953.1493 | -1878151.6884 | -1873649.2832 | -1862710.2174 | -747083.297 | -533453.5105 | -530225.4435 | -527674.7203 | -529984.9638 | -402556.5388 | -400689.4747
P5 | -4388238.0079 | -4306066.8026 | -4297441.6549 | -4418031.5565 | -4336149.9722 | -3660922.7302 | -2373303.9652 | -2041863.1936 | -2104290.6948 | -2058522.8018 | -2060700.5222 | -2046343.6346 | -2018569.2543 | -825416.6967 | -594449.1482 | -591434.8697 | -580282.7178 | -590913.3881 | -445762.1968 | -449286.381
P95 | -3446614.9331 | -3148741.1777 | -3084177.4884 | -3005427.8216 | -3124565.6371 | -2825642.5002 | -1835605.826 | -1598855.3565 | -1608918.7604 | -1642836.4184 | -1627110.4309 | -1655590.8053 | -1647637.1305 | -616291.361 | -463123.8119 | -454493.8495 | -462024.6432 | -461082.7018 | -351443.7157 | -351417.4195
Transmission Line
NETREVENUE - Net Revenue $
MEAN | -23967180.0451 | -19637299.392 | -20128387.8497 | -6103131.3625 | -2468449.601 | -2100937.1499 | -3213618.8811 | -3893954.2168 | -5489221.1016 | -5751862.2101 | -7811966.4339 | -8098599.8961 | -8615400.4222 | -9187668.3698 | -9436049.8851 | -10413886.265 | -13715104.4392 | -15086774.7171 | -16723517.2037 | -18324402.3281
P5 | -30748529.6658 | -24823968.131 | -25609535.1417 | -8108679.3389 | -3680815.7092 | -2786208.8126 | -4331272.1067 | -5011337.4912 | -7264470.4539 | -7265386.3866 | -9772901.389 | -9796493.774 | -10345545.4743 | -10996548.2191 | -11272135.125 | -12414594.1003 | -15570727.3516 | -17391970.2439 | -18954817.7046 | -20497726.2752
P95 | -19181456.4983 | -14806385.7686 | -15455781.5072 | -4408246.5476 | -1368310.0951 | -1366974.7636 | -2272635.1829 | -2738070.2789 | -3501928.7175 | -4306880.5839 | -5738130.2595 | -6663698.843 | -6979863.0328 | -7249901.1858 | -7626193.46 | -8270337.4668 | -11981867.9425 | -12845914.3881 | -14499690.8916 | -16234801.3209
Wind Asset
15597: New 2022JAN IRP Wind - GF #1
NETPOS - Net Position (MWh)
MEAN |  |  |  | 216039.9933 | 215226.9584 | 215842.5038 | 214817.8021 | 214727.5925 | 215649.1827 | 214594.6901 | 215712.8206 | 215648.5474 | 214900.635 | 216170.7477 | 215868.9026 | 215083.2673 | 216041.0239 | 214973.2598 | 214773.8952 | 215257.8132
P5 |  |  |  | 189980.5551 | 194350.7782 | 192093.6785 | 193337.1065 | 190504.3799 | 193126.7433 | 194729.8013 | 191382.9261 | 196193.9488 | 190940.7719 | 191962.1077 | 193080.7513 | 192660.7576 | 191852.0878 | 190020.9845 | 186279.6903 | 194811.9712
P95 |  |  |  | 240678.6761 | 237852.7343 | 241966.6153 | 238982.1556 | 240087.8556 | 238962.3105 | 241080.1774 | 237574.8137 | 240805.9249 | 241169.0246 | 242033.809 | 239384.1506 | 238124.7455 | 240978.4003 | 241502.1161 | 241498.6575 | 237020.4249
NETREVENUE - Net Revenue $
MEAN |  | -158.902 | -164.7506 | 3949911.1137 | 3864988.8616 | 3709306.2295 | 3532644.5747 | 3349880.7573 | 3167464.1757 | 3180856.8837 | 3240581.21 | 3272026.4699 | 3272927.6791 | 3341896.4862 | 3355323.1117 | 3361498.5326 | 3394643.7411 | 3422267.5944 | 3432626.3747 | 3479217.5969
P5 |  | -158.902 | -164.7506 | 2211401.5184 | 2176047.0957 | 2352216.4205 | 1990343.1816 | 2139628.4465 | 1803554.1093 | 2106195.0491 | 1989309.6721 | 2039713.422 | 2210363.8972 | 2110357.7544 | 2093358.0999 | 2250283.2071 | 2328947.9588 | 2229549.624 | 2343422.5835 | 2201053.7878
P95 |  | -158.902 | -164.7506 | 6068273.0348 | 5735459.8745 | 5378618.0466 | 5277821.951 | 5126015.5535 | 5012069.9039 | 4701296.593 | 4802662.6449 | 4738898.2389 | 4792489.5156 | 5395716.3207 | 4851513.3127 | 4824124.4167 | 4611623.9193 | 4910519.536 | 4932295.2282 | 4937199.4349
15597: New 2022JAN IRP Wind - GF #2
NETPOS - Net Position (MWh)
MEAN |  |  |  | 216039.9933 | 215226.9584 | 215842.5038 | 214817.8021 | 214727.5925 | 215649.1827 | 214594.6901 | 215712.8206 | 215648.5474 | 214900.635 | 216170.7477 | 215868.9026 | 215083.2673 | 216041.0239 | 214973.2598 | 214773.8952 | 215257.8132
P5 |  |  |  | 189980.5551 | 194350.7782 | 192093.6785 | 193337.1065 | 190504.3799 | 193126.7433 | 194729.8013 | 191382.9261 | 196193.9488 | 190940.7719 | 191962.1077 | 193080.7513 | 192660.7576 | 191852.0878 | 190020.9845 | 186279.6903 | 194811.9712
P95 |  |  |  | 240678.6761 | 237852.7343 | 241966.6153 | 238982.1556 | 240087.8556 | 238962.3105 | 241080.1774 | 237574.8137 | 240805.9249 | 241169.0246 | 242033.809 | 239384.1506 | 238124.7455 | 240978.4003 | 241502.1161 | 241498.6575 | 237020.4249
NETREVENUE - Net Revenue $
MEAN |  | -158.902 | -164.7506 | 3949911.1137 | 3864988.8616 | 3709306.2295 | 3532644.5747 | 3349880.7573 | 3167464.1757 | 3180856.8837 | 3240581.21 | 3272026.4699 | 3272927.6791 | 3341896.4862 | 3355323.1117 | 3361498.5326 | 3394643.7411 | 3422267.5944 | 3432626.3747 | 3479217.5969
P5 |  | -158.902 | -164.7506 | 2211401.5184 | 2176047.0957 | 2352216.4205 | 1990343.1816 | 2139628.4465 | 1803554.1093 | 2106195.0491 | 1989309.6721 | 2039713.422 | 2210363.8972 | 2110357.7544 | 2093358.0999 | 2250283.2071 | 2328947.9588 | 2229549.624 | 2343422.5835 | 2201053.7878
P95 |  | -158.902 | -164.7506 | 6068273.0348 | 5735459.8745 | 5378618.0466 | 5277821.951 | 5126015.5535 | 5012069.9039 | 4701296.593 | 4802662.6449 | 4738898.2389 | 4792489.5156 | 5395716.3207 | 4851513.3127 | 4824124.4167 | 4611623.9193 | 4910519.536 | 4932295.2282 | 4937199.4349
IRP 2018 71 Ranch Wind
NETPOS - Net Position (MWh)
MEAN | 6362.5464 | 6417.5454 | 6390.2959 | 6426.1844 | 6408.2831 | 6400.4102 | 6394.8626 | 6392.2296 | 6388.3272 | 6389.2033 | 6381.6853 | 6399.8057 | 6379.0683 | 6428.8953 | 6398.9655 | 6393.6042 | 6394.6108 | 6425.9951 | 6400.8462 | 6395.7996
P5 | 5854.0201 | 5912.8241 | 5873.986 | 5966.2403 | 5886.2517 | 5922.4469 | 5913.2563 | 5806.0162 | 5832.6029 | 5849.2837 | 5859.1104 | 5768.3666 | 5839.0299 | 5952.0259 | 5901.145 | 5896.5398 | 5761.516 | 5924.349 | 5839.3324 | 5929.8826
P95 | 6935.3675 | 6860.9021 | 6906.0852 | 6888.9009 | 6954.5584 | 6882.8482 | 6915.8824 | 6836.0847 | 6837.5873 | 6951.0077 | 7155.7417 | 6930.9221 | 6957.4194 | 6936.9638 | 6929.6499 | 6929.7836 | 7020.5863 | 6878.7838 | 6928.1797 | 6915.5488
NETREVENUE - Net Revenue $
MEAN | -242668.8102 | -226174.8871 | -222631.2539 | -229474.3158 | -230592.0513 | -235595.8116 | -240392.0476 | -245445.0475 | -251392.7371 | -250654.7017 | -249178.4757 | -248701.1226 | -247150.5537 | -247838.1245 | -245832.4767 | -244689.0487 | -244679.3692 | -244599.246 | -242555.2546 | -241623.2564
P5 | -283162.1197 | -279595.7859 | -275460.2046 | -293472.7151 | -286757.749 | -275921.5983 | -291837.2482 | -287241.4133 | -294487.9005 | -291113.0481 | -296348.7971 | -294828.3371 | -291581.4478 | -294549.9006 | -285580.1025 | -291626.5543 | -285068.4418 | -289579.1453 | -281826.0962 | -280735.8671
P95 | -204488.2492 | -174182.4827 | -165884.156 | -156182.2448 | -170909.1545 | -188010.4094 | -197314.572 | -189832.2107 | -189783.0603 | -198790.3107 | -190363.2432 | -200148.2417 | -197416.4392 | -189041.1755 | -205812.4017 | -198868.2149 | -197113.8494 | -200001.365 | -200756.0785 | -198297.9935
IRP 2018 Big Timber Wind
NETPOS - Net Position (MWh)
MEAN | 51201.9375 | 51552.0285 | 51370.2056 | 51590.5062 | 51384.5054 | 51602.6252 | 51330.7534 | 51451.7936 | 51345.914 | 51406.6886 | 51595.873 | 51332.2699 | 51331.1766 | 51701.464 | 51479.8067 | 51482.1463 | 51512.2337 | 51562.1275 | 51283.0812 | 51465.1547
P5 | 46612.2737 | 47033.9851 | 47228.6398 | 47534.385 | 47365.4744 | 47683.3736 | 47847.5242 | 47712.9867 | 47454.3069 | 47236.6008 | 46741.7307 | 46570.1387 | 47235.7414 | 47985.3362 | 47497.5772 | 47132.6964 | 47510.9821 | 47471.8055 | 47033.994 | 47398.5609
P95 | 57005.7691 | 55746.9988 | 55181.8214 | 55884.1723 | 55614.1862 | 56282.114 | 56254.8057 | 55237.3921 | 55356.4441 | 55457.8612 | 56471.1138 | 55926.3719 | 55890.9544 | 55702.0687 | 55821.6938 | 55849.5875 | 55932.9007 | 56027.4151 | 55763.1781 | 56016.635
NETREVENUE - Net Revenue $
MEAN | -1507725.4414 | -1380593.3119 | -1361190.2566 | -1406772.0037 | -1413649.4811 | -1460141.5473 | -1496261.096 | -1538813.2396 | -1582303.7968 | -1578580.343 | -1574687.0065 | -1558984.6699 | -1549227.0387 | -1552746.0126 | -1543739.6093 | -1533492.7517 | -1533110.4946 | -1524408.358 | -1511490.0498 | -1512921.2906
P5 | -1873565.0159 | -1783665.8653 | -1773742.2013 | -1892209.7447 | -1776567.8425 | -1858742.3921 | -1863965.9329 | -1857355.234 | -1927297.2977 | -1871760.5188 | -1897077.879 | -1876663.1404 | -1820203.8675 | -1946010.9666 | -1833936.6409 | -1832930.8972 | -1830986.1716 | -1857755.329 | -1782788.477 | -1846906.8192
P95 | -1192952.3906 | -1004903.1164 | -897939.4155 | -870406.8703 | -964828.7369 | -1118959.8247 | -1137579.2432 | -1121566.2467 | -1047421.675 | -1199186.4783 | -1166967.0337 | -1171589.3605 | -1120928.5499 | -1081614.1549 | -1216918.9205 | -1207970.4142 | -1172493.296 | -1190864.1505 | -1175925.0855 | -1203603.4902
IRP 2018 Crazy Mountain
NETPOS - Net Position (MWh)
MEAN |  | 156473.4362 | 155650.3113 | 155922.3726 | 155138.741 | 156509.6665 | 154708.9003 | 154735.37 | 155535.3844 | 155714.8407 | 155275.4141 | 155456.483 | 155159.5371 | 156975.6059 | 155631.6365 | 154989.0085 | 155635.8462 | 156547.5306 | 154915.118 | 155161.1426
P5 |  | 144548.8752 | 142468.8582 | 142833.1726 | 142417.9913 | 142788.3734 | 140636.7312 | 139561.7475 | 142332.3417 | 142161.0129 | 140339.7023 | 143099.3411 | 141376.2901 | 143196.3405 | 140819.8478 | 143909.0438 | 141124.8816 | 142307.0151 | 142361.8798 | 142677.1352
P95 |  | 170326.9781 | 170729.5526 | 168842.5499 | 168504.671 | 171727.2784 | 169193.5511 | 168991.9596 | 172253.5794 | 173107.7222 | 173039.5258 | 170190.5563 | 172020.6625 | 172496.4125 | 167969.1518 | 170180.6765 | 170076.7292 | 171267.2104 | 169630.4709 | 167876.9979
NETREVENUE - Net Revenue $
MEAN |  | -2913978.12 | -2841872.1294 | -2977076.6601 | -3015217.1011 | -3171000.2098 | -3249479.2626 | -3372771.8627 | -3525067.2025 | -3505935.8719 | -3463981.0864 | -3451273.5651 | -3433946.1515 | -3436892.0327 | -3396413.0915 | -3358001.7785 | -3365735.9721 | -3348096.0935 | -3303911.9915 | -3287632.8326
P5 |  | -4120240.3213 | -4114759.5213 | -4415503.4132 | -4166302.519 | -4235021.8283 | -4342986.3306 | -4397538.4544 | -4502959.727 | -4417953.2709 | -4569838.9315 | -4402612.9743 | -4375922.2869 | -4517908.5755 | -4330991.2349 | -4210037.6156 | -4364536.0288 | -4296937.4599 | -4266347.0133 | -4237646.2827
P95 |  | -1648018.2119 | -1444364.135 | -1367302.0347 | -1678315.8337 | -2006689.4742 | -2076193.316 | -2043979.2799 | -1859039.5125 | -2372712.9735 | -2177333.896 | -2370255.8961 | -2211769.5575 | -2105793.8546 | -2510662.8089 | -2315608.5322 | -2270063.8548 | -2352200.2503 | -2395840.5653 | -2361312.7388
IRP 2018 DA Wind
NETPOS - Net Position (MWh)
MEAN | 6362.5464 | 6417.5454 | 6390.2959 | 6426.1844 | 6408.2831 | 6400.4102 | 6394.8626 | 6392.2296 | 6388.3272 | 6389.2033 | 6381.6853 | 6399.8057 | 6379.0683 | 6428.8953 | 6398.9655 | 6393.6042 | 6394.6108 | 6425.9951 | 6400.8462 | 6395.7996
P5 | 5854.0201 | 5912.8241 | 5873.986 | 5966.2403 | 5886.2517 | 5922.4469 | 5913.2563 | 5806.0162 | 5832.6029 | 5849.2837 | 5859.1104 | 5768.3666 | 5839.0299 | 5952.0259 | 5901.145 | 5896.5398 | 5761.516 | 5924.349 | 5839.3324 | 5929.8826
P95 | 6935.3675 | 6860.9021 | 6906.0852 | 6888.9009 | 6954.5584 | 6882.8482 | 6915.8824 | 6836.0847 | 6837.5873 | 6951.0077 | 7155.7417 | 6930.9221 | 6957.4194 | 6936.9638 | 6929.6499 | 6929.7836 | 7020.5863 | 6878.7838 | 6928.1797 | 6915.5488
NETREVENUE - Net Revenue $
MEAN | -242668.8102 | -226174.8871 | -222631.2539 | -229474.3158 | -230592.0513 | -235595.8116 | -240392.0476 | -245445.0475 | -251392.7371 | -250654.7017 | -249178.4757 | -248701.1226 | -247150.5537 | -247838.1245 | -245832.4767 | -244689.0487 | -244679.3692 | -244599.246 | -242555.2546 | -241623.2564
P5 | -283162.1197 | -279595.7859 | -275460.2046 | -293472.7151 | -286757.749 | -275921.5983 | -291837.2482 | -287241.4133 | -294487.9005 | -291113.0481 | -296348.7971 | -294828.3371 | -291581.4478 | -294549.9006 | -285580.1025 | -291626.5543 | -285068.4418 | -289579.1453 | -281826.0962 | -280735.8671
P95 | -204488.2492 | -174182.4827 | -165884.156 | -156182.2448 | -170909.1545 | -188010.4094 | -197314.572 | -189832.2107 | -189783.0603 | -198790.3107 | -190363.2432 | -200148.2417 | -197416.4392 | -189041.1755 | -205812.4017 | -198868.2149 | -197113.8494 | -200001.365 | -200756.0785 | -198297.9935
IRP 2018 Fairfield
NETPOS - Net Position (MWh)
MEAN | 17157.306 | 17341.5294 | 17263.7706 | 17311.7377 | 17197.0769 | 17370.0105 | 17219.5278 | 17266.1341 | 17237.5562 | 17231.4574 | 17269.7481 | 17195.1743 | 17220.6268 | 17404.9509 | 17279.4079
P5 | 15478.9957 | 15675.2885 | 15558.9599 | 15819.9079 | 15499.0118 | 15676.6074 | 15401.9385 | 15768.7254 | 15162.6709 | 15478.3683 | 15368.8341 | 14415.2945 | 15051.1372 | 15553.8122 | 15602.5641
P95 | 18744.5838 | 18878.2169 | 18701.8242 | 19023.2354 | 18936.9486 | 19100.9041 | 18988.4497 | 19032.4952 | 18686.3467 | 18816.1009 | 19165.398 | 19036.7717 | 19437.2882 | 19329.1695 | 18855.5016
NETREVENUE - Net Revenue $
MEAN | -802912.1533 | -761961.5562 | -752741.8796 | -766993.9062 | -766830.763 | -788677.1202 | -795821.3993 | -811345.2807 | -826670.4363 | -823651.4978 | -821776.8773 | -816631.8607 | -814381.3439 | -820781.3045 | -813598.724
P5 | -918403.3981 | -927134.5341 | -924794.6203 | -911399.2789 | -911043.1542 | -924120.1747 | -926008.3748 | -936366.0535 | -963902.3943 | -950233.9108 | -939318.8382 | -968789.0631 | -956496.1133 | -971982.5392 | -930690.6713
P95 | -682689.4384 | -631089.3515 | -591989.4853 | -579138.3587 | -597190.7656 | -657703.668 | -657718.6632 | -679811.9514 | -641479.6565 | -671633.9022 | -660054.3145 | -636234.0299 | -662112.3066 | -629405.0685 | -684930.4434
IRP 2018 Gordon Butte
NETPOS - Net Position (MWh)
MEAN | 22288.1063 | 22484.376 | 22401.398 | 22441.05 | 22341.9172 | 22504.5129 | 22339.5099 | 22391.2436 | 22353.3802 | 22371.6599 | 22428.4095 | 22330.7912 | 22349.0005 | 22539.7955 | 22431.8504 | 22392.7715 | 22424.4032 | 6780.2404
P5 | 20237.6436 | 20901.8163 | 20691.1819 | 21006.9695 | 20454.4877 | 20909.0355 | 20653.3802 | 20618.5472 | 20467.9126 | 20662.6608 | 20355.4776 | 19948.2754 | 20069.5081 | 20638.1988 | 20845.1922 | 20626.4425 | 20564.7632 | 6079.2199
P95 | 24228.2398 | 24212.5208 | 24117.7501 | 24348.013 | 24066.6134 | 24345.6539 | 24368.4162 | 24526.3423 | 24189.6036 | 24308.6049 | 24494.2176 | 24362.06 | 24537.8649 | 24864.4161 | 24394.7653 | 24273.9673 | 24140.2202 | 7629.8989
NETREVENUE - Net Revenue $
MEAN | -1180821.3894 | -1126998.2717 | -1116337.2728 | -1136163.8053 | -1136994.5996 | -1163580.9752 | -1173353.1622 | -1193128.8133 | -1211894.2644 | -1210338.8246 | -1209030.624 | -1200677.5811 | -1197730.3788 | -1204784.8759 | -1197385.5052 | -1190600.9226 | -1190910.5715 | -353575.0454
P5 | -1340766.975 | -1325761.1502 | -1321377.3547 | -1360808.7893 | -1336115.5709 | -1357414.1716 | -1378023.5538 | -1358187.7798 | -1377108.2029 | -1363075.1077 | -1370943.9979 | -1378685.8568 | -1379340.0624 | -1393086.755 | -1369675.3411 | -1339259.1294 | -1325208.4528 | -425416.4424
P95 | -1015423.1153 | -949984.1363 | -909421.4539 | -892852.8692 | -933324.0288 | -981286.2331 | -1000904.904 | -1016081.7317 | -965097.0913 | -1010241.4932 | -988111.0359 | -979222.1812 | -1003752.4687 | -970744.1115 | -1055377.4482 | -1035130.2212 | -1048024.3697 | -282501.4731
IRP 2018 Greenfield
NETPOS - Net Position (MWh)
MEAN | 44011.3105 | 44187.8268 | 44089.7149 | 44206.8441 | 43943.7355 | 44292.8651 | 44086.602 | 44167.8423 | 44042.706 | 43936.7646 | 44277.4063 | 44118.2705 | 44093.4784 | 44204.626 | 44155.6465 | 44083.8736 | 44182.7172 | 44087.184 | 43968.8327 | 44134.3432
P5 | 39527.0011 | 39944.461 | 39142.8561 | 40525.877 | 39367.7697 | 40319.3444 | 40262.2024 | 40272.2211 | 39654.3605 | 39325.2972 | 39514.1311 | 38031.7125 | 39865.4786 | 39859.9025 | 40443.872 | 39857.3934 | 39899.026 | 39882.0781 | 39291.1182 | 40314.6973
P95 | 48969.3174 | 48517.3289 | 47917.0199 | 48613.4034 | 48233.667 | 48296.3172 | 48189.5826 | 48859.1572 | 48084.6612 | 48201.2164 | 48870.278 | 48628.32 | 48430.1286 | 49302.5545 | 48579.2835 | 48040.2701 | 48552.4113 | 48237.5078 | 49026.4829 | 48460.8111
NETREVENUE - Net Revenue $
MEAN | -1686328.5822 | -1565413.602 | -1549320.8383 | -1584539.1273 | -1589996.6755 | -1638121.0966 | -1668671.8415 | -1705410.9504 | -1741383.9431 | -1732500.2672 | -1737726.9905 | -1725995.4607 | -1717523.9889 | -1715537.5166 | -1711581.6078 | -1699784.6563 | -1701504.1509 | -1691366.0549 | -1683102.0748 | -1683681.2889
P5 | -2018246.1643 | -1923603.0811 | -1923317.8564 | -1998638.8944 | -1914745.0451 | -2013649.5018 | -2018607.2453 | -2043975.974 | -2060753.5068 | -2033071.9614 | -2053359.5346 | -2061846.7951 | -2015449.7558 | -2080220.768 | -1982065.6545 | -1985771.2647 | -1963632.4511 | -2061027.2548 | -1945437.4435 | -1973243.0038
P95 | -1360249.8617 | -1228229.8583 | -1161749.2486 | -1115948.1608 | -1210495.3233 | -1307104.8732 | -1334808.4583 | -1394065.2144 | -1319010.9515 | -1373342.8839 | -1360844.4519 | -1345029.4147 | -1330519.7416 | -1314837.1007 | -1458283.1527 | -1410650.2425 | -1375161.5624 | -1394053.3472 | -1358669.0589 | -1379857.9376
IRP 2018 Judith Gap
NETPOS - Net Position (MWh)
MEAN | 274007.9638 | 276132.2113 | 275092.1042 | 275712.2326 | 274485.2934 | 276660.8309 | 274988.4929 | 275727.4548
P5 | 247482.2638 | 255856.9007 | 245927.408 | 254508.3625 | 245725.6711 | 253815.0135 | 251301.568 | 252126.0482
P95 | 300371.4925 | 297398.1356 | 297029.9507 | 300738.4192 | 295352.8942 | 299704.5796 | 300767.9911 | 304009.3601
NETREVENUE - Net Revenue $
MEAN | -1625006.621 | -856771.9042 | -762875.5619 | -977890.466 | -1049485.1015 | -1283049.462 | -1494568.3095 | -1708728.298
P5 | -3168947.9625 | -2931668.3027 | -2817058.0334 | -3428828.8881 | -2923321.8137 | -3275157.2389 | -3405892.2925 | -3243069.044
P95 | -41509.1683 | 1297748.0685 | 1883976.5365 | 1928637.9292 | 1272750.4924 | 627012.1294 | 428023.7509 | 445377.2729
IRP 2018 Musselshell 1
NETPOS - Net Position (MWh)
MEAN | 14651.7617 | 14865.5678 | 14739.3136 | 14798.7275 | 14693.4057 | 14889.3639 | 14733.4548 | 14773.6948 | 14730.9495 | 14761.6983 | 14753.7738 | 14690.8719 | 14723.6422 | 14895.3655 | 14760.7884 | 14721.1283 | 14744.1013 | 4836.043
P5 | 13052.2955 | 13647.5671 | 13293.4123 | 13446.2296 | 12922.4287 | 13411.8477 | 13173.1689 | 13451.359 | 13217.8104 | 13296.5198 | 13124.7896 | 12700.3123 | 12942.5869 | 13408.581 | 13612.2679 | 13262.5761 | 13344.1381 | 4146.8376
P95 | 16102.8843 | 16160.2554 | 16036.0993 | 16521.7079 | 16111.5473 | 16471.5561 | 16333.3285 | 16392.6036 | 16087.1078 | 16130.8308 | 16572.136 | 16231.9029 | 16471.9915 | 16276.5631 | 16201.1701 | 16333.0306 | 16175.568 | 5573.8269
NETREVENUE - Net Revenue $
MEAN | -781824.5854 | -751078.2323 | -739513.418 | -752784.742 | -751480.18 | -773291.5105 | -777237.7694 | -790178.8345 | -802322.2215 | -801871.9005 | -798340.036 | -792765.8806 | -791745.2243 | -798924.0962 | -791142.2007 | -785501.3585 | -786199.4272 | -256544.4214
P5 | -905157.1548 | -892343.7212 | -867139.8161 | -888059.4623 | -877656.6012 | -892220.3807 | -909482.4652 | -903159.1125 | -925610.2732 | -918214.5308 | -922958.1816 | -914448.103 | -915542.2933 | -919411.5181 | -912871.9669 | -887679.1007 | -900352.6207 | -312093.6417
P95 | -659637.3591 | -635777.2577 | -588962.4497 | -589599.8835 | -604092.5989 | -651179.4199 | -644636.8983 | -680048.232 | -635980.1384 | -664460.073 | -646405.2162 | -637331.8866 | -656452.1998 | -631948.3275 | -683155.5684 | -684710.4431 | -662539.3476 | -205372.9017
IRP 2018 Musselshell 2
NETPOS - Net Position (MWh)
MEAN | 16985.4476 | 17130.3467 | 17090.5604 | 17142.5429 | 17027.3729 | 17161.15 | 17069.4814 | 17108.887 | 17077.2582 | 17023.0705 | 17100.4548 | 17032.9715 | 17064.181 | 17173.0054 | 17112.9187 | 17064.1954 | 17089.7432 | 5364.1641
P5 | 15273.8475 | 15821.3696 | 15530.6259 | 15660.5436 | 15025.4502 | 15502.2079 | 15606.1963 | 15600.5905 | 15367.5031 | 15364.201 | 15357.2442 | 14878.6909 | 15182.2099 | 15487.6979 | 15864.486 | 15579.4978 | 15599.1293 | 4668.1
P95 | 18744.1048 | 18523.1286 | 18451.0344 | 18986.8371 | 18604.2832 | 18793.2663 | 18650.854 | 18898.4983 | 18541.4302 | 18531.1376 | 18868.9744 | 18800.3036 | 18966.1693 | 18551.5796 | 18689.3041 | 18757.9883 | 18537.0629 | 6115.776
NETREVENUE - Net Revenue $
MEAN | -905487.3048 | -864331.4146 | -856175.5286 | -870458.3114 | -869890.4921 | -890186.8537 | -899317.3609 | -914073.8144 | -928762.2886 | -923312.352 | -923884.5512 | -917682.0669 | -916343.7667 | -919585.2766 | -915577.8057 | -909316.3865 | -909873.2287 | -284537.9631
P5 | -1037855.1943 | -1011445.7628 | -994421.6398 | -1029848.7725 | -1009878.1905 | -1031253.6245 | -1051867.6653 | -1045242.2195 | -1064751.9922 | -1047308.8891 | -1053190.083 | -1052578.7596 | -1066873.8238 | -1048784.207 | -1038777.8193 | -1029205.6492 | -1041611.797 | -341313.4432
P95 | -764449.3957 | -734678.8187 | -683711.4449 | -693333.4078 | -695107.9604 | -747421.0929 | -751240.7647 | -774109.0731 | -730216.6082 | -783720.1059 | -746127.1482 | -742824.8455 | -757913.4615 | -742797.9231 | -792898.4696 | -785597.6111 | -769607.0703 | -229628.5401
IRP 2018 Oversight Wind
NETPOS - Net Position (MWh)
MEAN | 6362.5464 | 6417.5454 | 6390.2959 | 6426.1844 | 6408.2831 | 6400.4102 | 6394.8626 | 6392.2296 | 6388.3272 | 6389.2033 | 6381.6853 | 6399.8057 | 6379.0683 | 6428.8953 | 6398.9655 | 6393.6042 | 6394.6108 | 6425.9951 | 6400.8462 | 6395.7996
P5 | 5854.0201 | 5912.8241 | 5873.986 | 5966.2403 | 5886.2517 | 5922.4469 | 5913.2563 | 5806.0162 | 5832.6029 | 5849.2837 | 5859.1104 | 5768.3666 | 5839.0299 | 5952.0259 | 5901.145 | 5896.5398 | 5761.516 | 5924.349 | 5839.3324 | 5929.8826
P95 | 6935.3675 | 6860.9021 | 6906.0852 | 6888.9009 | 6954.5584 | 6882.8482 | 6915.8824 | 6836.0847 | 6837.5873 | 6951.0077 | 7155.7417 | 6930.9221 | 6957.4194 | 6936.9638 | 6929.6499 | 6929.7836 | 7020.5863 | 6878.7838 | 6928.1797 | 6915.5488
NETREVENUE - Net Revenue $
MEAN | -242668.8102 | -226174.8871 | -222631.2539 | -229474.3158 | -230592.0513 | -235595.8116 | -240392.0476 | -245445.0475 | -251392.7371 | -250654.7017 | -249178.4757 | -248701.1226 | -247150.5537 | -247838.1245 | -245832.4767 | -244689.0487 | -244679.3692 | -244599.246 | -242555.2546 | -241623.2564
P5 | -283162.1197 | -279595.7859 | -275460.2046 | -293472.7151 | -286757.749 | -275921.5983 | -291837.2482 | -287241.4133 | -294487.9005 | -291113.0481 | -296348.7971 | -294828.3371 | -291581.4478 | -294549.9006 | -285580.1025 | -291626.5543 | -285068.4418 | -289579.1453 | -281826.0962 | -280735.8671
P95 | -204488.2492 | -174182.4827 | -165884.156 | -156182.2448 | -170909.1545 | -188010.4094 | -197314.572 | -189832.2107 | -189783.0603 | -198790.3107 | -190363.2432 | -200148.2417 | -197416.4392 | -189041.1755 | -205812.4017 | -198868.2149 | -197113.8494 | -200001.365 | -200756.0785 | -198297.9935
IRP 2018 South Peak Wind 80 MW
NETPOS - Net Position (MWh)
MEAN | 21756.5176 | 177080.3405 | 175776.2928 | 176594.5753 | 175324.3488 | 177161.8246 | 175785.284 | 176098.3967 | 175606.8227 | 175912.951 | 176292.1107 | 175617.9505 | 175743.136 | 177101.503 | 176445.952 | 154100.5396
P5 | 18435.0468 | 164554.2675 | 161540.8609 | 165315.897 | 161226.906 | 165706.3458 | 163000.6719 | 162413.3593 | 163442.7491 | 161441.9612 | 161725.2789 | 157332.0763 | 162498.2731 | 163377.9612 | 165295.8484 | 141522.7516
P95 | 25676.7299 | 191666.6464 | 186644.2371 | 192343.9703 | 188431.1692 | 190213.9585 | 193283.1028 | 190440.1487 | 189143.2586 | 190757.9192 | 191807.5994 | 193083.466 | 191722.463 | 194737.4424 | 192701.6051 | 168852.7533
NETREVENUE - Net Revenue $
MEAN | -21280.7691 | -577396.9872 | -530308.2982 | -673880.0604 | -712274.0746 | -860937.6235 | -1003499.2172 | -1139945.2537 | -1291687.2457 | -1281360.8871 | -1245401.9906 | -1217434.1311 | -1187769.8175 | -1169809.6977 | -1147834.4896 | -1130349.8535
P5 | -167723.7674 | -1892309.1825 | -1865887.5903 | -2259613.442 | -1907635.3834 | -2074787.3736 | -2185569.1613 | -2210884.7268 | -2379658.5266 | -2231149.5682 | -2185465.9425 | -2238651.2271 | -2037141.7632 | -2269479.6038 | -2106668.8123 | -1948888.8254
P95 | 155955.4074 | 844556.121 | 1114181.233 | 1181631.2173 | 808128.0981 | 393353.1081 | 241769.2493 | 258667.7978 | 402412.2945 | -145903.7592 | 98927.1095 | -28980.4152 | 235770.9998 | 567920.1597 | -141191.1639 | -118870.6786
IRP 2018 Spion Kop
NETPOS - Net Position (MWh)
MEAN | 76887.3714 | 77497.3933 | 77310.1734 | 77543.5575 | 77099.5397 | 77573.7055 | 77169.2691 | 77349.4785 | 77237.8277 | 76981.3417 | 77427.4253 | 77070.1371 | 77173.4929 | 77710.4151 | 77413.8051 | 77251.8989 | 77388.4614 | 77522.0704 | 77039.3662 | 77370.1505
P5 | 69491.0242 | 70969.0132 | 70244.4764 | 71870.5631 | 70557.3818 | 70803.3366 | 70243.5234 | 70769.3261 | 69497.3382 | 70113.5233 | 69450.6915 | 67628.5478 | 69469.4072 | 70510.3743 | 71359.2807 | 70340.7458 | 70629.6341 | 71803.3 | 68488.5376 | 70259.3844
P95 | 84262.0484 | 84607.7733 | 83255.3709 | 85316.4124 | 84462.876 | 85403.8792 | 85221.7637 | 86524.2461 | 84011.971 | 85104.4035 | 85206.2052 | 85213.4935 | 85823.199 | 85394.8584 | 84750.6186 | 84772.6394 | 83881.2347 | 85498.0649 | 85393.9876 | 84675.2817
NETREVENUE - Net Revenue $
MEAN | 1239478.307 | 1464079.7209 | 1486042.1367 | 1430906.1292 | 1401705.3948 | 1344221.6026 | 1274124.7304 | 1218434.2897 | 1142076.6449 | 1149141.5896 | 1170205.094 | 1175118.0997 | 1190631.974 | 1208357.6065 | 1208867.5764 | 1223546.2411 | 1230219.6261 | 1245482.7908 | 1245298.6181 | 1257002.5101
P5 | 783831.6514 | 876054.0773 | 913776.3006 | 832250.8907 | 846196.2558 | 842214.4452 | 725077.8307 | 765361.2194 | 697208.4349 | 760600.7269 | 735448.8831 | 729932.744 | 780437.7393 | 734221.4074 | 790176.2076 | 788384.7787 | 854684.01 | 784810.7259 | 867851.6763 | 792053.3036
P95 | 1715347.862 | 2069807.7143 | 2264282.7705 | 2251031.9685 | 2126174.7898 | 1891091.512 | 1818085.7516 | 1820387.3813 | 1851606.7366 | 1712370.5437 | 1768982.1255 | 1614794.1574 | 1748044.8408 | 2020414.0404 | 1715595.2031 | 1806455.2352 | 1708762.776 | 1745184.494 | 1763037.6549 | 1860250.7546
IRP 2018 Stillwater Wind
NETPOS - Net Position (MWh)
MEAN | 159009.4721 | 159776.6533 | 159032.4422 | 159940.8515 | 158961.6703 | 159016.7796 | 158902.8282 | 159219.8497 | 159598.3194 | 158381.8556 | 158915.8094 | 158612.617 | 159138.7049 | 159813.0807 | 159725.4019 | 158684.3635 | 158898.928 | 158987.2614 | 159136.2194 | 158973.0166
P5 | 144993.4457 | 144600.75 | 142434.1719 | 145148.6423 | 142272.8129 | 144444.9857 | 140618.5025 | 143229.1234 | 142133.5421 | 142553.1638 | 142517.6438 | 143179.9441 | 143942.1342 | 145438.9954 | 142569.1829 | 141059.5303 | 142277.9458 | 145143.3585 | 144238.4918 | 141463.0458
P95 | 173851.9192 | 178101.4431 | 174715.3964 | 176260.8688 | 175368.2808 | 176492.8611 | 180354.2068 | 177362.5024 | 174827.9754 | 176857.7447 | 178296.759 | 175553.4481 | 177962.4037 | 175960.3329 | 174187.0418 | 173637.3795 | 176506.071 | 175027.6345 | 172715.9022 | 176485.73
NETREVENUE - Net Revenue $
MEAN | -3430895.0747 | -2991918.8583 | -2904325.6636 | -3045974.3199 | -3063032.18 | -3227852.6249 | -3336678.809 | -3462039.8759 | -3627564.444 | -3565173.3096 | -3549491.2698 | -3520194.2539 | -3508439.2111 | -3492509.0946 | -3483315.8934 | -3441058.1778 | -3434361.3856 | -3404618.9587 | -3384849.204 | -3369667.2034
P5 | -4499750.4292 | -4185208.8654 | -4138738.2215 | -4498222.4228 | -4233556.6847 | -4342325.4432 | -4336474.8306 | -4378567.6489 | -4552808.9997 | -4543786.589 | -4590085.3866 | -4454932.87 | -4477298.8896 | -4575933.4792 | -4418116.1397 | -4286820.2249 | -4301725.5027 | -4489017.3649 | -4241827.0914 | -4302568.2645
P95 | -2470951.0349 | -1751751.5219 | -1488918.7084 | -1403650.3955 | -1813306.5122 | -2165486.89 | -2193721.016 | -2281317.7582 | -2152647.8599 | -2513574.4591 | -2428817.9121 | -2365705.4652 | -2365760.2818 | -2046817.415 | -2471946.0392 | -2428196.7769 | -2361814.2534 | -2298148.4382 | -2395687.3863 | -2352348.1183
IRP 2018 Two Dot Wind
NETPOS - Net Position (MWh)
MEAN | 18343.0347 | 18502.6587 | 18449.6482 | 18478.3204 | 18387.858 | 18539.7909 | 18396.2319 | 18441.7549 | 18409.9382 | 18420.1553 | 18461.9113 | 18368.3512 | 18394.8721 | 18571.3279 | 18436.1532 | 18418.8051 | 18433.2938 | 18525.7116 | 18344.3852 | 18452.7693
P5 | 16348.2158 | 16709.5432 | 16646.2836 | 16894.9631 | 16592.443 | 16862.7289 | 16751.5488 | 16680.0415 | 16717.4455 | 16412.633 | 16573.3434 | 15901.7124 | 16532.1858 | 16869.4358 | 16699.4926 | 16667.1062 | 16848.8484 | 16736.8408 | 16214.2118 | 16457.2012
P95 | 20303.1375 | 20424.0572 | 20207.639 | 20485.3313 | 20378.324 | 20474.4108 | 20256.9846 | 20438.3561 | 20117.4806 | 20387.0894 | 20781.2451 | 20559.8314 | 20688.4457 | 20848.3613 | 20426.4874 | 20266.6796 | 20071.2949 | 20421.5332 | 20523.5342 | 20464.5796
NETREVENUE - Net Revenue $
MEAN | 299901.6635 | 350212.9844 | 356037.462 | 344253.3589 | 336422.3134 | 325166.4851 | 307728.0682 | 294249.9471 | 277014.0056 | 279205.187 | 284830.873 | 285490.9029 | 289438.4538 | 294891.6698 | 293467.5021 | 297154.015 | 298917.8662 | 303691.153 | 302614.9588 | 306459.5344
P5 | 185994.912 | 213138.1964 | 223081.7923 | 203980.4737 | 202183.0119 | 203778.462 | 171907.1254 | 190683.1394 | 168796.6239 | 187012.2522 | 179989.2259 | 169301.9227 | 191952.9907 | 186474.1226 | 189121.2545 | 196260.6341 | 201478.1925 | 196732.7011 | 211810.6136 | 194552.9817
P95 | 413738.1068 | 499407.3224 | 531074.2535 | 538963.7118 | 514877.7455 | 455757.5677 | 448904.6095 | 452108.3823 | 446535.2198 | 406126.7684 | 427630.5797 | 401603.109 | 418411.0791 | 492996.5073 | 418215.6402 | 416921.4545 | 412424.0363 | 425736.2954 | 424132.932 | 441385.5086
IRP_2018 Black Eagle Solar
NETPOS - Net Position (MWh)
MEAN | 4825.8525 | 4819.1178 | 4831.9924 | 4777.7406 | 4775.077 | 4834.7154 | 4806.1533 | 4803.235 | 4832.699 | 4817.59 | 4843.9388 | 4831.2118 | 4826.4833 | 4837.8955 | 4807.0469 | 4827.4526 | 4829.0807 | 4790.7663 | 4820.1143 | 4860.4095
P5 | 2653.3968 | 2349.0217 | 2662.7551 | 2596.7899 | 2458.4333 | 2378.1736 | 2662.4592 | 2363.3028 | 2507.7118 | 2485.0892 | 2637.9441 | 2501.9585 | 2540.333 | 2426.1723 | 2243.4122 | 2542.297 | 2415.1052 | 2481.7753 | 2637.8576 | 2755.1889
P95 | 7155.6663 | 7109.365 | 7233.7327 | 7228.3141 | 6973.6598 | 7262.4588 | 7018.8468 | 7069.5494 | 7136.0214 | 7092.3379 | 7147.1025 | 7225.1233 | 7265.5142 | 7115.0616 | 7041.5504 | 7333.3818 | 7354.9514 | 7107.8215 | 7363.5433 | 7175.2554
NETREVENUE - Net Revenue $
MEAN | -225486.247 | -218873.3041 | -216243.504 | -216396.9106 | -219127.5924 | -226623.4473 | -228349.9937 | -232121.0406 | -236915.167 | -237199.1602 | -236507.2039 | -236364.6535 | -235274.9925 | -235688.0608 | -233942.9821 | -234003.9567 | -234071.5127 | -230830.3307 | -232976.6116 | -234134.7217
P5 | -339099.192 | -350362.2515 | -337172.2739 | -344933.5244 | -328887.3997 | -352405.3208 | -335554.0335 | -358660.901 | -356840.0287 | -365002.9261 | -362863.108 | -365108.6366 | -363343.2429 | -360748.5613 | -346353.3045 | -364874.4526 | -345999.3325 | -342118.0857 | -346225.8667 | -348828.2487
P95 | -118076.5996 | -100187.6193 | -118549.8364 | -104403.0227 | -107884.4319 | -110847.607 | -125788.9918 | -113744.6334 | -123815.6062 | -123930.476 | -128248.0877 | -120491.6731 | -116971.753 | -122339.2782 | -107724.0007 | -123656.4431 | -115618.043 | -112820.4908 | -125596.6113 | -119800.4623
IRP_2018 Energy of Utah MTSUN
NETPOS - Net Position (MWh)
MEAN | 4669.8776 | 150188.5992 | 150422.7255 | 149886.9737 | 149877.8621 | 150264.2298 | 149715.085 | 149655.9028 | 150457.522 | 150265.1709 | 149838.1118 | 149674.0961 | 149700.4715 | 151019.1614 | 149696.6588 | 145116.7771
P5 | 2898.0209 | 67030.565 | 65075.9183 | 69178.4074 | 69846.8724 | 68258.5822 | 65657.526 | 66726.9185 | 71952.4027 | 72401.4552 | 68802.007 | 71516.6931 | 69885.5135 | 69855.6969 | 63459.3566 | 66682.6231
P95 | 7159.694 | 200509.0231 | 200889.4677 | 200488.2339 | 198901.5515 | 198664.199 | 200097.7979 | 197649.6248 | 200167.2786 | 198902.2799 | 198965.1035 | 198743.044 | 198161.7211 | 200629.9404 | 198212.8341 | 196223.5248
NETREVENUE - Net Revenue $
MEAN | -10628.6999 | -751301.9124 | -684759.2811 | -731658.3495 | -862571.1267 | -1010844.9729 | -1129791.091 | -1255590.6441 | -1362967.1959 | -1374828.6246 | -1353557.1653 | -1362506.6415 | -1324095.7414 | -1341168.9558 | -1292129.9939 | -1254449.859
P5 | -45755.7323 | -1992260.1676 | -1802500.5751 | -1931772.7445 | -1786574.5334 | -2036957.9238 | -2281059.7429 | -2253184.3336 | -2297950.0963 | -2383243.4784 | -2380536.9141 | -2337137.2841 | -2131955.7155 | -2454369.8904 | -2195801.4663 | -2143390.6547
P95 | 22876.6933 | 273842.5555 | 519839.5158 | 753599.8404 | 165188.5532 | -174516.8843 | -167641.0239 | -80782.8154 | -182879.7304 | -387535.438 | -408887.2914 | -371209.2561 | -388772.7371 | -216895.8265 | -496684.3565 | -454476.3313
IRP_2018 Great Divide Solar
NETPOS - Net Position (MWh)
MEAN | 5466.8663 | 5475.0096 | 5485.221 | 5469.093 | 5476.3637 | 5483.8519 | 5452.8473 | 5447.731 | 5490.6806 | 5479.986 | 5467.943 | 5466.8889 | 5465.3487 | 5511.0174 | 5454.0901 | 5461.6169 | 5462.0966 | 5472.1079 | 5459.1012 | 5495.9349
P5 | 1886.0895 | 2051.2252 | 1964.6604 | 1947.0881 | 2126.1861 | 1997.1543 | 1954.6327 | 1866.0723 | 1963.5151 | 1970.6662 | 2026.6552 | 2040.9456 | 2124.0211 | 2064.874 | 1874.6468 | 1935.8926 | 1919.245 | 1995.5296 | 2088.1115 | 2058.2154
P95 | 8133.1933 | 8109.6631 | 8189.6086 | 8262.2568 | 8270.3385 | 8109.2817 | 8149.173 | 8164.3948 | 8091.9726 | 8078.2512 | 8026.187 | 8109.9143 | 8124.0827 | 8124.7939 | 8109.8417 | 8053.5904 | 8049.8941 | 8240.4946 | 8070.6081 | 8135.7747
NETREVENUE - Net Revenue $
MEAN | -256777.254 | -249437.9838 | -246243.72 | -247260.6044 | -252264.0173 | -258998.3501 | -260632.0758 | -265115.4247 | -270468.1123 | -270794.1595 | -268944.2271 | -269802.4595 | -268231.8175 | -270818.9828 | -266952.6103 | -265676.3415 | -267492.499 | -266926.8407 | -265450.5803 | -268171.4155
P5 | -387605.5364 | -399500.8066 | -377117.0307 | -398754.8807 | -381940.2372 | -396597.118 | -396993.2365 | -407822.8078 | -390874.361 | -397900.2403 | -399879.598 | -411632.3602 | -397054.8356 | -414583.4328 | -406515.3389 | -401882.2754 | -397475.227 | -403501.9073 | -388953.6244 | -406517.8444
P95 | -86646.4999 | -85676.9787 | -86985.1434 | -90396.6876 | -101918.6724 | -95542.1246 | -105066.6964 | -88474.9235 | -101282.6776 | -96642.1267 | -104704.6886 | -104044.2336 | -105127.6282 | -107628.3671 | -93788.6543 | -101201.0152 | -94812.5551 | -102016.0155 | -97615.7857 | -102798.8244
IRP_2018 Green Meadow Solar
NETPOS - Net Position (MWh)
MEAN | 4912.8848 | 4922.9997 | 4929.6592 | 4908.6905 | 4914.5228 | 4929.7952 | 4906.706 | 4909.0796 | 4936.5995 | 4921.6844 | 4919.3969 | 4912.0278 | 4905.6126 | 4951.8314 | 4910.4512 | 4914.2099 | 4921.7042 | 4922.499 | 4909.3227 | 4935.8786
P5 | 2445.7384 | 2503.941 | 2332.8851 | 2424.6708 | 2581.5537 | 2515.5451 | 2536.0243 | 2536.8849 | 2346.8453 | 2377.0932 | 2333.9058 | 2629.7998 | 2545.6467 | 2424.8324 | 2391.1181 | 2586.5693 | 2402.0026 | 2483.1449 | 2401.0357 | 2354.5161
P95 | 6942.9969 | 7059.0705 | 6846.601 | 6876.9852 | 6847.294 | 6870.2986 | 6784.6656 | 6891.4075 | 6936.7942 | 6860.5746 | 6881.0347 | 6883.4318 | 6752.1967 | 6929.9954 | 6852.5627 | 6855.6067 | 6922.7938 | 6937.5177 | 6895.6037 | 6776.1881
NETREVENUE - Net Revenue $
MEAN | -230200.9162 | -224470.1893 | -222398.7398 | -224443.0436 | -229334.0332 | -234346.6312 | -237811.971 | -242333.6635 | -246595.2528 | -247302.9125 | -245823.792 | -246420.2137 | -245215.2338 | -248285.7218 | -244748.754 | -244047.3456 | -245833.5074 | -244151.1683 | -242891.7017 | -244310.5579
P5 | -329555.0805 | -333256.4789 | -325856.2398 | -317313.6782 | -322186.6986 | -329794.1265 | -334495.4736 | -346562.2664 | -340154.8288 | -346297.1062 | -331411.4788 | -345106.1666 | -341748.7713 | -362411.6594 | -351822.2336 | -342681.4153 | -350449.5778 | -340639.0806 | -344867.5139 | -345254.4727
P95 | -106816.645 | -100634.7199 | -99459.0122 | -108299.09 | -114416.7598 | -116609.5261 | -126753.7785 | -125636.9563 | -121644.1033 | -110604.224 | -124084.9615 | -130680.7879 | -116202.7925 | -116161.68 | -120335.2888 | -129428.7562 | -121448.6152 | -123543.3721 | -115160.0199 | -117309.1388
IRP_2018 Magpie Solar
NETPOS - Net Position (MWh)
MEAN | 5016.1575 | 5024.9881 | 5036.6161 | 5010.2804 | 5014.4653 | 5033.2794 | 5019.3412 | 5019.0486 | 5039.3273 | 5027.1983 | 5020.1935 | 5017.9181 | 5012.5437 | 5060.9746 | 5007.0715 | 5012.3526 | 5014.1463 | 5025.242 | 5020.2211 | 5049.5468
P5 | 2349.9789 | 2385.9731 | 2304.9013 | 2322.1841 | 2354.5127 | 2372.9971 | 2362.1133 | 2487.8533 | 2345.5774 | 2477.0354 | 2326.5666 | 2412.4713 | 2119.7386 | 2411.7713 | 2446.1034 | 2566.5874 | 2311.4158 | 2278.441 | 2500.783 | 2371.5939
P95 | 6835.6479 | 6909.6721 | 6763.4974 | 6752.4684 | 6850.5884 | 6885.2681 | 6928.0412 | 6762.8099 | 6829.152 | 6855.4586 | 6784.5161 | 6735.8099 | 6733.9911 | 6769.128 | 6907.3932 | 6862.8999 | 6818.0289 | 6888.3535 | 6876.3244 | 6840.8994
NETREVENUE - Net Revenue $
MEAN | -232340.5885 | -227468.8352 | -225821.2077 | -226901.0976 | -231538.5755 | -237300.2874 | -240771.3696 | -244956.2124 | -249145.8969 | -249547.5064 | -247916.431 | -248728.6301 | -247171.6683 | -249961.6495 | -246129.0006 | -245581.0129 | -247137.9432 | -245702.7863 | -245031.7247 | -246603.8138
P5 | -332008.2655 | -316415.1957 | -317226.1643 | -332712.6059 | -316650.1272 | -343885.3605 | -350157.6126 | -338151.1791 | -334052.3119 | -348925.9688 | -332374.6993 | -350877.4183 | -344595.8346 | -346398.3674 | -342724.6426 | -342951.9411 | -349441.7066 | -341853.5741 | -335444.0429 | -344190.7064
P95 | -111796.2028 | -101463.7917 | -108824.7132 | -111282.2021 | -111377.1151 | -99128.9 | -114247.6061 | -126743.6788 | -124683.7884 | -124010.0562 | -124448.3115 | -119941.1003 | -111273.5922 | -127217.0223 | -126090.2505 | -129188.7601 | -111553.508 | -116799.1467 | -122288.411 | -123545.2282
IRP_2018 River Bend Solar
NETPOS - Net Position (MWh)
MEAN | 3254.0331 | 3249.0846 | 3263.2557 | 3247.1208 | 3235.9882 | 3255.4269 | 3237.6176 | 3248.7365 | 3266.3729 | 3251.796 | 3246.1082 | 3250.7486 | 3237.243 | 3264.4163 | 3235.3349 | 3241.32 | 3252.1626 | 3253.1714 | 3243.5678 | 3266.9319
P5 | 1611.611 | 1481.0278 | 1692.7148 | 1681.7774 | 1709.5437 | 1510.4392 | 1522.5729 | 1655.7804 | 1631.9914 | 1581.5803 | 1589.8922 | 1468.9722 | 1817.2183 | 1544.9718 | 1680.0897 | 1587.0302 | 1557.7318 | 1603.0699 | 1735.15 | 1549.1349
P95 | 4685.5889 | 4610.7253 | 4630.6494 | 4556.8378 | 4571.5698 | 4737.3938 | 4676.4158 | 4722.6258 | 4570.8922 | 4629.3098 | 4653.5282 | 4562.0557 | 4613.8763 | 4515.419 | 4652.3417 | 4575.2817 | 4501.9609 | 4578.1563 | 4634.8676 | 4575.3284
NETREVENUE - Net Revenue $
MEAN | -151896.9387 | -148117.7888 | -146659.2285 | -147661.5145 | -149473.5095 | -153597.1356 | -155141.498 | -158589.0323 | -161243.1354 | -161307.9941 | -159805.3926 | -160888.9121 | -159069.6509 | -160520.1522 | -158906.0455 | -158534.4559 | -159678.6637 | -158499.0921 | -158291.8114 | -159221.3103
P5 | -223684.3619 | -215262.2829 | -213423.437 | -223123.1152 | -218320.3941 | -230690.3501 | -227818.1115 | -228392.7233 | -235000.0743 | -236505.1775 | -229017.8648 | -232553.8193 | -227694.9498 | -236584.8984 | -232989.2988 | -236977.4426 | -227856.2504 | -229967.2701 | -225934.6944 | -227066.8212
P95 | -72157.7011 | -66431.8605 | -77328.531 | -72158.0066 | -80369.3191 | -67130.6535 | -70945.152 | -79250.7628 | -83334.1679 | -83910.3844 | -78369.7912 | -72775.2011 | -88682.5631 | -79892.8927 | -84411.9722 | -79073.7613 | -75660.0246 | -81500.4242 | -82918.1801 | -75443.9915
IRP_2018 South Mills Solar
NETPOS - Net Position (MWh)
MEAN | 4597.7511 | 4629.144 | 4633.5262 | 4606.1588 | 4609.5971 | 4620.3612 | 4604.1246 | 4627.5357 | 4640.0843 | 4642.2566 | 4625.0547 | 4603.9614 | 4596.704 | 4643.4214 | 4609.2052 | 4616.01 | 4617.8586 | 4638.5152 | 4605.6641 | 4644.6393
P5 | 2129.0937 | 2034.0894 | 2027.1936 | 2143.5692 | 2019.4336 | 2160.5455 | 2053.5586 | 1998.7762 | 2161.7027 | 2101.145 | 2117.283 | 2072.6868 | 2134.3285 | 1972.3826 | 2145.0124 | 2062.242 | 1933.9865 | 1968.871 | 2183.4155 | 1991.3041
P95 | 6793.6416 | 6831.7372 | 6798.8971 | 6770.8414 | 6928.4028 | 6885.9133 | 6749.3746 | 6715.2638 | 6869.4988 | 6787.8904 | 6904.7095 | 6910.269 | 6922.1632 | 6803.5697 | 6960.138 | 6787.8231 | 6820.9581 | 6835.9615 | 6903.3424 | 7001.5886
NETREVENUE - Net Revenue $
MEAN | -211286.4583 | -208105.9506 | -205721.3394 | -206677.5217 | -209739.5501 | -214838.6186 | -217607.5357 | -222393.7178 | -225643.8879 | -226876.9716 | -224470.0236 | -224391.7696 | -222397.7509 | -224708.8985 | -222091.0101 | -222063.3534 | -223572.088 | -221849.6758 | -220542.7858 | -222435.8744
P5 | -319037.4343 | -309476.8687 | -317343.6774 | -315250.027 | -314228.0436 | -343123.0244 | -336165.8906 | -340477.891 | -336988.7998 | -352589.6018 | -336093.0636 | -332484.009 | -331755.0566 | -347527.9477 | -338040.5444 | -353866.7932 | -335666.3401 | -338628.8419 | -341221.4912 | -341871.3439
P95 | -96092.4037 | -80111.9676 | -90386.5619 | -87683.7572 | -92546.8075 | -90679.9886 | -87360.2016 | -99221.027 | -106329.7632 | -97962.8973 | -98341.9875 | -96937.9035 | -103247.3026 | -94423.8184 | -100040.1414 | -97680.6821 | -87598.713 | -96735.0277 | -100006.4138 | -91576.2948
Wind Asset - Total
NETPOS - Net Position (MWh)
MEAN | 768131.2914 | 1230585.9476 | 1226039.8192 | 1660947.9158 | 1653568.1072 | 1662591.0235 | 1653292.4028 | 1655075.0429 | 1382302.689 | 1378905.1559 | 1382329.7803 | 1380079.2526 | 1379074.7301 | 1389008.0394 | 1383527.9276 | 1335725.8173 | 1039672.6574 | 1001539.1397 | 981495.3229 | 983512.943
P5 | 704159.5096 | 1127368.419 | 1126963.6063 | 1512564.5538 | 1501895.813 | 1527632.9126 | 1523048.4477 | 1511183.6882 | 1259437.2755 | 1252248.1532 | 1251206.7285 | 1258040.4051 | 1245809.3387 | 1276309.5134 | 1283701.9814 | 1213540.8167 | 957418.0988 | 930369.2618 | 908442.2046 | 911606.6107
P95 | 823341.51 | 1334323.9285 | 1307072.2151 | 1786982.1075 | 1780312.9761 | 1787495.9284 | 1786306.2089 | 1820498.38 | 1501210.5619 | 1522692.3992 | 1527886.6114 | 1520872.8217 | 1504106.4517 | 1525798.5674 | 1495467.7929 | 1452741.3513 | 1131075.1449 | 1081181.7497 | 1070699.8574 | 1058991.7357
NETREVENUE - Net Revenue $
MEAN | -12449525.4841 | -14682767.9828 | -14188651.5318 | -7206973.6761 | -7746569.7758 | -9212175.3546 | -10439027.9571 | -11781425.3495 | -11290793.7003 | -11152486.1437 | -10872681.708 | -10692184.1757 | -10534089.6517 | -10399194.4535 | -10190005.4519 | -9162832.0351 | -6715094.5775 | -4571195.3942 | -3563037.9733 | -3431752.8399
P5 | -16807781.7195 | -24034283.9677 | -23564567.3473 | -21503188.8924 | -18710751.535 | -20942131.54 | -21979784.7824 | -20708449.7515 | -19557139.879 | -18048841.0761 | -19455492.402 | -18651520.8864 | -17079570.4752 | -18550261.6934 | -17689312.941 | -16372615.2566 | -12134868.0587 | -10458900.7718 | -8851876.6706 | -9020176.052
P95 | -7988680.0408 | -5136475.2781 | -3120888.7817 | 9711046.5983 | 6249723.7147 | 2284680.7458 | 1302073.7749 | 813790.0858 | 2213097.0954 | -2306884.1384 | -1357199.6082 | -1005492.1192 | -681622.4119 | 2372148.914 | -2270671.1172 | -630520.4484 | -294425.3041 | 1914543.119 | 2920376.4543 | 2336063.3464
Total
Total - Total
Total - Total - Total
CAPACITYFACTOR - Net Generation Capacity Factor
MEAN | 0.47331 | 0.44202 | 0.4333 | 0.48115 | 0.47977 | 0.43543 | 0.39257 | 0.35471 | 0.33103 | 0.3291 | 0.30383 | 0.29334 | 0.28984 | 0.28473 | 0.28001 | 0.27837 | 0.27965 | 0.26702 | 0.25947 | 0.24717
P5 | 0.42553 | 0.38016 | 0.36954 | 0.39973 | 0.39737 | 0.33181 | 0.28228 | 0.27363 | 0.23672 | 0.24943 | 0.22325 | 0.20874 | 0.2257 | 0.2103 | 0.21232 | 0.20992 | 0.22495 | 0.19736 | 0.20327 | 0.18221
P95 | 0.50699 | 0.48174 | 0.47623 | 0.55519 | 0.55992 | 0.51508 | 0.49091 | 0.45928 | 0.45412 | 0.42158 | 0.40602 | 0.37839 | 0.37664 | 0.38572 | 0.3397 | 0.34644 | 0.34941 | 0.33251 | 0.31846 | 0.30718
CO2EMISSIONS - CO2 Emissions
MEAN | 860962.7817 | 784965.9153 | 796506.536 | 1019630.0162 | 1234539.6825 | 1397521.6116 | 1484979.9124 | 1399462.6017 | 1363706.4753 | 1332077.2841 | 1351272.7295 | 1386959.0116 | 1359402.2383 | 1353407.2638 | 1369824.0979 | 1324207.8405 | 1343575.2637 | 1342324.1965 | 1295626.2954 | 1265325.0268
P5 | 730326.7075 | 613906.5849 | 635673.75 | 774839.4481 | 956229.9308 | 1019358.176 | 1028334.8779 | 1048310.5199 | 952336.1752 | 1001797.8654 | 1018959.5175 | 1021594.4558 | 1075882.1216 | 1027288.2721 | 1063988.0307 | 1014211.4298 | 1086776.8533 | 1017849.4249 | 1026893.3067 | 952624.5426
P95 | 953309.959 | 888486.9169 | 906155.2182 | 1267705.642 | 1511479.87 | 1716144.7793 | 1899704.0661 | 1825933.8042 | 1892021.4984 | 1710139.2808 | 1751519.5674 | 1766517.57 | 1756597.7357 | 1783285.0693 | 1662534.4294 | 1622660.6866 | 1653917.7433 | 1641776.5466 | 1562537.0049 | 1540386.9734
FUELCONSUMED - Fuel Consumed
MEAN | 8598286.9508 | 7939192.0571 | 8009102.5569 | 11633906.1868 | 15080979.0221 | 17492263.54 | 18762977.384 | 17564675.6423 | 16622302.3288 | 16375230.2837 | 16633629.611 | 16942913.8741 | 16817467.9828 | 16732714.6571 | 16742723.2303 | 16307815.517 | 16536251.1579 | 16188717.2123 | 15689700.8112 | 15226099.0469
P5 | 7244787.256 | 6089417.1948 | 6257024.597 | 8912238.5968 | 11736683.0297 | 12717327.7277 | 12980805.9172 | 13129137.3674 | 11397492.5323 | 12058236.6331 | 12398865.8856 | 12283387.0049 | 13240799.0478 | 12542035.1656 | 12892186.9882 | 12453198.2406 | 13407771.0363 | 12143417.5311 | 12415517.2417 | 11431380.8058
P95 | 9617618.0531 | 9099708.9591 | 9264859.8106 | 14265414.1248 | 18349117.8133 | 21344241.0583 | 24020129.7631 | 23146194.971 | 23478134.2332 | 21423805.8428 | 21900383.2222 | 21752682.7678 | 21768368.2042 | 22374199.3807 | 20303577.3674 | 20095326.377 | 20504238.3452 | 19927407.0934 | 19092456.8782 | 18736426.7082
FUELCOST - Fuel Cost
MEAN | 8976874.3649 | 8249838.4188 | 8706254.4199 | 15060062.5265 | 20591832.1103 | 25325242.0704 | 28975421.5283 | 27843215.3103 | 26804652.1139 | 26943267.23 | 28260850.535 | 29173298.5005 | 29810415.9072 | 30452469.3518 | 30675501.0963 | 30700413.3058 | 31672519.24 | 31782849.6438 | 31462613.9035 | 31425572.9221
P5 | 7068925.298 | 5755498.3744 | 6220985.504 | 9578607.4452 | 13270504.8296 | 14902787.2491 | 15635905.4309 | 17226725.8463 | 14668535.0159 | 16608477.0734 | 17307734.3553 | 17486920.3063 | 19857235.5356 | 18747558.9698 | 19723772.6048 | 19487998.9119 | 21961519.2779 | 19915292.1852 | 21284247.0719 | 19403235.0769
P95 | 10669140.072 | 10281578.5061 | 11117258.2517 | 21560100.0418 | 29559414.9854 | 35728639.133 | 43954349.8349 | 46231725.5649 | 48449365.87 | 42122984.5803 | 45580071.4624 | 43810397.566 | 46012099.0185 | 52109433.8389 | 42777894.4208 | 44026699.4702 | 45345676.0881 | 45384103.907 | 44368928.5521 | 43660152.7918
NETPOS - Net Position (MWh)
MEAN | -974106.2088 | -583447.5546 | -583263.2039 | 313485.51 | 696995.8461 | 882908.0447 | 913188.3232 | 764390.6642 | 367496.7816 | 345839.6711 | 107147.3713 | 116619.2384 | 102126.2282 | 50843.3216 | 21091.3238 | -73647.684 | -356833.5463 | -475301.9786 | -575751.5409 | -677022.1094
P5 | -1186170.7683 | -774809.9404 | -789293.3456 | 45164.7664 | 265248.3635 | 460329.7129 | 230007.2299 | 238167.6633 | -155297.5796 | -54842.4001 | -376606.0251 | -352197.0106 | -284431.2345 | -418310.0222 | -410108.6181 | -496836.89 | -726167.9737 | -935915.5296 | -969221.544 | -1116072.1843
P95 | -803633.9449 | -395907.9359 | -353606.1199 | 605698.9888 | 1049156.0092 | 1312073.1443 | 1484633.4306 | 1429925.3487 | 1102047.5381 | 918535.6249 | 676101.6674 | 497976.6823 | 692807.3814 | 662472.347 | 510627.5983 | 408702.0862 | 69570.5146 | 12817.0026 | -148927.2252 | -303881.9774
NETREVENUE - Net Revenue $
MEAN | -311012431.4922 | -312925013.9956 | -313308209.9803 | -293433759.4004 | -292449909.5262 | -285365757.4555 | -277366640.0104 | -280088899.6839 | -281464217.8377 | -280887197.8046 | -258484435.4857 | -260043761.8567 | -261121405.3197 | -262280923.7365 | -264277861.3796 | -264462506.9779 | -266129448.7904 | -266580867.5499 | -267094759.5891 | -271214588.0192
P5 | -325166484.1472 | -323051811.6215 | -324522375.9006 | -298005148.1402 | -297002526.7994 | -289374497.7151 | -281179125.2353 | -283231447.8336 | -284944557.0237 | -284530132.213 | -263092013.0659 | -264051299.4852 | -265002968.8877 | -266013791.8373 | -268123837.507 | -270012597.5991 | -272027997.585 | -273520431.6106 | -274008326.8518 | -280213075.8674
P95 | -300419308.8355 | -303279172.8814 | -303965920.1778 | -289918315.1345 | -288146799.9159 | -280456736.5884 | -272906703.6252 | -275582108.0713 | -278079541.2693 | -277350660.1351 | -255131346.043 | -256503672.5766 | -256334713.8759 | -259075299.1922 | -260308240.8047 | -259970713.9523 | -260813173.3628 | -260696568.9759 | -260505750.5523 | -264094585.3893
STARTS - Number Starts
MEAN | 2400.81 | 2610.46 | 2651.63 | 4581.41 | 7498.23 | 10066.01 | 14067.3 | 14319.56 | 13418.32 | 14318.8 | 14614.3 | 14850.47 | 15423.1 | 15466.9 | 15071.32 | 15217.55 | 15238.35 | 14210.7 | 14384.14 | 14000.29
P5 | 2229 | 2373.5 | 2287.5 | 3998.5 | 6619.5 | 8694.5 | 11643 | 11379 | 10174 | 11339 | 11624.5 | 11319.5 | 12805.5 | 11678.5 | 12314.5 | 11959 | 13001.5 | 10700.5 | 11819 | 10920
P95 | 2573.5 | 2897.5 | 2899 | 5045.5 | 8176.5 | 11112.5 | 15880 | 16646.5 | 16134.5 | 16985 | 17483 | 17589 | 18770 | 18796 | 17409 | 17520.5 | 17724 | 17356 | 16925.5 | 17176.5
VOMCOSTS - VOM Costs
MEAN | 2886904.1747 | 2737000.7483 | 2768790.5778 | 2689314.924 | 2993362.2104 | 3254107.4193 | 3690273.0486 | 3501759.2775 | 3526133.6367 | 3500337.1599 | 3654440.9132 | 3796063.3204 | 3766052.1053 | 3829513.599 | 3928394.44 | 3879712.2964 | 3996297.026 | 4113999.347 | 4032044.7674 | 4023384.1056
P5 | 2287386.1719 | 1875224.0715 | 1933478.2648 | 1969717.9661 | 2234460.3389 | 2260177.5698 | 2376584.0872 | 2488036.5475 | 2309665.0237 | 2542109.4206 | 2604914.1344 | 2697997.9507 | 2843980.7057 | 2813025.9459 | 2896810.0335 | 2829510.3505 | 3094127.2905 | 2966217.3013 | 3050291.3374 | 2883312.0837
P95 | 3346355.8335 | 3311288.7631 | 3368005.3024 | 3372951.1401 | 3792244.6982 | 4073311.7928 | 4968381.9152 | 4875447.0499 | 5209171.3981 | 4655624.5652 | 4974070.9099 | 5009083.2726 | 5031288.7571 | 5286956.0379 | 4996007.8561 | 4913485.4206 | 5149227.754 | 5192791.9052 | 4967276.2283 | 5018623.3766
P95 | 5074 | 5096.5 | 8255 | 13012.5 | 16880.5 | 22828 | 23760 | 22330.5 | 23254.5 | 24125.5 | 23908.5 | 24236 | 25295 | 23254 | 23257.5 | 23043.5 | 22523 | 22106 | 22015
VOMCOSTS - VOM Costs
MEAN | 4423219.9891 | 4466548.2567 | 4311046.7341 | 4715890.8484 | 5081257.0975 | 5567179.1416 | 5266799.1324 | 5222791.8246 | 5218074.3159 | 5451627.6793 | 5638844.2549 | 5595337.9028 | 5671614.3319 | 5815376.9073 | 5785747.4719 | 5906592.3227 | 6081276.777 | 5962847.8076 | 5932838.4301
P5 | 3169769.6292 | 3214735.0321 | 3178984.3404 | 3539064.4269 | 3618859.871 | 3688573.1004 | 3854929.8951 | 3575109.8219 | 3969927.5367 | 4014783.6871 | 4209882.8199 | 4344962.8664 | 4220783.0691 | 4337368.0561 | 4368651.2217 | 4629235.1359 | 4589205.2723 | 4672239.092 | 4411222.0659
P95 | 5304833.1296 | 5397816.7713 | 5387691.9886 | 5941942.2367 | 6295646.3557 | 7442146.7028 | 7258293.7087 | 7542302.7449 | 6791936.0515 | 7291693.9212 | 7301043.4711 | 7351115.2912 | 7678378.5221 | 7342651.7215 | 7064446.1865 | 7453082.431 | 7499820.7549 | 7229993.9852 | 7211729.9066

## 15 Year - Current
Books | Montana
Study Portfolios | 2019.01.21 IRP Base - Load dispatch - IRP Planning MAIN load dispatch v7
Date Intervals | Annual
Peak Period Label | Heavy Load
Value | Column Labels
Row Labels | 2019-01 | 2020-01 | 2021-01 | 2022-01 | 2023-01 | 2024-01 | 2025-01 | 2026-01 | 2027-01 | 2028-01 | 2029-01 | 2030-01 | 2031-01 | 2032-01 | 2033-01
Ancillary Reserve
2018 IRP Anc Req v6
NETREVENUE - Net Revenue $
MEAN | -318270.8787 | -635798.5198 | -609400.7812 | -857843.6436 | -810904.2096 | -706900.166 | -3011964.5963 | -2949604.6534 | -2176012.0768 | -2100172.4451 | -2242700.9258 | -2437090.6347 | -2381755.4657 | -2382287.6057 | -2520946.0355
P5 | -469407.7692 | -890154.275 | -899954.9542 | -1098100.8121 | -1091399.5003 | -981433.5628 | -3619297.9393 | -3610791.7682 | -2661513.4939 | -2474950.7195 | -2533156.8048 | -2700870.5001 | -2630514.4646 | -2877549.6582 | -2867394.732
P95 | -209340.2379 | -434440.0089 | -405236.5594 | -548650.4701 | -606053.1496 | -497394.5328 | -2531855.4814 | -2591176.0529 | -1953163.1929 | -1877576.2042 | -2029257.6172 | -2203217.5252 | -2189140.85 | -2124978.6835 | -2275630.5211
Ancillary Reserve - Total
NETREVENUE - Net Revenue $
MEAN | -318270.8787 | -635798.5198 | -609400.7812 | -857843.6436 | -810904.2096 | -706900.166 | -3011964.5963 | -2949604.6534 | -2176012.0768 | -2100172.4451 | -2242700.9258 | -2437090.6347 | -2381755.4657 | -2382287.6057 | -2520946.0355
P5 | -469407.7692 | -890154.275 | -899954.9542 | -1098100.8121 | -1091399.5003 | -981433.5628 | -3619297.9393 | -3610791.7682 | -2661513.4939 | -2474950.7195 | -2533156.8048 | -2700870.5001 | -2630514.4646 | -2877549.6582 | -2867394.732
P95 | -209340.2379 | -434440.0089 | -405236.5594 | -548650.4701 | -606053.1496 | -497394.5328 | -2531855.4814 | -2591176.0529 | -1953163.1929 | -1877576.2042 | -2029257.6172 | -2203217.5252 | -2189140.85 | -2124978.6835 | -2275630.5211
Financial Instrument
NETREVENUE - Net Revenue $
MEAN | -4940580 | -2478760
P5 | -5622352.4889 | -2949277.0317
P95 | -4213953.7499 | -1963633.2759
Fixed Cost
NETREVENUE - Net Revenue $
MEAN | -154659092.4406 | -154809803.5392 | -155254759.5114 | -155312690.0381 | -155079599.9396 | -155366658.4719 | -155504372.8446 | -155310697.171 | -155631882.1934 | -154946417.9446 | -155627979.3414 | -155894870.9527 | -156173231.8451 | -157051494.3593 | -157277172.2948
P5 | -154659092.4406 | -154809803.5392 | -155254759.5114 | -155312690.0381 | -155079599.9396 | -155366658.4719 | -155504372.8446 | -155310697.171 | -155631882.1934 | -154946417.9446 | -155627979.3414 | -155894870.9527 | -156173231.8451 | -157051494.3593 | -157277172.2948
P95 | -154659092.4406 | -154809803.5392 | -155254759.5114 | -155312690.0381 | -155079599.9396 | -155366658.4719 | -155504372.8446 | -155310697.171 | -155631882.1934 | -154946417.9446 | -155627979.3414 | -155894870.9527 | -156173231.8451 | -157051494.3593 | -157277172.2948
Generation Asset
Simple HR 2018 Basin Creek 1-9 2015 single
CAPACITYFACTOR - Net Generation Capacity Factor
MEAN | 0.04437 | 0.016026 | 0.020212 | 0.06739 | 0.026999 | 0.014893 | 0.078241 | 0.060926 | 0.05827 | 0.049456 | 0.08413 | 0.084323 | 0.08588 | 0.036768 | 0.031508
P5 | 0 | 0 | 0 | 0.000261 | 0 | 0 | 0.031508 | 0.026345 | 0.026115 | 0.024592 | 0.045383 | 0.045388 | 0.048045 | 0.017471 | 0.0139
P95 | 0.15624 | 0.067002 | 0.071153 | 0.11965 | 0.078811 | 0.057118 | 0.17225 | 0.13676 | 0.1251 | 0.10066 | 0.13377 | 0.13597 | 0.13266 | 0.081561 | 0.076767
CO2EMISSIONS - CO2 Emissions
MEAN | 5963.0573 | 2164.4481 | 2732.6802 | 9081.0971 | 3633.4213 | 2010.4033 | 10483.3331 | 8159.5512 | 7838.2928 | 6621.7721 | 11280.2167 | 11288.4094 | 11544.831 | 4964.137 | 4238.2152
P5 | 0.15526 | 0 | 0.060752 | 35.3532 | 0 | 0 | 4226.7986 | 3515.3899 | 3534.7883 | 3245.4836 | 6069.2088 | 6087.7162 | 6481.5002 | 2345.2837 | 1881.2829
P95 | 20951.8009 | 8963.5257 | 9621.911 | 16184.3921 | 10676.6924 | 7726.2756 | 23064.8114 | 18369.0727 | 16704.101 | 13585.5898 | 17897.4599 | 18137.7841 | 17822.8224 | 11050.2814 | 10194.5947
FUELCONSUMED - Fuel Consumed
MEAN | 101068.7674 | 36685.5608 | 46316.6141 | 153916.8994 | 61583.4113 | 34074.6325 | 177683.6114 | 138297.4778 | 132852.4208 | 112233.4248 | 191190.1142 | 191328.9726 | 195675.1018 | 84137.9145 | 71834.1555
P5 | 2.6315 | 0 | 1.0297 | 599.206 | 0 | 0 | 71640.6547 | 59582.88 | 59911.6659 | 55008.1972 | 102867.9459 | 103181.63 | 109855.935 | 39750.571 | 31886.1506
P95 | 355115.2688 | 151924.1643 | 163083.2365 | 274311.7304 | 180960.8879 | 130953.8237 | 390929.0065 | 311340.2156 | 283120.3559 | 230264.2334 | 303346.7774 | 307420.0687 | 302081.7362 | 187292.9054 | 172789.7403
FUELCOST - Fuel Cost
MEAN | 103426.1987 | 36256.4563 | 48025.6082 | 181947.8735 | 70587.3313 | 41208.6088 | 283187.3075 | 232489.8321 | 236808.8502 | 202244.4309 | 342369.5674 | 347866.1615 | 366940.6806 | 177359.8782 | 151671.1247
P5 | 3.8056 | 0 | 1.3004 | 1129.8572 | 0 | 0 | 116455.8943 | 96612.156 | 107540.1144 | 94063.7345 | 209456.8994 | 224803.5619 | 247569.1054 | 75210.4747 | 65428.3301
P95 | 347599.395 | 147063.9201 | 158283.164 | 330471.4973 | 209362.6845 | 160735.4084 | 503826.475 | 490037.8681 | 575471.3626 | 413018.9907 | 510226.0952 | 492525.3132 | 500153.1068 | 508218.0815 | 298488.3358
NETPOS - Net Position (MWh)
MEAN | 11224.4006 | 4061.1952 | 5129.7034 | 17065.2033 | 6821.889 | 3775.3883 | 19748.1027 | 15371.5753 | 14767.319 | 12475.4632 | 21253.5622 | 21268.6207 | 21751.7087 | 9353.3103 | 7985.5514
P5 | 0.115 | 0 | 0.045 | 66.2466 | 0 | 0 | 7964.3287 | 6624 | 6660.0602 | 6113.9843 | 11435.2987 | 11468.8398 | 12213 | 4418.989 | 3544.875
P95 | 39441.653 | 16815.5886 | 18067.4655 | 30406.4639 | 20033.6272 | 14513.8024 | 43437.6224 | 34599.2759 | 31469.3882 | 25588.295 | 33722.6225 | 34172.3288 | 33582.3131 | 20819.7592 | 19206.0104
NETREVENUE - Net Revenue $
MEAN | 5553.9333 | 13439.5497 | 25140.4367 | 84682.1367 | 23879.1158 | 15946.8815 | 187080.9913 | 164213.7287 | 133529.4072 | 123359.8745 | 141988.345 | 136311.0438 | 135735.9164 | 153472.7835 | 128176.9149
P5 | -18280.8147 | -283.6041 | -316.7614 | -22.907 | -4.687 | -598.6224 | -67920.9878 | 1762.0161 | -31386.8269 | -16387.6219 | -25933.9084 | -13121.7048 | 547.7019 | 29629.1707 | 13327.9516
P95 | 46001.0419 | 67413.1527 | 90031.6768 | 201610.2596 | 89623.1561 | 70414.0826 | 487846.5188 | 473206.7042 | 486760.1209 | 382676.9514 | 411746.2171 | 317997.1022 | 316594.3857 | 420270.1048 | 306962.7089
STARTS - Number Starts
MEAN | 34.84 | 38.74 | 50.76 | 106.58 | 62.41 | 47.98 | 107.66 | 85.2 | 89.26 | 81.82 | 116.76 | 115.96 | 114.77 | 59.03 | 53.74
P5 | 2.5 | 0 | 1 | 3 | 0 | 0 | 49 | 38 | 48.5 | 47.5 | 69.5 | 74.5 | 70 | 30 | 28
P95 | 97.5 | 137 | 179.5 | 207.5 | 183.5 | 171 | 205.5 | 147 | 157.5 | 147 | 172 | 173 | 170.5 | 120 | 108
VOMCOSTS - VOM Costs
MEAN | 50734.2908 | 18722.1097 | 24109.6061 | 81912.9758 | 33359.0371 | 18839.1876 | 100517.8427 | 79778.4756 | 78266.7909 | 67367.501 | 117107.1278 | 119529.6481 | 124637.2908 | 54716.8653 | 47673.7418
P5 | 0.5198 | 0 | 0.2115 | 317.9838 | 0 | 0 | 40538.4329 | 34378.56 | 35298.3191 | 33015.5153 | 63008.4959 | 64454.8796 | 69980.49 | 25851.0854 | 21162.9038
P95 | 178276.2717 | 77519.8635 | 84917.0879 | 145951.0265 | 97964.4371 | 72423.8738 | 221097.4982 | 179570.2421 | 166787.7577 | 138176.7928 | 185811.6499 | 192048.4876 | 192426.6542 | 121795.5912 | 114659.882
Simple HR 2018 CELP 2015 v2
CAPACITYFACTOR - Net Generation Capacity Factor
MEAN | 1 | 1 | 1 | 1 | 1 | 1
P5 | 1 | 1 | 1 | 1 | 1 | 1
P95 | 1 | 1 | 1 | 1 | 1 | 1
NETPOS - Net Position (MWh)
MEAN | 166736.15 | 167294.4 | 167226.85 | 167287.4 | 166714.45 | 83626.55
P5 | 150815 | 152495 | 152267.5 | 151970 | 151515 | 76125
P95 | 171920 | 172480 | 172480 | 172480 | 171920 | 86240
NETREVENUE - Net Revenue $
MEAN | -12432396.7289 | -12604149.326 | -13114600.5424 | -13811026.7044 | -14455998.1084 | -7862623.2779
P5 | -13687430.329 | -14171298.201 | -14724121.0789 | -15473909.6763 | -16064468.2992 | -8493125.812
P95 | -10938211.5362 | -10958560.2976 | -11169156.9015 | -11973420.365 | -12438285.4848 | -6937819.288
STARTS - Number Starts
MEAN | 2.19 | 2.13 | 2.04 | 2.02 | 2.22 | 0.98
P5 | 0 | 0 | 0 | 0 | 0 | 0
P95 | 8.5 | 9 | 8 | 9 | 9 | 4
Simple HR 2018 Colstrip 3 economic dispatch
CAPACITYFACTOR - Net Generation Capacity Factor
MEAN | 0.44853 | 0.39364 | 0.35587 | 0.26432 | 0.34952 | 0.33145 | 0.55396 | 0.56075 | 0.54316 | 0.54045 | 0.58347 | 0.53075 | 0.51583 | 0.54742 | 0.50485
P5 | 0.316 | 0.23707 | 0.19926 | 0.12176 | 0.20313 | 0.18514 | 0.34021 | 0.36522 | 0.33404 | 0.38181 | 0.40801 | 0.35238 | 0.36821 | 0.36351 | 0.34485
P95 | 0.53353 | 0.48502 | 0.44549 | 0.40618 | 0.457 | 0.41718 | 0.72464 | 0.74616 | 0.73701 | 0.69728 | 0.76255 | 0.67188 | 0.68445 | 0.73539 | 0.6419
CO2EMISSIONS - CO2 Emissions
MEAN | 193577.3208 | 151038.2356 | 154038.8177 | 115116.1432 | 129757.0733 | 144501.5703 | 240296.9155 | 213274.7965 | 235768.209 | 233428.0503 | 216896.8663 | 230394.8263 | 223509.5939 | 209049.8896 | 219132.5075
P5 | 137240.7923 | 86713.1969 | 86774.6245 | 51349.9182 | 75321.8719 | 82232.8577 | 141401.586 | 139255.6541 | 140620.1309 | 164750.458 | 151536.8243 | 148380.4819 | 158772.9292 | 141410.2629 | 151565.9263
P95 | 229892.6746 | 192109.6939 | 194990.7721 | 181268.2603 | 171043.5496 | 185367.7911 | 315720.6891 | 282389.2493 | 316859.2111 | 296782.029 | 281756.0874 | 303144.8954 | 298229.7422 | 283836.4137 | 280437.5187
FUELCONSUMED - Fuel Consumed
MEAN | 1759793.8253 | 1373074.8688 | 1400352.8881 | 1046510.393 | 1179609.7574 | 1313650.6393 | 2184517.4141 | 1938861.786 | 2143347.3544 | 2122073.1846 | 1971789.6934 | 2094498.4207 | 2031905.3987 | 1900453.5419 | 1992113.7046
P5 | 1247643.566 | 788301.7901 | 788860.2227 | 466817.4382 | 684744.2901 | 747571.4333 | 1285468.9635 | 1265960.4914 | 1278364.8268 | 1497731.4363 | 1377607.4936 | 1348913.4721 | 1443390.2653 | 1285547.8442 | 1377872.0576
P95 | 2089933.4057 | 1746451.7631 | 1772643.3829 | 1647893.2755 | 1554941.3598 | 1685161.7376 | 2870188.0832 | 2567174.9935 | 2880538.2824 | 2698018.4453 | 2561418.9765 | 2755862.6856 | 2711179.475 | 2580331.0332 | 2549431.988
FUELCOST - Fuel Cost
MEAN | 1689402.0723 | 1290690.3767 | 1386349.3593 | 1213952.0559 | 1297570.7331 | 1471288.716 | 2490349.8521 | 2268468.2897 | 2550583.3517 | 2567708.5533 | 2445019.2198 | 2639068.0101 | 2621157.9643 | 2489594.1399 | 2669432.3642
P5 | 1197737.8234 | 741003.6827 | 780971.6204 | 541508.2283 | 753218.7191 | 837280.0053 | 1465434.6184 | 1481173.7749 | 1521254.1439 | 1812255.0379 | 1708233.2921 | 1699630.9748 | 1861973.4423 | 1684067.6759 | 1846348.5572
P95 | 2006336.0695 | 1641664.6573 | 1754916.9491 | 1911556.1996 | 1710435.4958 | 1887381.1462 | 3272014.4148 | 3003594.7424 | 3427840.556 | 3264602.3188 | 3176159.5308 | 3472386.9838 | 3497421.5227 | 3380233.6535 | 3416238.8639
NETPOS - Net Position (MWh)
MEAN | 165681.3699 | 129143.9306 | 131692.0911 | 98375.2994 | 110923.0693 | 123536.4911 | 205931.781 | 182784.7967 | 202110.1342 | 200101.167 | 185941.5067 | 197500.8876 | 191592.3037 | 179208.585 | 187841.2594
P5 | 117412.5396 | 74121.5309 | 74158.7157 | 43842.7635 | 64363.9074 | 70275.4085 | 121095.237 | 119293.4656 | 120492.1632 | 141192.6938 | 129863.8616 | 127155.4257 | 136065.042 | 121190.9704 | 129877.2412
P95 | 196771.9656 | 164273.4182 | 166704.5501 | 154964.5619 | 146225.0465 | 158485.8301 | 270652.4827 | 242101.2532 | 271671.4952 | 254445.2131 | 241589.7876 | 259908.2402 | 255701.4223 | 243359.4149 | 240424.3673
NETREVENUE - Net Revenue $
MEAN | 80084.917 | 462170.3647 | 477518.4831 | 341078.3529 | 237292.0082 | 89477.9134 | 343891.2223 | 238183.8597 | -62229.7955 | -48855.4965 | 93127.9583 | 33742.6596 | 41040.8473 | 148775.6382 | 49347.9122
P5 | -593129.6686 | -277472.9208 | -299116.641 | -273417.2232 | -342536.8754 | -420915.751 | -611023.1797 | -489939.1742 | -773013.2032 | -712583.0904 | -588819.9551 | -648128.7883 | -562941.6009 | -501577.9344 | -546854.1481
P95 | 1030794.8808 | 1472890.6807 | 1743224.6123 | 1554180.8167 | 1191549.0179 | 971922.7301 | 1823533.2588 | 1807372.3903 | 2038165.6628 | 1318956.6031 | 1593761.574 | 1234666.328 | 1280552.1402 | 1900954.4256 | 949729.5458
STARTS - Number Starts
MEAN | 3.56 | 2.7 | 3.08 | 3.15 | 2.75 | 2.79 | 44.14 | 40.66 | 111.31 | 97.7 | 17.73 | 16.04 | 16.37 | 20.2 | 15.45
P5 | 1 | 0 | 1 | 0.5 | 1 | 1 | 18.5 | 21.5 | 72 | 71.5 | 5.5 | 5 | 6 | 7.5 | 4
P95 | 7 | 5 | 6 | 7 | 5.5 | 6 | 67.5 | 63.5 | 146.5 | 131 | 32 | 31.5 | 30 | 35 | 30
VOMCOSTS - VOM Costs
MEAN | 558346.2167 | 442963.682 | 460922.3188 | 351199.8189 | 403759.9723 | 459555.7468 | 780481.4501 | 707377.1633 | 796313.9286 | 804406.6915 | 762360.1775 | 827528.7191 | 818099.1369 | 779557.3447 | 834015.1916
P5 | 395680.2585 | 254236.8512 | 259555.5051 | 156518.6656 | 234284.6228 | 261424.5196 | 458950.9481 | 461665.7119 | 474739.1231 | 567594.6289 | 532441.8325 | 532781.2335 | 580997.7294 | 527180.7213 | 576654.951
P95 | 663121.524 | 563457.8243 | 583465.9252 | 553223.486 | 532259.1694 | 589567.2879 | 1025772.9096 | 936931.85 | 1070385.6911 | 1022869.7567 | 990518.1291 | 1089015.5264 | 1091845.0734 | 1058613.4547 | 1067484.1906
Simple HR 2018 Colstrip 3 must run
CAPACITYFACTOR - Net Generation Capacity Factor
MEAN | 1 | 1 | 1 | 1 | 1 | 1 | 1 | 1 | 1 | 1 | 1 | 1 | 1 | 1 | 1
P5 | 1 | 1 | 1 | 1 | 1 | 1 | 1 | 1 | 1 | 1 | 1 | 1 | 1 | 1 | 1
P95 | 1 | 1 | 1 | 1 | 1 | 1 | 1 | 1 | 1 | 1 | 1 | 1 | 1 | 1 | 1
CO2EMISSIONS - CO2 Emissions
MEAN | 203563.6515 | 180918.8865 | 204838.227 | 204354.8595 | 175042.7415 | 204099.1425 | 204576.7185 | 180370.476 | 205597.359 | 203632.2585 | 176324.445 | 203260.266 | 204474.2535 | 179981.109 | 204616.8135
P5 | 192812.4 | 168644.025 | 193079.7 | 192456 | 165369.6 | 192366.9 | 194906.25 | 170314.65 | 195641.325 | 192856.95 | 164812.725 | 190584.9 | 194059.8 | 169356.825 | 193146.525
P95 | 213104.925 | 190206.225 | 216201.15 | 213840 | 185105.25 | 214597.35 | 212726.25 | 189203.85 | 213639.525 | 213594.975 | 183612.825 | 213238.575 | 213149.475 | 188424.225 | 213684.075
FUELCONSUMED - Fuel Consumed
MEAN | 1850578.65 | 1644717.15 | 1862165.7 | 1857771.45 | 1591297.65 | 1855446.75 | 1859788.35 | 1639731.6 | 1869066.9 | 1851202.35 | 1602949.5 | 1847820.6 | 1858856.85 | 1636191.9 | 1860152.85
P5 | 1752840 | 1533127.5 | 1755270 | 1749600 | 1503360 | 1748790 | 1771875 | 1548315 | 1778557.5 | 1753245 | 1498297.5 | 1732590 | 1764180 | 1539607.5 | 1755877.5
P95 | 1937317.5 | 1729147.5 | 1965465 | 1944000 | 1682775 | 1950885 | 1933875 | 1720035 | 1942177.5 | 1941772.5 | 1669207.5 | 1938532.5 | 1937722.5 | 1712947.5 | 1942582.5
FUELCOST - Fuel Cost
MEAN | 1776555.504 | 1546034.121 | 1843544.043 | 2155014.882 | 1750427.415 | 2078100.36 | 2120158.719 | 1918485.972 | 2224189.611 | 2239954.8435 | 1987657.38 | 2328253.956 | 2397925.3365 | 2143411.389 | 2492604.819
P5 | 1682726.4 | 1441139.85 | 1737717.3 | 2029536 | 1653696 | 1958644.8 | 2019937.5 | 1811528.55 | 2116483.425 | 2121426.45 | 1857888.9 | 2183063.4 | 2275792.2 | 2016885.825 | 2352875.85
P95 | 1859824.8 | 1625398.65 | 1945810.35 | 2255040 | 1851052.5 | 2184991.2 | 2204617.5 | 2012440.95 | 2311191.225 | 2349544.725 | 2069817.3 | 2442550.95 | 2499662.025 | 2243961.225 | 2603060.55
NETPOS - Net Position (MWh)
MEAN | 137079.9 | 121830.9 | 137938.2 | 137612.7 | 117873.9 | 137440.5 | 137762.1 | 121461.6 | 138449.4 | 137126.1 | 118737 | 136875.6 | 137693.1 | 121199.4 | 137789.1
P5 | 129840 | 113565 | 130020 | 129600 | 111360 | 129540 | 131250 | 114690 | 131745 | 129870 | 110985 | 128340 | 130680 | 114045 | 130065
P95 | 143505 | 128085 | 145590 | 144000 | 124650 | 144510 | 143250 | 127410 | 143865 | 143835 | 123645 | 143595 | 143535 | 126885 | 143895
NETREVENUE - Net Revenue $
MEAN | -1213020.3742 | -647972.9751 | -879757.3298 | -1311321.3021 | -969021.4642 | -1436633.4178 | -1610896.3817 | -1480282.9211 | -1984305.7282 | -1992236.9833 | -1625512.9917 | -2077988.9632 | -2137908.7029 | -1805369.9818 | -2229022.8038
P5 | -1960995.5826 | -1482594.257 | -1881907.5083 | -2473329.3487 | -1876908.4819 | -2329287.1908 | -2531509.5451 | -2196063.769 | -2710932.6269 | -2696560.0841 | -2294684.7922 | -2881741.2382 | -2768776.2527 | -2484018.664 | -2969406.8101
P95 | -383144.6114 | 225506.7346 | 369101.6879 | 99408.6537 | 153105.9352 | -526710.2803 | -701447.5734 | -490725.6431 | -674138.2099 | -1065871.8601 | -594441.7849 | -1239821.1462 | -1177783.565 | -601014.8384 | -1478571.8003
STARTS - Number Starts
MEAN | 2.78 | 2.34 | 2.68 | 2.74 | 2.43 | 2.77 | 2.77 | 2.36 | 2.78 | 2.99 | 2.14 | 3.18 | 2.59 | 2.57 | 2.78
P5 | 0 | 0 | 1 | 0.5 | 0 | 0 | 1 | 0 | 0 | 0.5 | 0 | 1 | 0 | 0 | 0.5
P95 | 5 | 5 | 5 | 5.5 | 5.5 | 6 | 5 | 5 | 5 | 5.5 | 5 | 6 | 5 | 5 | 5
VOMCOSTS - VOM Costs
MEAN | 461959.263 | 417879.987 | 482783.7 | 491277.339 | 429060.996 | 511278.66 | 522118.359 | 470056.392 | 545490.636 | 551246.922 | 486821.7 | 573508.764 | 587949.537 | 527217.39 | 611783.604
P5 | 437560.8 | 389527.95 | 455070 | 462672 | 405350.4 | 481888.8 | 497437.5 | 443850.3 | 519075.3 | 522077.4 | 455038.5 | 537744.6 | 558003.6 | 496095.75 | 577488.6
P95 | 483611.85 | 439331.55 | 509565 | 514080 | 453726 | 537577.2 | 542917.5 | 493076.7 | 566828.1 | 578216.7 | 506944.5 | 601663.05 | 612894.45 | 551949.75 | 638893.8
Simple HR 2018 Colstrip 4 economic dispatch
CAPACITYFACTOR - Net Generation Capacity Factor
MEAN | 0.49322 | 0.33615 | 0.33498 | 0.28527 | 0.28811 | 0.31745 | 0.59623 | 0.5162 | 0.54265 | 0.59129 | 0.53419 | 0.52973 | 0.55735 | 0.50457 | 0.50649
P5 | 0.3463 | 0.18774 | 0.19391 | 0.12872 | 0.16359 | 0.18648 | 0.37393 | 0.33825 | 0.33976 | 0.41857 | 0.35607 | 0.35095 | 0.39143 | 0.32724 | 0.33553
P95 | 0.58686 | 0.42061 | 0.42186 | 0.43775 | 0.37906 | 0.40274 | 0.77226 | 0.69346 | 0.72992 | 0.74391 | 0.70937 | 0.68548 | 0.73645 | 0.69658 | 0.64025
CO2EMISSIONS - CO2 Emissions
MEAN | 186777.5388 | 146490.7532 | 145684.1941 | 106830.9625 | 124462.6165 | 137709.2333 | 227797.5051 | 222119.3754 | 236219.8661 | 220819.362 | 231426.7712 | 229190.9062 | 213248.691 | 218608.6711 | 220215.1204
P5 | 130752.6772 | 82277.616 | 83689.6986 | 50228.5475 | 69167.4245 | 78142.7584 | 146823.586 | 149801.7581 | 150314.8428 | 157797.7784 | 157525.6484 | 151526.3812 | 149184.7684 | 144906.9329 | 147155.9019
P95 | 225372.4929 | 187007.1901 | 185730.2106 | 162458.6971 | 163304.1812 | 177122.2909 | 302922.54 | 297698.0058 | 321934.4957 | 281630.4142 | 310448.8267 | 297646.141 | 283950.751 | 300654.4132 | 291506.5568
FUELCONSUMED - Fuel Consumed
MEAN | 1697977.6253 | 1331734.1199 | 1324401.7649 | 971190.5684 | 1131478.3318 | 1251902.121 | 2070886.4101 | 2019267.0494 | 2147453.3282 | 2007448.7458 | 2103879.7385 | 2083553.6926 | 1938624.4635 | 1987351.5557 | 2001955.6398
P5 | 1188660.7021 | 747978.3273 | 760815.4422 | 456623.1588 | 628794.7686 | 710388.713 | 1334759.8723 | 1361834.1643 | 1366498.5713 | 1434525.2583 | 1432051.3493 | 1377512.5565 | 1356225.1676 | 1317335.754 | 1337780.926
P95 | 2048840.8441 | 1700065.3647 | 1688456.4604 | 1476897.2461 | 1484583.4651 | 1610202.6449 | 2753841.2726 | 2706345.5072 | 2926677.2334 | 2560276.4925 | 2822262.061 | 2705874.0092 | 2581370.4632 | 2733221.938 | 2650059.6073
FUELCOST - Fuel Cost
MEAN | 1630058.5202 | 1251830.0727 | 1311157.7473 | 1126581.0593 | 1244626.165 | 1402130.3755 | 2360810.5075 | 2362542.4478 | 2555469.4606 | 2429012.9824 | 2608810.8757 | 2625277.6526 | 2500825.5579 | 2603430.538 | 2682620.5573
P5 | 1141114.274 | 703099.6277 | 753207.2878 | 529682.8643 | 691674.2454 | 795635.3585 | 1521626.2544 | 1593345.9722 | 1626133.2999 | 1735775.5626 | 1775743.6731 | 1735665.8212 | 1749530.4662 | 1725709.8377 | 1792626.4408
P95 | 1966887.2104 | 1598061.4429 | 1671571.8958 | 1713200.8055 | 1633041.8116 | 1803426.9623 | 3139379.0507 | 3166424.2434 | 3482745.9077 | 3097934.5559 | 3499604.9556 | 3409401.2516 | 3329967.8975 | 3580520.7388 | 3551079.8737
NETPOS - Net Position (MWh)
MEAN | 159877.465 | 125205.6294 | 124498.8518 | 91271.1506 | 106348.9732 | 117695.7706 | 195238.6672 | 190346.0842 | 202495.1249 | 189304.073 | 198383.2288 | 196470.7279 | 182809.3099 | 187389.1263 | 188769.8187
P5 | 111869.0818 | 70302.8349 | 71506.4839 | 42869.4726 | 59084.7179 | 66773.7023 | 125737.7507 | 128310.7713 | 128804.7373 | 135244.3395 | 134984.282 | 129851.1471 | 127845.5792 | 124182.0412 | 126100.149
P95 | 192930.219 | 159808.9651 | 158710.3882 | 138838.559 | 139537.5198 | 151407.2934 | 259709.868 | 255212.6341 | 276022.9756 | 241471.0797 | 266171.6207 | 255196.3254 | 243470.9882 | 257772.4611 | 249907.9743
NETREVENUE - Net Revenue $
MEAN | 106564.7051 | 456357.8073 | 455773.0079 | 309362.3987 | 236208.528 | 88517.2535 | 373084.5749 | 214245.1067 | -56093.8768 | 3170.9271 | 38464.48 | 35868.964 | 75410.9661 | 116480.7383 | 62791.7463
P5 | -544136.1727 | -262054.3392 | -279552.4595 | -252308.4145 | -328974.8872 | -400698.8584 | -583154.0803 | -508409.836 | -796837.0623 | -691252.6386 | -642950.188 | -648214.5808 | -512021.4921 | -529269.7453 | -533028.4668
P95 | 997314.569 | 1475649.9986 | 1644027.9593 | 1364958.53 | 1153057.2874 | 922740.9574 | 1775461.0816 | 1912785.2075 | 2115605.697 | 1393971.4422 | 1420727.2754 | 1237831.584 | 1363818.7737 | 1962242.7026 | 1004372.2379
STARTS - Number Starts
MEAN | 5.22 | 2.86 | 2.87 | 2.73 | 2.88 | 2.96 | 20.17 | 19.02 | 63.82 | 47.52 | 13.71 | 14.5 | 11.14 | 10.15 | 9.65
P5 | 1 | 1 | 1 | 0 | 0 | 1 | 10 | 7.5 | 42.5 | 26.5 | 4 | 4 | 5 | 4 | 3
P95 | 11 | 5.5 | 6.5 | 5.5 | 6 | 6 | 29.5 | 33 | 89.5 | 71 | 28 | 27.5 | 20.5 | 18.5 | 19
VOMCOSTS - VOM Costs
MEAN | 538787.057 | 429455.309 | 435745.9813 | 325838.0077 | 387110.2626 | 437828.2665 | 739954.5485 | 736639.3458 | 797830.7922 | 761002.3736 | 813371.238 | 823212.3497 | 780595.7534 | 815142.6996 | 838137.9951
P5 | 376998.8055 | 241138.7239 | 250272.6937 | 153044.0171 | 215068.3732 | 248398.1727 | 476546.0752 | 496562.6851 | 507490.665 | 543682.2446 | 553435.556 | 544076.3062 | 545900.6233 | 540191.8794 | 559884.6616
P95 | 650174.8379 | 548144.7504 | 555486.3587 | 495653.6556 | 507916.5722 | 563235.1314 | 984300.3999 | 987672.8941 | 1087530.5237 | 970713.7404 | 1091303.645 | 1069272.6034 | 1039621.1198 | 1121310.2059 | 1109591.406
Simple HR 2018 Colstrip 4 must run
CAPACITYFACTOR - Net Generation Capacity Factor
MEAN | 1 | 1 | 1 | 1 | 1 | 1 | 1 | 1 | 1 | 1 | 1 | 1 | 1 | 1 | 1
P5 | 1 | 1 | 1 | 1 | 1 | 1 | 1 | 1 | 1 | 1 | 1 | 1 | 1 | 1 | 1
P95 | 1 | 1 | 1 | 1 | 1 | 1 | 1 | 1 | 1 | 1 | 1 | 1 | 1 | 1 | 1
CO2EMISSIONS - CO2 Emissions
MEAN | 178877.16 | 204344.1675 | 204522.813 | 175499.379 | 204488.064 | 205170.1245 | 181074.366 | 204267.987 | 203957.919 | 175994.3295 | 204190.9155 | 203093.649 | 179589.5145 | 204575.382 | 204662.2545
P5 | 167975.775 | 193837.05 | 192055.05 | 164189.025 | 192946.05 | 194238 | 171183.375 | 192500.55 | 193970.7 | 164278.125 | 190607.175 | 190785.375 | 168243.075 | 191074.95 | 191720.925
P95 | 188246.025 | 215065.125 | 214419.15 | 185305.725 | 215332.425 | 215109.675 | 188825.175 | 214419.15 | 215287.875 | 185060.7 | 215800.2 | 214508.25 | 188646.975 | 214352.325 | 215889.3
FUELCONSUMED - Fuel Consumed
MEAN | 1626156 | 1857674.25 | 1859298.3 | 1595448.9 | 1858982.4 | 1865182.95 | 1646130.6 | 1856981.7 | 1854162.9 | 1599948.45 | 1856281.05 | 1846305.9 | 1632631.95 | 1859776.2 | 1860565.95
P5 | 1527052.5 | 1762155 | 1745955 | 1492627.5 | 1754055 | 1765800 | 1556212.5 | 1750005 | 1763370 | 1493437.5 | 1732792.5 | 1734412.5 | 1529482.5 | 1737045 | 1742917.5
P95 | 1711327.5 | 1955137.5 | 1949265 | 1684597.5 | 1957567.5 | 1955542.5 | 1716592.5 | 1949265 | 1957162.5 | 1682370 | 1961820 | 1950075 | 1714972.5 | 1948657.5 | 1962630
FUELCOST - Fuel Cost
MEAN | 1561109.76 | 1746213.795 | 1840705.317 | 1850720.724 | 2044880.64 | 2089004.904 | 1876588.884 | 2172668.589 | 2206453.851 | 1935937.6245 | 2301788.502 | 2326345.434 | 2106095.2155 | 2436306.822 | 2493158.373
P5 | 1465970.4 | 1656425.7 | 1728495.45 | 1731447.9 | 1929460.5 | 1977696 | 1774082.25 | 2047505.85 | 2098410.3 | 1807059.375 | 2148662.7 | 2185359.75 | 1973032.425 | 2275528.95 | 2335509.45
P95 | 1642874.4 | 1837829.25 | 1929772.35 | 1954133.1 | 2153324.25 | 2190207.6 | 1956915.45 | 2280640.05 | 2329023.375 | 2035667.7 | 2432656.8 | 2457094.5 | 2212314.525 | 2552741.325 | 2629924.2
NETPOS - Net Position (MWh)
MEAN | 120456 | 137605.5 | 137725.8 | 118181.4 | 137702.4 | 138161.7 | 121935.6 | 137554.2 | 137345.4 | 118514.7 | 137502.3 | 136763.4 | 120935.7 | 137761.2 | 137819.7
P5 | 113115 | 130530 | 129330 | 110565 | 129930 | 130800 | 115275 | 129630 | 130620 | 110625 | 128355 | 128475 | 113295 | 128670 | 129105
P95 | 126765 | 144825 | 144390 | 124785 | 145005 | 144855 | 127155 | 144390 | 144975 | 124620 | 145320 | 144450 | 127035 | 144345 | 145380
NETREVENUE - Net Revenue $
MEAN | -973776.3617 | -842518.5345 | -884428.6764 | -1016563.6494 | -1285122.5468 | -1452410.33 | -1314225.5179 | -1795722.2758 | -1959074.3561 | -1609395.277 | -2054152.1745 | -2071992.0492 | -1778180.8937 | -2178386.9136 | -2238103.0166
P5 | -1632065.3302 | -1772955.7996 | -1881258.1456 | -2052976.8742 | -2243946.1622 | -2342714.7979 | -2205153.3664 | -2540056.7437 | -2765406.4429 | -2277319.8767 | -2758336.6764 | -2831539.8881 | -2366067.5735 | -2979709.4199 | -2955020.5784
P95 | -238728.7315 | 199651.4954 | 283185.6647 | 206469.082 | -169104.1952 | -542500.5741 | -431603.4781 | -771178.6121 | -651071.5401 | -759243.092 | -1021494.2435 | -1266716.3974 | -858473.4229 | -931179.7422 | -1491411.1734
STARTS - Number Starts
MEAN | 2.51 | 2.85 | 2.86 | 2.62 | 2.93 | 3.01 | 2.48 | 2.86 | 2.78 | 2.41 | 2.76 | 3.1 | 2.55 | 2.89 | 2.99
P5 | 0 | 0 | 0.5 | 0.5 | 0 | 1 | 0 | 0.5 | 0 | 0 | 0.5 | 1 | 0 | 0 | 0.5
P95 | 5.5 | 6 | 5 | 6 | 6 | 6.5 | 5 | 5.5 | 5.5 | 5 | 5.5 | 6 | 5.5 | 6 | 6.5
VOMCOSTS - VOM Costs
MEAN | 405936.72 | 471986.865 | 482040.3 | 421907.598 | 501236.736 | 513961.524 | 462135.924 | 532334.754 | 541140.876 | 476429.094 | 563759.43 | 573038.646 | 516395.439 | 599261.22 | 611919.468
P5 | 381197.55 | 447717.9 | 452655 | 394717.05 | 472945.2 | 486576 | 436892.25 | 501668.1 | 514642.8 | 444712.5 | 526255.5 | 538310.25 | 483769.65 | 559714.5 | 573226.2
P95 | 427198.05 | 496749.75 | 505365 | 445482.45 | 527818.2 | 538860.6 | 481917.45 | 558789.3 | 571201.5 | 500972.4 | 595812 | 605245.5 | 542439.45 | 627900.75 | 645487.2
Simple HR 2018 David Gates Generating Station updated HRs
CAPACITYFACTOR - Net Generation Capacity Factor
MEAN | 0.1341 | 0.14405 | 0.13704 | 0.11191 | 0.12333 | 0.11298 | 0.13616 | 0.11802 | 0.094825 | 0.097308 | 0.093462 | 0.085953 | 0.084098 | 0.088257 | 0.079298
P5 | 0.072513 | 0.06526 | 0.058647 | 0.049194 | 0.060198 | 0.051763 | 0.058804 | 0.062104 | 0.034147 | 0.045681 | 0.043352 | 0.039565 | 0.045041 | 0.046507 | 0.043027
P95 | 0.18074 | 0.20101 | 0.19971 | 0.19437 | 0.17856 | 0.15943 | 0.20177 | 0.18277 | 0.17624 | 0.15571 | 0.15337 | 0.13546 | 0.13233 | 0.14745 | 0.11353
CO2EMISSIONS - CO2 Emissions
MEAN | 92189.5547 | 100071.3975 | 93810.4511 | 81483.0377 | 89135.2853 | 81449.3885 | 83677.5934 | 74390.2114 | 62241.9323 | 65746.3346 | 61708.3003 | 55605.8368 | 55968.7834 | 58714.2209 | 52336.1046
P5 | 57112.4 | 57085.0807 | 49401.6605 | 47296.958 | 53120.6449 | 45852.6192 | 39058.1324 | 41252.3885 | 24224.9753 | 33499.1855 | 29881.3289 | 27053.1332 | 31450.0272 | 31614.5193 | 30066.1071
P95 | 117943.0284 | 129951.5951 | 128072.6581 | 128040.2892 | 119613.7727 | 107216.4306 | 118907.0373 | 108977.3009 | 107812.4496 | 99588.62 | 96271.4757 | 84779.6432 | 85655.1727 | 94136.2376 | 72732.9094
FUELCONSUMED - Fuel Consumed
MEAN | 1562534.825 | 1696125.3815 | 1590007.6456 | 1381068.4359 | 1510767.5467 | 1380498.1094 | 1418264.2957 | 1260851.0413 | 1054948.0058 | 1114344.6545 | 1045903.3941 | 942471.8102 | 948623.447 | 995156.2857 | 887052.6208
P5 | 968006.7793 | 967543.7411 | 837316.2804 | 801643.356 | 900349.9143 | 777163.0371 | 662002.2441 | 699193.0252 | 410592.8018 | 567782.8049 | 506463.202 | 458527.6805 | 533051.3087 | 535839.3098 | 509595.0352
P95 | 1999034.3799 | 2202569.4084 | 2170723.0181 | 2170174.3933 | 2027352.079 | 1817227.6376 | 2015373.5143 | 1847072.896 | 1827329.6548 | 1687942.7115 | 1631719.9274 | 1436943.1048 | 1451782.588 | 1595529.4506 | 1232761.1762
FUELCOST - Fuel Cost
MEAN | 2216099.8636 | 2379938.4991 | 2339241.4935 | 2141185.7352 | 2424471.7038 | 2317922.2424 | 2564798.478 | 2335867.5023 | 2109313.0865 | 2217751.4629 | 2169644.1524 | 2018419.9304 | 2045610.9934 | 2194639.4696 | 2003705.4628
P5 | 1055688.0879 | 939030.7125 | 862763.9915 | 723967.2587 | 1021858.7916 | 907262.6002 | 851742.6355 | 986730.2481 | 576216.0372 | 854264.8273 | 760556.0198 | 735237.7568 | 903055.629 | 878655.6235 | 877970.6075
P95 | 3432762.9693 | 3786004.8414 | 4046260.1381 | 4291617.8125 | 4095028.537 | 3707432.1343 | 4391476.2521 | 4454064.5163 | 4868076.9036 | 4142784.8767 | 4277359.6442 | 3660419.3028 | 3886496.8564 | 4722407.5435 | 3291541.119
NETPOS - Net Position (MWh)
MEAN | 95928.5596 | 103288.0655 | 98220.2978 | 80297.2507 | 88210.4858 | 81079.2369 | 97314.8895 | 84368.9362 | 67968.4264 | 69534.3979 | 66820.0882 | 61381.973 | 60115.5137 | 63507.0317 | 56868.9932
P5 | 51849.2918 | 46776.3195 | 42041.9459 | 35301.4496 | 42878.0984 | 37179.1439 | 42032.646 | 44429.8434 | 24404.072 | 32785.7894 | 30860.529 | 28222.9789 | 32314.7561 | 33434.5084 | 30918.9521
P95 | 129735.4833 | 143505.7117 | 142666.2419 | 139014.1867 | 127252.1626 | 114409.2951 | 144506.5617 | 130747.3683 | 126411.2071 | 111516.5278 | 109642.6158 | 96713.4714 | 94908.7237 | 106231.8056 | 81863.3234
NETREVENUE - Net Revenue $
MEAN | -1560074.1697 | -1447092.1982 | -1311935.7416 | -1389970.7417 | -1746647.0196 | -1689022.9419 | -1266239.8986 | -1262425.4762 | -1157073.3651 | -1366101.0611 | -1239237.4574 | -1067596.0743 | -1180748.3436 | -1236852.7843 | -1113294.7639
P5 | -1843370.0613 | -1675242.2756 | -1573034.5252 | -1759525.1824 | -2099645.5309 | -2013496.3548 | -1733073.396 | -1713891.1242 | -1902161.8908 | -1971252.4517 | -1970007.0755 | -1759805.2823 | -1841225.6916 | -2023881.5187 | -1640897.2491
P95 | -1170550.4124 | -1164501.4959 | -948704.8223 | -1072835.312 | -1300532.4013 | -1164459.742 | -700289.2145 | -740657.3732 | -482645.1523 | -761514.077 | -637877.3695 | -452096.0356 | -617466.3166 | -637025.5149 | -563125.931
STARTS - Number Starts
MEAN | 2347.42 | 2563.19 | 2583.87 | 2711.32 | 2783.96 | 2775.12 | 2433.83 | 2389.81 | 1942.09 | 2159.84 | 2022.13 | 1800.24 | 1931.51 | 2054.98 | 1839.94
P5 | 2200.5 | 2335 | 2353 | 2542.5 | 2602 | 2611.5 | 1690.5 | 1694.5 | 1211.5 | 1525 | 1346.5 | 1088 | 1347.5 | 1445 | 1301.5
P95 | 2486 | 2755.5 | 2739.5 | 2852.5 | 2925.5 | 2932 | 2940.5 | 2888 | 2561 | 2667 | 2583.5 | 2311.5 | 2458.5 | 2586 | 2305
VOMCOSTS - VOM Costs
MEAN | 871031.321 | 956447.4865 | 927199.6112 | 773262.5239 | 866226.9709 | 812413.9534 | 994558.1707 | 879968.0047 | 722504.3723 | 754448.2171 | 739030.175 | 693002.4751 | 691929.5627 | 745572.5526 | 681290.5388
P5 | 470791.5692 | 433148.7185 | 396875.9697 | 339952.9596 | 421062.9268 | 372535.0214 | 429573.6423 | 463403.2667 | 259415.2858 | 355725.8145 | 341317.4503 | 318637.4314 | 371942.8427 | 392521.128 | 370409.0466
P95 | 1177998.1881 | 1328862.8904 | 1346769.3235 | 1338706.6182 | 1249616.2366 | 1146381.1373 | 1476857.0603 | 1363695.0515 | 1343751.1314 | 1209954.3268 | 1212647.3305 | 1091895.0924 | 1092399.4093 | 1247161.3981 | 980722.6148
Simple HR 2018 YELP 2015 v2
CAPACITYFACTOR - Net Generation Capacity Factor
MEAN | 1 | 1 | 1 | 1 | 1 | 1 | 1 | 1 | 1 | 1
P5 | 1 | 1 | 1 | 1 | 1 | 1 | 1 | 1 | 1 | 1
P95 | 1 | 1 | 1 | 1 | 1 | 1 | 1 | 1 | 1 | 1
NETPOS - Net Position (MWh)
MEAN | 247281.84 | 249055.56 | 248749.8 | 248005.68 | 247237.64 | 248819.48 | 247533 | 247759.72 | 248815.32 | 248060.8
P5 | 240526 | 241254 | 241436 | 239642 | 241410 | 242528 | 240032 | 238706 | 243438 | 240396
P95 | 252876 | 254696 | 254592 | 254748 | 253422 | 254046 | 253318 | 253526 | 254462 | 253864
NETREVENUE - Net Revenue $
MEAN | -19099566.7927 | -19195481.8549 | -19670369.7201 | -20338839.1479 | -20974704.3439 | -22674254.2534 | -24136280.9787 | -25856681.7312 | -25844612.9934 | -25727679.7044
P5 | -20487532.0218 | -21149471.6497 | -21477174.5685 | -22236444.6076 | -23033034.5773 | -24524706.8725 | -26045100.7185 | -27301633.9584 | -27341914.139 | -27130856.7474
P95 | -17509997.8715 | -17127984.0745 | -17554837.5232 | -17850854.9942 | -18781372.7298 | -21054284.2307 | -22289042.6146 | -23927027.0729 | -23754799.9478 | -23960119.6447
STARTS - Number Starts
MEAN | 2.27 | 2.04 | 2.09 | 2.23 | 2.16 | 1.87 | 2.04 | 1.85 | 2.04 | 2.08
P5 | 0 | 0 | 0 | 0 | 0 | 0 | 0 | 0 | 0 | 0
P95 | 5 | 4.5 | 5 | 5 | 4 | 4 | 5.5 | 4 | 4 | 4.5
Generation Asset - Total
CAPACITYFACTOR - Net Generation Capacity Factor
MEAN | 0.4733 | 0.44204 | 0.43727 | 0.41043 | 0.42242 | 0.40217 | 0.47179 | 0.45165 | 0.45177 | 0.45127 | 0.38069 | 0.37833 | 0.3712 | 0.36157 | 0.36013
P5 | 0.42555 | 0.38058 | 0.37157 | 0.35239 | 0.36801 | 0.33904 | 0.3887 | 0.38071 | 0.37248 | 0.38883 | 0.30915 | 0.30064 | 0.30549 | 0.2852 | 0.29026
P95 | 0.50704 | 0.48199 | 0.48101 | 0.47145 | 0.46502 | 0.44082 | 0.55044 | 0.53584 | 0.54725 | 0.51967 | 0.46189 | 0.45295 | 0.45119 | 0.45613 | 0.42729
CO2EMISSIONS - CO2 Emissions
MEAN | 860948.283 | 785027.8884 | 805627.1832 | 692365.479 | 726519.2018 | 774939.8624 | 947906.4317 | 902582.3975 | 951623.5783 | 906242.107 | 901827.515 | 932833.8936 | 888335.6672 | 875893.4096 | 905201.0157
P5 | 729792.4465 | 614511.2691 | 638371.7931 | 538978.6419 | 583087.5888 | 622815.1727 | 737739.8417 | 737007.7291 | 743531.2784 | 755934.7815 | 746605.099 | 751882.9297 | 744098.7891 | 717563.3482 | 741752.8861
P95 | 953227.8577 | 888833.9544 | 917000.9189 | 854451.8152 | 836421.0036 | 877657.1951 | 1133379.6008 | 1087785.2121 | 1171156.9775 | 1061728.7065 | 1067285.9772 | 1100141.5719 | 1066140.1053 | 1065977.0498 | 1065759.1592
FUELCONSUMED - Fuel Consumed
MEAN | 8598109.6929 | 7940011.3311 | 8082542.9127 | 7005906.6467 | 7333719.0972 | 7700755.2023 | 9357270.6813 | 8853990.6545 | 9201830.9092 | 8807250.8097 | 8771993.4901 | 9005979.396 | 8606317.2109 | 8463067.3978 | 8673674.9207
P5 | 7239905.1685 | 6100468.0413 | 6263393.3326 | 5385090.4479 | 5819338.2119 | 6090146.8869 | 7221422.6605 | 7165969.0413 | 7075743.7726 | 7287195.7927 | 7178009.5941 | 7200124.8347 | 7133641.7412 | 6841616.073 | 7029213.7078
P95 | 9618447.1886 | 9102471.1842 | 9345711.6685 | 8748953.0776 | 8529755.4517 | 8798015.9759 | 11326269.6269 | 10863773.9135 | 11614656.4095 | 10472338.9373 | 10509189.3303 | 10749281.3914 | 10445400.4465 | 10496198.9534 | 10306177.5588
FUELCOST - Fuel Cost
MEAN | 8976651.9188 | 8250963.3208 | 8769023.5683 | 8669402.3299 | 8832563.9882 | 9399655.2068 | 11695893.7481 | 11290522.6328 | 11882818.2111 | 11592609.8976 | 11855289.6973 | 12285231.1446 | 12038555.7482 | 12044742.2367 | 12493192.701
P5 | 7064149.8243 | 5765721.979 | 6249392.6994 | 6083499.9055 | 6435258.2904 | 6891394.9193 | 8322117.8958 | 8569669.0524 | 8537368.8455 | 9095036.626 | 9103835.1281 | 9286288.0652 | 9498170.6632 | 9237275.4266 | 9635651.7811
P95 | 10669408.2369 | 10284703.8659 | 11163059.5679 | 11871461.1005 | 11206606.3279 | 11526078.9252 | 15157547.4703 | 15195243.7419 | 16924208.8649 | 14853362.0938 | 15498739.343 | 15632305.9102 | 15841768.3379 | 16630452.702 | 15653054.4604
NETPOS - Net Position (MWh)
MEAN | 1104265.6851 | 1037485.1807 | 1051181.5941 | 958096.084 | 981832.8074 | 934135.1168 | 1025464.1404 | 979646.9124 | 1011951.1245 | 975116.7011 | 728637.6859 | 750261.2091 | 714897.636 | 698418.6534 | 717074.4227
P5 | 985172.8617 | 884025.0699 | 896212.5044 | 821846.9332 | 853281.3473 | 791095.6028 | 843293.8442 | 828020.7192 | 833774.9676 | 843056.2753 | 595020.7213 | 594660.1499 | 590575.3776 | 557432.7438 | 574222.6435
P95 | 1188197.3439 | 1134867.3611 | 1156219.0021 | 1105357.7683 | 1086511.9893 | 1031368.0283 | 1198727.4074 | 1161811.3723 | 1225667.401 | 1119550.8321 | 879413.9492 | 901584.7371 | 873421.6103 | 878403.2041 | 862711.4784
NETREVENUE - Net Revenue $
MEAN | -35086630.8719 | -33805247.1671 | -34902660.0827 | -37132598.6574 | -38934113.8308 | -34921002.1726 | -27423585.9884 | -29778469.7093 | -30929860.708 | -30617737.7206 | -4645321.8403 | -5011654.4194 | -4844650.2104 | -4801880.5196 | -5340104.0109
P5 | -39895847.1479 | -40126248.5844 | -40838415.8784 | -43629224.8721 | -44716827.8877 | -38703135.6549 | -32476905.6582 | -33534525.4352 | -34835201.0453 | -34142268.8297 | -7025707.6956 | -7368062.1474 | -6899737.2917 | -7220492.2145 | -7568052.2564
P95 | -29286830.6446 | -26628539.662 | -26015450.038 | -28780053.3948 | -31654091.3474 | -29551216.781 | -20650720.6414 | -22689992.6668 | -22284055.04 | -24806305.2203 | 46580.378 | -1451444.7033 | -1016616.1817 | 683065.1928 | -2328170.5787
STARTS - Number Starts
MEAN | 2400.79 | 2616.85 | 2650.25 | 2833.39 | 2861.74 | 2837.48 | 2613.09 | 2541.76 | 2214.08 | 2394.36 | 2175.23 | 1953.02 | 2078.93 | 2149.82 | 1924.55
P5 | 2231 | 2350.5 | 2367 | 2579.5 | 2634 | 2685 | 1963.5 | 1877.5 | 1526 | 1774 | 1543 | 1260 | 1542.5 | 1572.5 | 1408
P95 | 2557.5 | 2890.5 | 2860.5 | 3041.5 | 3054 | 2990 | 3140 | 3082 | 2860 | 2899.5 | 2750.5 | 2463.5 | 2597 | 2734.5 | 2433
VOMCOSTS - VOM Costs
MEAN | 2886794.8686 | 2737455.4392 | 2812801.5174 | 2445398.2632 | 2620753.9749 | 2753877.3383 | 3599766.295 | 3406154.1353 | 3481547.3959 | 3414900.7992 | 3482449.8483 | 3609820.602 | 3519606.7197 | 3521468.0722 | 3624820.5394
P5 | 2285650.3506 | 1878251.796 | 1950356.3542 | 1696357.6094 | 1901887.3255 | 1978140.2721 | 2606840.0219 | 2610369.7004 | 2497872.7097 | 2684870.9939 | 2713095.5319 | 2761196.3014 | 2800952.7589 | 2716502.2122 | 2802806.5177
P95 | 3346619.1835 | 3313009.08 | 3435154.1559 | 3306558.9238 | 3218056.776 | 3310065.0422 | 4567965.0497 | 4395851.811 | 4749040.6411 | 4281388.9815 | 4393289.808 | 4504236.8408 | 4444774.639 | 4640752.0221 | 4464000.703
Hydro
IRP Black Eagle 2018
NETPOS - Net Position (MWh)
MEAN | 72642.3384 | 72818.343 | 72940.4245 | 72910.4299 | 72714.0309 | 72895.5098 | 72662.6862 | 72588.6448 | 72943.4545 | 72733.0238 | 72719.3743 | 72645.4189 | 72625.9395 | 73163.2556 | 72904.7523
P5 | 67079.8518 | 66931.9889 | 66681.3197 | 67064.206 | 67934.4259 | 66247.3659 | 67497.2669 | 66924.3815 | 66954.6055 | 67427.2963 | 66928.0605 | 67552.0139 | 67103.9352 | 67861.0667 | 67687.7421
P95 | 77670.5351 | 77364.0213 | 78983.8874 | 77716.9838 | 77717.8978 | 78593 | 77936.3645 | 77678.4434 | 77563.8881 | 77581.8046 | 77959.6989 | 77581.0635 | 77938.4461 | 78401.0543 | 78671.517
NETREVENUE - Net Revenue $
MEAN | 1141739.4314 | 1324224.4163 | 1351384.4013 | 1308298.9714 | 1267934.0641 | 1208224.214 | 1144336.0739 | 1085399.6908 | 1027001.5417 | 1030462.4926 | 1039124.8684 | 1051777.5205 | 1058663.7759 | 1077136.0236 | 1083289.6823
P5 | 743535.2844 | 841193.2195 | 822662.895 | 682869.1396 | 746173.7481 | 715081.037 | 682022.7922 | 727099.0733 | 645183.2092 | 691796.5831 | 660119.8396 | 658517.5588 | 741109.7517 | 675327.4679 | 727298.1289
P95 | 1552559.6709 | 1929552.0975 | 1945432.428 | 2014907.7783 | 1913293.1968 | 1727037.8108 | 1694417.0362 | 1647269.744 | 1690235.7893 | 1554895.6119 | 1576427.0476 | 1434874.5371 | 1525420.9558 | 1680972.9295 | 1525742.8243
IRP Cochrane 2018
NETPOS - Net Position (MWh)
MEAN | 147610.4226 | 148161.2924 | 148324.0982 | 148177.4918 | 147727.4581 | 148231.3457 | 147801.6073 | 147511.4259 | 148220.7316 | 147823.7405 | 147797.3413 | 147596.7223 | 147682.0227 | 148983.2866 | 148090.7088
P5 | 137992.6119 | 138422.8952 | 136456.0229 | 139388.2771 | 138307.2066 | 138654.8977 | 137010.3334 | 139437.2369 | 138429.3655 | 136145.5527 | 138515.2985 | 137727.2813 | 137633.6424 | 139810.2018 | 137492.2451
P95 | 157572.5205 | 157569.9309 | 159212.9608 | 156298.5962 | 156132.7797 | 158401.9997 | 159885.5282 | 156240.9139 | 156179.461 | 157268.0936 | 157822.8923 | 156928.0717 | 158592.6937 | 158118.431 | 158485.4842
NETREVENUE - Net Revenue $
MEAN | 2290285.745 | 2658827.6984 | 2710006.0489 | 2618247.2829 | 2537593.2128 | 2423239.5366 | 2288192.3476 | 2172329.4787 | 2045383.8251 | 2052604.5799 | 2072960.7721 | 2092931.3413 | 2112145.7401 | 2149578.9499 | 2153242.6314
P5 | 1477456.0581 | 1655831.3607 | 1657645.1131 | 1371797.4652 | 1502212.9212 | 1423939.3266 | 1311457.0508 | 1407102.2295 | 1260134.3442 | 1360685.5764 | 1286670.5257 | 1318706.4548 | 1442694.3195 | 1352106.4666 | 1429176.5631
P95 | 3162910.9408 | 3835033.8264 | 4022197.9837 | 4052651.9812 | 3801514.2929 | 3450177.4224 | 3335489.5542 | 3292858.0031 | 3447711.661 | 3067500.8609 | 3130355.8655 | 2848345.7965 | 3126901.9154 | 3377288.8568 | 2963495.0511
IRP Hauser 2018
NETPOS - Net Position (MWh)
MEAN | 68932.9899 | 69141.8331 | 69182.3515 | 69182.9495 | 68961.7189 | 69153.4252 | 68944.0009 | 68941.8623 | 69187.7222 | 68927.9248 | 68954.5312 | 68944.2833 | 68931.6563 | 69381.2172 | 69174.657
P5 | 63221.9408 | 62907.2742 | 63057.7017 | 63278.1916 | 63248.5217 | 63037.4718 | 63067.252 | 63742.1481 | 62715.7306 | 63723.1744 | 62714.3104 | 63173.3258 | 63588.6536 | 63250.0998 | 61905.0048
P95 | 74102.8933 | 73698.7492 | 74110.2657 | 73797.0302 | 73777.8041 | 73772.9603 | 74073.4189 | 73615.9694 | 73419.2018 | 73231.5087 | 73875.2789 | 73417.6051 | 73855.9447 | 74714.7055 | 74539.0089
NETREVENUE - Net Revenue $
MEAN | 1116163.3509 | 1290063.9884 | 1316921.9153 | 1273118.5944 | 1235423.7014 | 1180524.4934 | 1119929.1379 | 1063374.5882 | 1006964.3111 | 1013010.6501 | 1021519.531 | 1034925.4922 | 1042989.8065 | 1058149.8743 | 1066488.1425
P5 | 724564.7813 | 821063.8099 | 805532.1394 | 671237.3816 | 722777.3758 | 693760.2092 | 661132.7893 | 717462.238 | 638868.7222 | 688413.1811 | 655381.9923 | 659320.1139 | 741951.9371 | 662541.9207 | 720418.0388
P95 | 1520034.133 | 1871171.1853 | 1939270.6285 | 1976688.7296 | 1882871.845 | 1667947.312 | 1648527.7156 | 1595514.6459 | 1670092.7261 | 1538081.2246 | 1531309.5424 | 1406537.1266 | 1498771.388 | 1650312.1406 | 1479046.4386
IRP Holter 2018
NETPOS - Net Position (MWh)
MEAN | 158513.325 | 159233.6267 | 159444.779 | 159411.8079 | 158534.9549 | 159174.5674 | 158940.6238 | 158351.921 | 159357.6193 | 158594.0452 | 158791.6692 | 158555.8756 | 158386.5223 | 159968.2917 | 158243.9473
P5 | 80797.0875 | 82788.6427 | 81702.1905 | 92265.2768 | 83698.0217 | 80854.7667 | 90766.8364 | 94040.226 | 83461.5492 | 97547.3937 | 93631.6375 | 81218.9881 | 84623.234 | 83863.8677 | 90532.025
P95 | 226939.4538 | 224415.592 | 220879.3884 | 226654.3818 | 230936.2989 | 234939.0722 | 232873.7326 | 233239.742 | 229296.0849 | 228500.5727 | 230361.2438 | 224576.6949 | 241501.4598 | 227537.328 | 230410.7727
NETREVENUE - Net Revenue $
MEAN | 2508479.2033 | 2906358.8197 | 2994581.6031 | 2898788.0477 | 2806201.3164 | 2676362.9686 | 2548871.3523 | 2372446.1522 | 2254875.4505 | 2266612.1381 | 2292641.7052 | 2314444.2209 | 2329097.371 | 2374214.2571 | 2391299.7677
P5 | 1191392.0655 | 1499429.2978 | 1278641.4744 | 1201320.444 | 1136866.9999 | 1267119.2505 | 1115633.6836 | 1344049.4645 | 1004683.5906 | 1225304.4253 | 1165237.6596 | 1083377.6421 | 1282040.4822 | 1271476.7846 | 1277974.6266
P95 | 4059220.4779 | 4964402.8041 | 4862026.2957 | 5401754.6222 | 4749485.8107 | 4634563.2819 | 4559029.4564 | 3979193.7131 | 3988198.4918 | 3843602.8185 | 3860498.2137 | 3711470.7152 | 4063335.9839 | 4099195.8714 | 4056550.8015
IRP Madison 2018
NETPOS - Net Position (MWh)
MEAN | 34125.8771 | 34245.6865 | 34239.1224 | 34240 | 34138.9615 | 34258.6544 | 34125.7636 | 34120.0375 | 34242.8393 | 34150.3192 | 34147.4011 | 34129.8815 | 34121.806 | 34373.0764 | 34234.8578
P5 | 32990.0882 | 33102.6938 | 32997.3674 | 33249.8028 | 33191.144 | 33098.8222 | 33130.1563 | 33192.5316 | 33004.6114 | 33151.9146 | 32853.9169 | 33017.7879 | 33024.6461 | 33420.5133 | 33194.1785
P95 | 35349.2441 | 35153.6483 | 35360.6095 | 35141.704 | 35201.6545 | 35249.0396 | 35288.2276 | 35060.833 | 35061.0083 | 35132.3088 | 35116.0282 | 35119.039 | 35106.5724 | 35378.3771 | 35407.8785
NETREVENUE - Net Revenue $
MEAN | 551447.8011 | 638627.6832 | 650317.963 | 628353.313 | 610259.1939 | 583917.3668 | 553181.4045 | 526402.7791 | 498042.5371 | 500403.9526 | 505273.4733 | 511096.2187 | 515364.3906 | 523839.9807 | 526563.738
P5 | 358872.0847 | 400777.0262 | 404772.0928 | 341066.4071 | 368788.4137 | 355598.2581 | 332494.5517 | 350298.3269 | 309512.4202 | 337325.2779 | 322009.0092 | 333944.7824 | 362887.7934 | 339031.5219 | 352920.3403
P95 | 752860.9051 | 905024.3372 | 951367.7869 | 962674.9004 | 910335.1806 | 812444.857 | 793019.3578 | 799865.8311 | 829056.7211 | 742674.6753 | 757664.0402 | 704652.4896 | 737571.7465 | 823486.7773 | 724232.5608
IRP Morony 2018
NETPOS - Net Position (MWh)
MEAN | 145817.086 | 146284.262 | 146283.3834 | 146249.6615 | 145720.7183 | 146374.5845 | 145909.3981 | 145759.9523 | 146300.8422 | 145865.8759 | 145825.7993 | 145814.821 | 145824.7818 | 146992.2587 | 146138.5371
P5 | 136244.6619 | 137414.8449 | 135004.0897 | 138359.9856 | 135638.3841 | 136161.2902 | 136205.1456 | 137566.8923 | 136622.9638 | 133824.3118 | 137547.662 | 136642.3833 | 136057.4848 | 137822.5887 | 136424.9074
P95 | 155001.9781 | 154759.562 | 156408.3482 | 154156.316 | 154840.4344 | 155367.7906 | 156794.4147 | 153919.8597 | 153255.1622 | 155731.9599 | 155065.8702 | 154162.8183 | 155273.3569 | 155778.4058 | 156125.6187
NETREVENUE - Net Revenue $
MEAN | 2307467.5434 | 2674159.8287 | 2724657.4787 | 2635507.4629 | 2553922.8927 | 2444705.7995 | 2313058.4594 | 2197954.7676 | 2074092.9156 | 2081032.2795 | 2103093.8549 | 2125559.0181 | 2143676.8702 | 2180630.4435 | 2187744.7612
P5 | 1503118.9399 | 1703981.1047 | 1678856.0448 | 1393043.5898 | 1511683.589 | 1475507.9172 | 1351034.8064 | 1460175.8663 | 1287905.2822 | 1410807.7148 | 1319665.1032 | 1365980.5772 | 1502923.563 | 1413278.0123 | 1470132.7293
P95 | 3170978.4444 | 3780555.5067 | 3992196.2372 | 4068003.5788 | 3756811.7364 | 3461845.3989 | 3377943.2447 | 3304936.0031 | 3454098.1705 | 3121582.8805 | 3150732.81 | 2892476.8402 | 3126112.2265 | 3400586.0242 | 3012929.8236
IRP Mystic 2018
NETPOS - Net Position (MWh)
MEAN | 33233.5303 | 33363.9076 | 33396.0654 | 33329.2363 | 33230.0764 | 33363.7582 | 33210.2598 | 33233.3986 | 33404.8348 | 33214.1848 | 33218.6737 | 33199.9379 | 33162.0995 | 33533.0321 | 33317.9802
P5 | 32639.6329 | 32497.8096 | 32525.2967 | 32615.1128 | 32578.6118 | 32700.2889 | 32490.1197 | 32625.3729 | 32667.9948 | 32484.5872 | 32421.2823 | 32540.6442 | 32498.6473 | 32787.0101 | 32484.9836
P95 | 33915.359 | 34102.7788 | 34036.9975 | 34215.7989 | 33921.6087 | 34049.843 | 34010.1773 | 33790.7383 | 34108.5561 | 33913.56 | 34055.2902 | 33916.2024 | 34026.98 | 34340.6696 | 34136.3384
NETREVENUE - Net Revenue $
MEAN | 584942.511 | 649852.3612 | 663179.7702 | 640643.1112 | 623837.3666 | 600480.7269 | 570967.0193 | 545624.5347 | 518830.812 | 520327.3623 | 526545.9667 | 532768.1655 | 537350.6604 | 548077.9165 | 550810.5003
P5 | 384836.0233 | 416708.8897 | 425861.0275 | 367956.8799 | 393292.8604 | 369262.1628 | 356087.5346 | 379212.5247 | 326193.5642 | 356677.7385 | 348519.9817 | 362411.4651 | 382308.1504 | 365004.3077 | 372494.0466
P95 | 787820.2729 | 910253.7019 | 948144.0794 | 955218.7222 | 907900.616 | 820322.0515 | 798474.2773 | 825801.1634 | 852001.9185 | 765203.7389 | 770147.4083 | 741609.8491 | 751661.4152 | 860113.1149 | 747184.5854
IRP Rainbow 2018
NETPOS - Net Position (MWh)
MEAN | 199222.4132 | 199899.5116 | 199972.0957 | 199890.7373 | 199306.0618 | 200037.0812 | 199431.4054 | 199177.6437 | 199942.0465 | 199354.1214 | 199507.9202 | 199237.3615 | 199148.523 | 200724.0186 | 199774.4492
P5 | 189192.043 | 190095.4099 | 188716.175 | 190955.1035 | 189304.437 | 189829.7861 | 189553.2643 | 190926.9937 | 188917.0384 | 188513.9049 | 188417.261 | 189661.205 | 190599.6584 | 190638.4147 | 189859.041
P95 | 208943.7967 | 208607.8616 | 210807.8795 | 208585.2948 | 207449.1846 | 208290.8682 | 209550.6791 | 207354.6736 | 206691.5797 | 208674.3435 | 209627.2005 | 208668.2597 | 208588.9867 | 210134.6303 | 210908.1921
NETREVENUE - Net Revenue $
MEAN | 3126793.7497 | 3627065.3888 | 3692696.8029 | 3567098.3442 | 3461559.0975 | 3306658.2576 | 3128108.7635 | 2970311.1334 | 2802654.4536 | 2810932.8426 | 2841832.5171 | 2869591.6395 | 2891320.5947 | 2942823.5404 | 2955016.8361
P5 | 2024521.5267 | 2270675.7545 | 2275466.2367 | 1908789.0459 | 2047325.8616 | 1980112.8924 | 1835327.6242 | 1948212.5922 | 1732494.4139 | 1851536.5404 | 1785629.7799 | 1831523.7736 | 1993877.3709 | 1870953.2125 | 1946476.3265
P95 | 4290536.6916 | 5193946.4308 | 5419498.1585 | 5441134.8619 | 5165976.5858 | 4648180.5987 | 4517055.3501 | 4508431.4979 | 4699146.6408 | 4179314.6998 | 4262394.1711 | 3950177.7132 | 4164756.2367 | 4649546.7304 | 4082987.5877
IRP Ryan 2018
NETPOS - Net Position (MWh)
MEAN | 238218.2714 | 238915.7325 | 238959.105 | 238971.7577 | 238167.6483 | 239046.0879 | 238437.6181 | 238113.8602 | 239031.1606 | 238335.7383 | 238318.4183 | 238168.5309 | 238117.9205 | 239891.2099 | 238826.1693
P5 | 230051.6791 | 231443.9466 | 230614.6182 | 231875.1562 | 232022.7879 | 230851.2724 | 230691.6294 | 232526.291 | 231017.43 | 230681.9555 | 230520.3078 | 232469.2367 | 230927.4387 | 232878.4272 | 231009.7483
P95 | 245216.975 | 245910.5984 | 246724.0226 | 245886.6853 | 244380.875 | 245143.4003 | 245398.5972 | 244519.1145 | 244892.9845 | 245186.9534 | 245777.3065 | 245011.5881 | 245251.3428 | 247214.1614 | 246962.8123
NETREVENUE - Net Revenue $
MEAN | 3775423.3376 | 4388536.882 | 4469123.2532 | 4319169.3674 | 4188809.0478 | 4006487.3951 | 3797210.9456 | 3604954.7744 | 3403057.3419 | 3420172.9848 | 3455063.2227 | 3490964.0951 | 3520088.8259 | 3580077.3208 | 3595365.4571
P5 | 2462646.5174 | 2751538.0573 | 2776366.7922 | 2330014.559 | 2517363.8475 | 2429172.4488 | 2256113.2427 | 2380601.8674 | 2110716.9609 | 2262783.4141 | 2188168.9938 | 2261006.2438 | 2452788.1755 | 2302226.3971 | 2361198.2909
P95 | 5151311.7804 | 6216701.1037 | 6512691.3583 | 6611160.7362 | 6228097.5725 | 5561786.0507 | 5435493.7142 | 5490113.1067 | 5673817.281 | 5054423.1909 | 5203840.9099 | 4858369.6948 | 5090276.2851 | 5660574.4446 | 4946549.6383
IRP Thompson 2018
NETPOS - Net Position (MWh)
MEAN | 279772.0529 | 280591.7819 | 280994.6939 | 280506.1821 | 279596.7618 | 280695.9928 | 279991.5465 | 279937.704 | 281080.1434 | 279571.2444 | 279834.9051 | 279794.6487 | 279873.6188 | 282050.4314 | 280438.3756
P5 | 258860.1597 | 260031.7052 | 258745.1465 | 260729.6077 | 262512.757 | 259266.826 | 258799.7835 | 260302.234 | 258645.1088 | 260042.8587 | 258009.1067 | 263357.5316 | 260033.5489 | 261958.9589 | 259987.0874
P95 | 300378.328 | 298932.7666 | 304547.4924 | 297712.9607 | 299484.1713 | 300084.2173 | 304327.453 | 299164.7077 | 301371.4543 | 296973.6219 | 299729.311 | 297329.7538 | 299283.0795 | 304223.9673 | 305856.1091
NETREVENUE - Net Revenue $
MEAN | 4280357.8393 | 5027270.9862 | 5127043.8248 | 4942479.6277 | 4794776.1668 | 4570106.0741 | 4328144.691 | 4103729.2529 | 3868092.8099 | 3865045.5436 | 3900590.8433 | 3952880.7996 | 3983162.0224 | 4059047.0691 | 4065133.3222
P5 | 2760300.6557 | 3124941.8003 | 3114646.9335 | 2571590.2098 | 2817214.8104 | 2690556.8285 | 2518515.5101 | 2656637.5949 | 2425384.24 | 2599153.0622 | 2461555.3281 | 2434840.6019 | 2729193.9925 | 2557793.0897 | 2667322.4163
P95 | 5926275.9344 | 7237968.185 | 7421634.115 | 7648650.8169 | 7197488.0834 | 6486491.446 | 6429282.2266 | 6250086.5583 | 6475077.1961 | 5845427.2203 | 5888445.1558 | 5397145.6918 | 5850046.0214 | 6397825.0471 | 5736899.0857
Hydro - Total
NETPOS - Net Position (MWh)
MEAN | 1378088.3069 | 1382655.9772 | 1383736.119 | 1382870.2541 | 1378098.3908 | 1383231.0071 | 1379454.9096 | 1377736.4502 | 1383711.3945 | 1378570.2184 | 1379116.0338 | 1378087.4817 | 1377874.8905 | 1389060.0781 | 1381144.4346
P5 | 1240101.4541 | 1249594.7707 | 1249662.6767 | 1261733.3348 | 1258644.4856 | 1242512.9332 | 1250004.7861 | 1260995.918 | 1236717.1736 | 1255432.816 | 1249563.5289 | 1256300.5966 | 1244717.1105 | 1253720.3188 | 1249651.1323
P95 | 1507684.6898 | 1498901.7979 | 1509402.2414 | 1506549.5972 | 1497807.1677 | 1506883.226 | 1523296.8761 | 1506411.4222 | 1496771.6699 | 1497793.3556 | 1514537.9168 | 1504891.8361 | 1510530.5079 | 1511751.2121 | 1517718.4901
NETREVENUE - Net Revenue $
MEAN | 21683100.5126 | 25184988.0528 | 25699913.0614 | 24831704.1227 | 24080316.06 | 23000706.8326 | 21792000.1951 | 20642527.152 | 19498995.9986 | 19560604.8261 | 19758646.7546 | 19976938.5114 | 20133860.0577 | 20493575.376 | 20574954.8387
P5 | 14271946.1957 | 16056065.4948 | 15642189.1594 | 13081405.3438 | 13998958.6451 | 13556119.4584 | 12444118.0951 | 13762737.0292 | 12509097.5261 | 13275923.7437 | 12449540.1375 | 12628081.7179 | 14053773.6972 | 12979479.6262 | 13770143.0556
P95 | 29543048.6379 | 36293657.5636 | 37756898.7522 | 38666401.2782 | 36143731.8866 | 32595008.5392 | 33021893.8331 | 31365874.1059 | 32283020.1966 | 29877611.6384 | 29485125.5817 | 26913050.352 | 29577478.1817 | 32738759.8535 | 29050000.75
Load
NWE Load 2018 incl DSM and NEM main - with EPD
NETPOS - Net Position (MWh)
MEAN | -4305895.1237 | -4318823.4484 | -4326685.026 | -4325069.4344 | -4328448.5983 | -4346044.3931 | -4345491.325 | -4356957.1591 | -4377051.6905 | -4368033.6485 | -4391252.196 | -4406944.418 | -4426037.6014 | -4466380.1222 | -4472790.8426
P5 | -4347041.75 | -4371715.55 | -4373883.3 | -4373932.615 | -4381967.455 | -4399829.105 | -4390101.425 | -4417059.14 | -4429302.36 | -4407763.42 | -4432433.99 | -4456359.94 | -4473831.17 | -4519381.04 | -4536320.995
P95 | -4259797.49 | -4275525.715 | -4276922.25 | -4269149.65 | -4280390.14 | -4303109.165 | -4294962.14 | -4306561.35 | -4332043.585 | -4316529.84 | -4338669.51 | -4357867 | -4381802.27 | -4416482.68 | -4422708.57
NETREVENUE - Net Revenue $
MEAN | -97335882.5105 | -108359377.094 | -110251178.4576 | -111788936.4439 | -114154361.5262 | -111142989.3527 | -107579917.1515 | -104447145.6157 | -101131233.4848 | -101524149.4042 | -102811254.4142 | -103952971.4804 | -105066530.8558 | -106687766.3493 | -107489682.5808
P5 | -123721890.2214 | -142049157.8749 | -148652123.2487 | -155722153.7376 | -152434599.8875 | -139320500.0389 | -137905025.521 | -139691226.1699 | -145620371.1926 | -132682963.2803 | -138066323.0358 | -131701513.7427 | -137179164.8151 | -148753005.7668 | -132895682.3406
P95 | -73163989.9288 | -78020189.6696 | -78993810.5444 | -74811735.5269 | -83598906.2844 | -80784919.1054 | -77651259.8967 | -81677825.7786 | -76320836.5316 | -80160706.9605 | -79567221.4665 | -80024939.8249 | -85129413.5772 | -82346679.1524 | -83613227.7112
Load - Total
NETPOS - Net Position (MWh)
MEAN | -4305895.1237 | -4318823.4484 | -4326685.026 | -4325069.4344 | -4328448.5983 | -4346044.3931 | -4345491.325 | -4356957.1591 | -4377051.6905 | -4368033.6485 | -4391252.196 | -4406944.418 | -4426037.6014 | -4466380.1222 | -4472790.8426
P5 | -4347041.75 | -4371715.55 | -4373883.3 | -4373932.615 | -4381967.455 | -4399829.105 | -4390101.425 | -4417059.14 | -4429302.36 | -4407763.42 | -4432433.99 | -4456359.94 | -4473831.17 | -4519381.04 | -4536320.995
P95 | -4259797.49 | -4275525.715 | -4276922.25 | -4269149.65 | -4280390.14 | -4303109.165 | -4294962.14 | -4306561.35 | -4332043.585 | -4316529.84 | -4338669.51 | -4357867 | -4381802.27 | -4416482.68 | -4422708.57
NETREVENUE - Net Revenue $
MEAN | -97335882.5105 | -108359377.094 | -110251178.4576 | -111788936.4439 | -114154361.5262 | -111142989.3527 | -107579917.1515 | -104447145.6157 | -101131233.4848 | -101524149.4042 | -102811254.4142 | -103952971.4804 | -105066530.8558 | -106687766.3493 | -107489682.5808
P5 | -123721890.2214 | -142049157.8749 | -148652123.2487 | -155722153.7376 | -152434599.8875 | -139320500.0389 | -137905025.521 | -139691226.1699 | -145620371.1926 | -132682963.2803 | -138066323.0358 | -131701513.7427 | -137179164.8151 | -148753005.7668 | -132895682.3406
P95 | -73163989.9288 | -78020189.6696 | -78993810.5444 | -74811735.5269 | -83598906.2844 | -80784919.1054 | -77651259.8967 | -81677825.7786 | -76320836.5316 | -80160706.9605 | -79567221.4665 | -80024939.8249 | -85129413.5772 | -82346679.1524 | -83613227.7112
Physical Instrument
2018 Small QF - Aggregated Hydro Esc
NETPOS - Net Position (MWh)
MEAN | 54084.5874 | 54105.0501 | 54458.8515 | 54121.6085 | 54082.4366 | 41362.5781 | 24262.5698 | 24365.4994 | 24590.4969 | 24380.8677 | 24323.8357 | 24366.6887 | 24262.5698 | 3453.735
P5 | 54084.5874 | 54105.0501 | 54458.8515 | 54121.6085 | 54082.4366 | 41362.5781 | 24262.5698 | 24365.4994 | 24590.4969 | 24380.8677 | 24323.8357 | 24366.6887 | 24262.5698 | 3453.735
P95 | 54084.5874 | 54105.0501 | 54458.8515 | 54121.6085 | 54082.4366 | 41362.5781 | 24262.5698 | 24365.4994 | 24590.4969 | 24380.8677 | 24323.8357 | 24366.6887 | 24262.5698 | 3453.735
NETREVENUE - Net Revenue $
MEAN | -2889745.3527 | -2792817.0787 | -2791262.566 | -2799579.7321 | -2833578.1688 | -2239282.9741 | -1303090.4708 | -1327032.7033 | -1359884.455 | -1345225.1074 | -1338756.6502 | -1335607.0012 | -1327422.178 | -209958.8354
P5 | -3189951.7917 | -3144598.3052 | -3154794.1673 | -3240270.1432 | -3188444.0824 | -2497479.5981 | -1447874.0687 | -1445079.815 | -1487465.455 | -1460396.7138 | -1459704.2058 | -1446664.6337 | -1429454.3392 | -224412.5851
P95 | -2562629.2529 | -2377056.4786 | -2354387.9985 | -2310137.9406 | -2376190.3333 | -1999176.1417 | -1153324.5992 | -1165233.4261 | -1177017.9291 | -1178867.072 | -1179237.4096 | -1186448.0714 | -1190648.106 | -187236.1019
2018 Small QF - Aggregated Hydro Fixed
NETPOS - Net Position (MWh)
MEAN | 3836.4986 | 3701.7352 | 3262.0069 | 3253.405 | 3251.4477 | 3248.8775 | 3245.5879 | 3247.2202 | 3262.0069 | 3246.143 | 3247.8984 | 3248.2041 | 3245.5879 | 3263.9448 | 3253.405
P5 | 3836.4986 | 3701.7352 | 3262.0069 | 3253.405 | 3251.4477 | 3248.8775 | 3245.5879 | 3247.2202 | 3262.0069 | 3246.143 | 3247.8984 | 3248.2041 | 3245.5879 | 3263.9448 | 3253.405
P95 | 3836.4986 | 3701.7352 | 3262.0069 | 3253.405 | 3251.4477 | 3248.8775 | 3245.5879 | 3247.2202 | 3262.0069 | 3246.143 | 3247.8984 | 3248.2041 | 3245.5879 | 3263.9448 | 3253.405
NETREVENUE - Net Revenue $
MEAN | -173227.5537 | -159474.6298 | -139582.4643 | -140698.7165 | -142533.5299 | -145420.0412 | -147779.9112 | -150339.579 | -153955.4555 | -152501.7466 | -152258.3407 | -152053.3931 | -151396.7888 | -151917.6651 | -150843.4795
P5 | -194189.2771 | -183417.9067 | -161325.5369 | -166726.2992 | -163776.9086 | -165440.5498 | -167333.9895 | -166341.4601 | -171570.2223 | -166861.534 | -168184.5065 | -167865.5632 | -165523.7258 | -168081.3269 | -166502.1038
P95 | -150550.1714 | -131432.355 | -113727.4989 | -111528.1841 | -115168.4674 | -126711.5895 | -126550.7298 | -125990.6137 | -126197.4834 | -132466.6352 | -128801.9782 | -133694.0829 | -131577.627 | -124980.2615 | -132384.1439
2018 Small QF - Aggregated Hydro Index
NETPOS - Net Position (MWh)
MEAN | 734.9829 | 735.8673 | 738.2234 | 259.8927
P5 | 734.9829 | 735.8673 | 738.2234 | 259.8927
P95 | 734.9829 | 735.8673 | 738.2234 | 259.8927
NETREVENUE - Net Revenue $
MEAN | -1984.1592 | -2092.1564 | -2058.054 | -852.871
P5 | -5871.0681 | -6794.0829 | -6837.6735 | -2998.9609
P95 | 2254.6997 | 3369.6072 | 3592.5398 | 2109.854
2018 Small QF - Aggregated Wind Fixed
NETPOS - Net Position (MWh)
MEAN | 16729.5969 | 16745.5078 | 16774.2617 | 16812.697 | 16722.9342 | 16738.1716 | 10498.6537 | 2971.5251 | 2979.0052 | 2960.9688 | 2974.3998 | 2969.9396 | 2971.1499 | 2983.3635 | 2986.0519
P5 | 16729.5969 | 16745.5078 | 16774.2617 | 16812.697 | 16722.9342 | 16738.1716 | 10498.6537 | 2971.5251 | 2979.0052 | 2960.9688 | 2974.3998 | 2969.9396 | 2971.1499 | 2983.3635 | 2986.0519
P95 | 16729.5969 | 16745.5078 | 16774.2617 | 16812.697 | 16722.9342 | 16738.1716 | 10498.6537 | 2971.5251 | 2979.0052 | 2960.9688 | 2974.3998 | 2969.9396 | 2971.1499 | 2983.3635 | 2986.0519
NETREVENUE - Net Revenue $
MEAN | -606111.366 | -558572.2421 | -553380.3751 | -566126.8804 | -570852.0234 | -585562.4494 | -390985.2683 | -107500.2707 | -110390.5078 | -109305.3351 | -109341.1916 | -108690.0804 | -108259.1876 | -108258.5261 | -107896.1718
P5 | -695545.6499 | -677930.7724 | -674482.2667 | -706669.4739 | -685871.8315 | -699101.5147 | -463715.7219 | -123443.7664 | -127932.6028 | -124073.4982 | -125778.7742 | -125003.1212 | -122540.6946 | -125139.6245 | -123887.7955
P95 | -507584.7591 | -433907.063 | -407358.0167 | -398826.7141 | -427987.0231 | -471353.3741 | -320984.4469 | -83578.5243 | -79451.4383 | -88507.2084 | -85403.3783 | -89540.769 | -86466.4432 | -79685.0481 | -91282.939
2018 Small QF - Aggregated Wind Index
NETPOS - Net Position (MWh)
MEAN | 5897.7821 | 5881.1942 | 5914.5358 | 5889.7186 | 5887.8978 | 5899.8445 | 5876.301 | 5879.1318 | 5914.5358 | 5871.8527 | 5887.0477 | 5897.7821 | 5876.301 | 5920.269 | 5889.7186
P5 | 5897.7821 | 5881.1942 | 5914.5358 | 5889.7186 | 5887.8978 | 5899.8445 | 5876.301 | 5879.1318 | 5914.5358 | 5871.8527 | 5887.0477 | 5897.7821 | 5876.301 | 5920.269 | 5889.7186
P95 | 5897.7821 | 5881.1942 | 5914.5358 | 5889.7186 | 5887.8978 | 5899.8445 | 5876.301 | 5879.1318 | 5914.5358 | 5871.8527 | 5887.0477 | 5897.7821 | 5876.301 | 5920.269 | 5889.7186
NETREVENUE - Net Revenue $
MEAN | -266928.9601 | -254802.2574 | -254184.106 | -256822.2028 | -259782.6181 | -265117.8713 | -268992.5535 | -273744.2125 | -280626.8229 | -277920.9602 | -277795.5058 | -277298.8085 | -275632.063 | -276948.2704 | -274713.8592
P5 | -301165.3261 | -295309.1551 | -295160.2029 | -306543.452 | -299973.903 | -303646.5957 | -305817.6738 | -304670.9319 | -314146.3545 | -305561.863 | -307901.1393 | -307411.8298 | -302019.4983 | -308234.6543 | -304700.3172
P95 | -230575.3312 | -208337.4265 | -203070.1656 | -200827.5125 | -208603.1442 | -228274.684 | -230487.3138 | -227170.9464 | -226251.9097 | -237890.3526 | -232862.2319 | -242876.0999 | -236283.5095 | -223059.493 | -239195.3073
Physical Instrument - Total
NETPOS - Net Position (MWh)
MEAN | 81283.4479 | 81169.3547 | 81147.8794 | 80337.3218 | 79944.7164 | 67249.4718 | 43883.1124 | 36463.3765 | 36746.0448 | 36459.8323 | 36433.1815 | 36482.6145 | 36355.6086 | 15621.3123 | 12129.1755
P5 | 81283.4479 | 81169.3547 | 81147.8794 | 80337.3218 | 79944.7164 | 67249.4718 | 43883.1124 | 36463.3765 | 36746.0448 | 36459.8323 | 36433.1815 | 36482.6145 | 36355.6086 | 15621.3123 | 12129.1755
P95 | 81283.4479 | 81169.3547 | 81147.8794 | 80337.3218 | 79944.7164 | 67249.4718 | 43883.1124 | 36463.3765 | 36746.0448 | 36459.8323 | 36433.1815 | 36482.6145 | 36355.6086 | 15621.3123 | 12129.1755
NETREVENUE - Net Revenue $
MEAN | -3937997.3917 | -3767758.3643 | -3740467.5654 | -3764080.4029 | -3806746.3402 | -3235383.3361 | -2110848.2037 | -1858616.7654 | -1904857.2412 | -1884953.1493 | -1878151.6884 | -1873649.2832 | -1862710.2174 | -747083.297 | -533453.5105
P5 | -4388238.0079 | -4306066.8026 | -4297441.6549 | -4418031.5565 | -4336149.9722 | -3660922.7302 | -2373303.9652 | -2041863.1936 | -2104290.6948 | -2058522.8018 | -2060700.5222 | -2046343.6346 | -2018569.2543 | -825416.6967 | -594449.1482
P95 | -3446614.9331 | -3148741.1777 | -3084177.4884 | -3005427.8216 | -3124565.6371 | -2825642.5002 | -1835605.826 | -1598855.3565 | -1608918.7604 | -1642836.4184 | -1627110.4309 | -1655590.8053 | -1647637.1305 | -616291.361 | -463123.8119
Transmission Line
NETREVENUE - Net Revenue $
MEAN | -23967498.1883 | -19703840.0734 | -20121317.6364 | -22107268.1978 | -22179850.8468 | -22996016.2663 | -17621419.9364 | -18177241.2549 | -21894054.6858 | -22760469.7486 | -28368066.0507 | -28777353.4363 | -30111783.806 | -31124219.5125 | -31629581.3358
P5 | -30748124.5993 | -24890404.4758 | -25792986.0535 | -27846748.9243 | -28658415.1116 | -29491284.1514 | -21580910.7703 | -22436025.559 | -27701397.3041 | -28374919.8374 | -34813291.8951 | -35563105.5501 | -35217628.2625 | -38215446.4471 | -36549576.4007
P95 | -19179448.7769 | -14862339.9846 | -15487635.7522 | -17862352.8586 | -17759487.5508 | -18184189.8687 | -14325632.7106 | -15166201.7171 | -18424590.704 | -18571781.21 | -23167366.37 | -23239777.0187 | -24157314.8283 | -25443994.2989 | -26831429.5586
Wind Asset
IRP 2018 71 Ranch Wind
NETPOS - Net Position (MWh)
MEAN | 6362.5464 | 6417.5454 | 6390.2959 | 6426.1844 | 6408.2831 | 6400.4102 | 6394.8626 | 6392.2296 | 6388.3272 | 6389.2033 | 6381.6853 | 6399.8057 | 6379.0683 | 6428.8953 | 6398.9655
P5 | 5854.0201 | 5912.8241 | 5873.986 | 5966.2403 | 5886.2517 | 5922.4469 | 5913.2563 | 5806.0162 | 5832.6029 | 5849.2837 | 5859.1104 | 5768.3666 | 5839.0299 | 5952.0259 | 5901.145
P95 | 6935.3675 | 6860.9021 | 6906.0852 | 6888.9009 | 6954.5584 | 6882.8482 | 6915.8824 | 6836.0847 | 6837.5873 | 6951.0077 | 7155.7417 | 6930.9221 | 6957.4194 | 6936.9638 | 6929.6499
NETREVENUE - Net Revenue $
MEAN | -242668.8102 | -226174.8871 | -222631.2539 | -229474.3158 | -230592.0513 | -235595.8116 | -240392.0476 | -245445.0475 | -251392.7371 | -250654.7017 | -249178.4757 | -248701.1226 | -247150.5537 | -247838.1245 | -245832.4767
P5 | -283162.1197 | -279595.7859 | -275460.2046 | -293472.7151 | -286757.749 | -275921.5983 | -291837.2482 | -287241.4133 | -294487.9005 | -291113.0481 | -296348.7971 | -294828.3371 | -291581.4478 | -294549.9006 | -285580.1025
P95 | -204488.2492 | -174182.4827 | -165884.156 | -156182.2448 | -170909.1545 | -188010.4094 | -197314.572 | -189832.2107 | -189783.0603 | -198790.3107 | -190363.2432 | -200148.2417 | -197416.4392 | -189041.1755 | -205812.4017
IRP 2018 Big Timber Wind
NETPOS - Net Position (MWh)
MEAN | 51201.9375 | 51552.0285 | 51370.2056 | 51590.5062 | 51384.5054 | 51602.6252 | 51330.7534 | 51451.7936 | 51345.914 | 51406.6886 | 51595.873 | 51332.2699 | 51331.1766 | 51701.464 | 51479.8067
P5 | 46612.2737 | 47033.9851 | 47228.6398 | 47534.385 | 47365.4744 | 47683.3736 | 47847.5242 | 47712.9867 | 47454.3069 | 47236.6008 | 46741.7307 | 46570.1387 | 47235.7414 | 47985.3362 | 47497.5772
P95 | 57005.7691 | 55746.9988 | 55181.8214 | 55884.1723 | 55614.1862 | 56282.114 | 56254.8057 | 55237.3921 | 55356.4441 | 55457.8612 | 56471.1138 | 55926.3719 | 55890.9544 | 55702.0687 | 55821.6938
NETREVENUE - Net Revenue $
MEAN | -1507725.4414 | -1380593.3119 | -1361190.2566 | -1406772.0037 | -1413649.4811 | -1460141.5473 | -1496261.096 | -1538813.2396 | -1582303.7968 | -1578580.343 | -1574687.0065 | -1558984.6699 | -1549227.0387 | -1552746.0126 | -1543739.6093
P5 | -1873565.0159 | -1783665.8653 | -1773742.2013 | -1892209.7447 | -1776567.8425 | -1858742.3921 | -1863965.9329 | -1857355.234 | -1927297.2977 | -1871760.5188 | -1897077.879 | -1876663.1404 | -1820203.8675 | -1946010.9666 | -1833936.6409
P95 | -1192952.3906 | -1004903.1164 | -897939.4155 | -870406.8703 | -964828.7369 | -1118959.8247 | -1137579.2432 | -1121566.2467 | -1047421.675 | -1199186.4783 | -1166967.0337 | -1171589.3605 | -1120928.5499 | -1081614.1549 | -1216918.9205
IRP 2018 Crazy Mountain
NETPOS - Net Position (MWh)
MEAN |  | 156473.4362 | 155650.3113 | 155922.3726 | 155138.741 | 156509.6665 | 154708.9003 | 154735.37 | 155535.3844 | 155714.8407 | 155275.4141 | 155456.483 | 155159.5371 | 156975.6059 | 155631.6365
P5 |  | 144548.8752 | 142468.8582 | 142833.1726 | 142417.9913 | 142788.3734 | 140636.7312 | 139561.7475 | 142332.3417 | 142161.0129 | 140339.7023 | 143099.3411 | 141376.2901 | 143196.3405 | 140819.8478
P95 |  | 170326.9781 | 170729.5526 | 168842.5499 | 168504.671 | 171727.2784 | 169193.5511 | 168991.9596 | 172253.5794 | 173107.7222 | 173039.5258 | 170190.5563 | 172020.6625 | 172496.4125 | 167969.1518
NETREVENUE - Net Revenue $
MEAN |  | -2913978.12 | -2841872.1294 | -2977076.6601 | -3015217.1011 | -3171000.2098 | -3249479.2626 | -3372771.8627 | -3525067.2025 | -3505935.8719 | -3463981.0864 | -3451273.5651 | -3433946.1515 | -3436892.0327 | -3396413.0915
P5 |  | -4120240.3213 | -4114759.5213 | -4415503.4132 | -4166302.519 | -4235021.8283 | -4342986.3306 | -4397538.4544 | -4502959.727 | -4417953.2709 | -4569838.9315 | -4402612.9743 | -4375922.2869 | -4517908.5755 | -4330991.2349
P95 |  | -1648018.2119 | -1444364.135 | -1367302.0347 | -1678315.8337 | -2006689.4742 | -2076193.316 | -2043979.2799 | -1859039.5125 | -2372712.9735 | -2177333.896 | -2370255.8961 | -2211769.5575 | -2105793.8546 | -2510662.8089
IRP 2018 DA Wind
NETPOS - Net Position (MWh)
MEAN | 6362.5464 | 6417.5454 | 6390.2959 | 6426.1844 | 6408.2831 | 6400.4102 | 6394.8626 | 6392.2296 | 6388.3272 | 6389.2033 | 6381.6853 | 6399.8057 | 6379.0683 | 6428.8953 | 6398.9655
P5 | 5854.0201 | 5912.8241 | 5873.986 | 5966.2403 | 5886.2517 | 5922.4469 | 5913.2563 | 5806.0162 | 5832.6029 | 5849.2837 | 5859.1104 | 5768.3666 | 5839.0299 | 5952.0259 | 5901.145
P95 | 6935.3675 | 6860.9021 | 6906.0852 | 6888.9009 | 6954.5584 | 6882.8482 | 6915.8824 | 6836.0847 | 6837.5873 | 6951.0077 | 7155.7417 | 6930.9221 | 6957.4194 | 6936.9638 | 6929.6499
NETREVENUE - Net Revenue $
MEAN | -242668.8102 | -226174.8871 | -222631.2539 | -229474.3158 | -230592.0513 | -235595.8116 | -240392.0476 | -245445.0475 | -251392.7371 | -250654.7017 | -249178.4757 | -248701.1226 | -247150.5537 | -247838.1245 | -245832.4767
P5 | -283162.1197 | -279595.7859 | -275460.2046 | -293472.7151 | -286757.749 | -275921.5983 | -291837.2482 | -287241.4133 | -294487.9005 | -291113.0481 | -296348.7971 | -294828.3371 | -291581.4478 | -294549.9006 | -285580.1025
P95 | -204488.2492 | -174182.4827 | -165884.156 | -156182.2448 | -170909.1545 | -188010.4094 | -197314.572 | -189832.2107 | -189783.0603 | -198790.3107 | -190363.2432 | -200148.2417 | -197416.4392 | -189041.1755 | -205812.4017
IRP 2018 Fairfield
NETPOS - Net Position (MWh)
MEAN | 17157.306 | 17341.5294 | 17263.7706 | 17311.7377 | 17197.0769 | 17370.0105 | 17219.5278 | 17266.1341 | 17237.5562 | 17231.4574 | 17269.7481 | 17195.1743 | 17220.6268 | 17404.9509 | 17279.4079
P5 | 15478.9957 | 15675.2885 | 15558.9599 | 15819.9079 | 15499.0118 | 15676.6074 | 15401.9385 | 15768.7254 | 15162.6709 | 15478.3683 | 15368.8341 | 14415.2945 | 15051.1372 | 15553.8122 | 15602.5641
P95 | 18744.5838 | 18878.2169 | 18701.8242 | 19023.2354 | 18936.9486 | 19100.9041 | 18988.4497 | 19032.4952 | 18686.3467 | 18816.1009 | 19165.398 | 19036.7717 | 19437.2882 | 19329.1695 | 18855.5016
NETREVENUE - Net Revenue $
MEAN | -802912.1533 | -761961.5562 | -752741.8796 | -766993.9062 | -766830.763 | -788677.1202 | -795821.3993 | -811345.2807 | -826670.4363 | -823651.4978 | -821776.8773 | -816631.8607 | -814381.3439 | -820781.3045 | -813598.724
P5 | -918403.3981 | -927134.5341 | -924794.6203 | -911399.2789 | -911043.1542 | -924120.1747 | -926008.3748 | -936366.0535 | -963902.3943 | -950233.9108 | -939318.8382 | -968789.0631 | -956496.1133 | -971982.5392 | -930690.6713
P95 | -682689.4384 | -631089.3515 | -591989.4853 | -579138.3587 | -597190.7656 | -657703.668 | -657718.6632 | -679811.9514 | -641479.6565 | -671633.9022 | -660054.3145 | -636234.0299 | -662112.3066 | -629405.0685 | -684930.4434
IRP 2018 Gordon Butte
NETPOS - Net Position (MWh)
MEAN | 22288.1063 | 22484.376 | 22401.398 | 22441.05 | 22341.9172 | 22504.5129 | 22339.5099 | 22391.2436 | 22353.3802 | 22371.6599 | 22428.4095 | 22330.7912 | 22349.0005 | 22539.7955 | 22431.8504
P5 | 20237.6436 | 20901.8163 | 20691.1819 | 21006.9695 | 20454.4877 | 20909.0355 | 20653.3802 | 20618.5472 | 20467.9126 | 20662.6608 | 20355.4776 | 19948.2754 | 20069.5081 | 20638.1988 | 20845.1922
P95 | 24228.2398 | 24212.5208 | 24117.7501 | 24348.013 | 24066.6134 | 24345.6539 | 24368.4162 | 24526.3423 | 24189.6036 | 24308.6049 | 24494.2176 | 24362.06 | 24537.8649 | 24864.4161 | 24394.7653
NETREVENUE - Net Revenue $
MEAN | -1180821.3894 | -1126998.2717 | -1116337.2728 | -1136163.8053 | -1136994.5996 | -1163580.9752 | -1173353.1622 | -1193128.8133 | -1211894.2644 | -1210338.8246 | -1209030.624 | -1200677.5811 | -1197730.3788 | -1204784.8759 | -1197385.5052
P5 | -1340766.975 | -1325761.1502 | -1321377.3547 | -1360808.7893 | -1336115.5709 | -1357414.1716 | -1378023.5538 | -1358187.7798 | -1377108.2029 | -1363075.1077 | -1370943.9979 | -1378685.8568 | -1379340.0624 | -1393086.755 | -1369675.3411
P95 | -1015423.1153 | -949984.1363 | -909421.4539 | -892852.8692 | -933324.0288 | -981286.2331 | -1000904.904 | -1016081.7317 | -965097.0913 | -1010241.4932 | -988111.0359 | -979222.1812 | -1003752.4687 | -970744.1115 | -1055377.4482
IRP 2018 Greenfield
NETPOS - Net Position (MWh)
MEAN | 44011.3105 | 44187.8268 | 44089.7149 | 44206.8441 | 43943.7355 | 44292.8651 | 44086.602 | 44167.8423 | 44042.706 | 43936.7646 | 44277.4063 | 44118.2705 | 44093.4784 | 44204.626 | 44155.6465
P5 | 39527.0011 | 39944.461 | 39142.8561 | 40525.877 | 39367.7697 | 40319.3444 | 40262.2024 | 40272.2211 | 39654.3605 | 39325.2972 | 39514.1311 | 38031.7125 | 39865.4786 | 39859.9025 | 40443.872
P95 | 48969.3174 | 48517.3289 | 47917.0199 | 48613.4034 | 48233.667 | 48296.3172 | 48189.5826 | 48859.1572 | 48084.6612 | 48201.2164 | 48870.278 | 48628.32 | 48430.1286 | 49302.5545 | 48579.2835
NETREVENUE - Net Revenue $
MEAN | -1686328.5822 | -1565413.602 | -1549320.8383 | -1584539.1273 | -1589996.6755 | -1638121.0966 | -1668671.8415 | -1705410.9504 | -1741383.9431 | -1732500.2672 | -1737726.9905 | -1725995.4607 | -1717523.9889 | -1715537.5166 | -1711581.6078
P5 | -2018246.1643 | -1923603.0811 | -1923317.8564 | -1998638.8944 | -1914745.0451 | -2013649.5018 | -2018607.2453 | -2043975.974 | -2060753.5068 | -2033071.9614 | -2053359.5346 | -2061846.7951 | -2015449.7558 | -2080220.768 | -1982065.6545
P95 | -1360249.8617 | -1228229.8583 | -1161749.2486 | -1115948.1608 | -1210495.3233 | -1307104.8732 | -1334808.4583 | -1394065.2144 | -1319010.9515 | -1373342.8839 | -1360844.4519 | -1345029.4147 | -1330519.7416 | -1314837.1007 | -1458283.1527
IRP 2018 Judith Gap
NETPOS - Net Position (MWh)
MEAN | 274007.9638 | 276132.2113 | 275092.1042 | 275712.2326 | 274485.2934 | 276660.8309 | 274988.4929 | 275727.4548
P5 | 247482.2638 | 255856.9007 | 245927.408 | 254508.3625 | 245725.6711 | 253815.0135 | 251301.568 | 252126.0482
P95 | 300371.4925 | 297398.1356 | 297029.9507 | 300738.4192 | 295352.8942 | 299704.5796 | 300767.9911 | 304009.3601
NETREVENUE - Net Revenue $
MEAN | -1625006.621 | -856771.9042 | -762875.5619 | -977890.466 | -1049485.1015 | -1283049.462 | -1494568.3095 | -1708728.298
P5 | -3168947.9625 | -2931668.3027 | -2817058.0334 | -3428828.8881 | -2923321.8137 | -3275157.2389 | -3405892.2925 | -3243069.044
P95 | -41509.1683 | 1297748.0685 | 1883976.5365 | 1928637.9292 | 1272750.4924 | 627012.1294 | 428023.7509 | 445377.2729
IRP 2018 Musselshell 1
NETPOS - Net Position (MWh)
MEAN | 14651.7617 | 14865.5678 | 14739.3136 | 14798.7275 | 14693.4057 | 14889.3639 | 14733.4548 | 14773.6948 | 14730.9495 | 14761.6983 | 14753.7738 | 14690.8719 | 14723.6422 | 14895.3655 | 14760.7884
P5 | 13052.2955 | 13647.5671 | 13293.4123 | 13446.2296 | 12922.4287 | 13411.8477 | 13173.1689 | 13451.359 | 13217.8104 | 13296.5198 | 13124.7896 | 12700.3123 | 12942.5869 | 13408.581 | 13612.2679
P95 | 16102.8843 | 16160.2554 | 16036.0993 | 16521.7079 | 16111.5473 | 16471.5561 | 16333.3285 | 16392.6036 | 16087.1078 | 16130.8308 | 16572.136 | 16231.9029 | 16471.9915 | 16276.5631 | 16201.1701
NETREVENUE - Net Revenue $
MEAN | -781824.5854 | -751078.2323 | -739513.418 | -752784.742 | -751480.18 | -773291.5105 | -777237.7694 | -790178.8345 | -802322.2215 | -801871.9005 | -798340.036 | -792765.8806 | -791745.2243 | -798924.0962 | -791142.2007
P5 | -905157.1548 | -892343.7212 | -867139.8161 | -888059.4623 | -877656.6012 | -892220.3807 | -909482.4652 | -903159.1125 | -925610.2732 | -918214.5308 | -922958.1816 | -914448.103 | -915542.2933 | -919411.5181 | -912871.9669
P95 | -659637.3591 | -635777.2577 | -588962.4497 | -589599.8835 | -604092.5989 | -651179.4199 | -644636.8983 | -680048.232 | -635980.1384 | -664460.073 | -646405.2162 | -637331.8866 | -656452.1998 | -631948.3275 | -683155.5684
IRP 2018 Musselshell 2
NETPOS - Net Position (MWh)
MEAN | 16985.4476 | 17130.3467 | 17090.5604 | 17142.5429 | 17027.3729 | 17161.15 | 17069.4814 | 17108.887 | 17077.2582 | 17023.0705 | 17100.4548 | 17032.9715 | 17064.181 | 17173.0054 | 17112.9187
P5 | 15273.8475 | 15821.3696 | 15530.6259 | 15660.5436 | 15025.4502 | 15502.2079 | 15606.1963 | 15600.5905 | 15367.5031 | 15364.201 | 15357.2442 | 14878.6909 | 15182.2099 | 15487.6979 | 15864.486
P95 | 18744.1048 | 18523.1286 | 18451.0344 | 18986.8371 | 18604.2832 | 18793.2663 | 18650.854 | 18898.4983 | 18541.4302 | 18531.1376 | 18868.9744 | 18800.3036 | 18966.1693 | 18551.5796 | 18689.3041
NETREVENUE - Net Revenue $
MEAN | -905487.3048 | -864331.4146 | -856175.5286 | -870458.3114 | -869890.4921 | -890186.8537 | -899317.3609 | -914073.8144 | -928762.2886 | -923312.352 | -923884.5512 | -917682.0669 | -916343.7667 | -919585.2766 | -915577.8057
P5 | -1037855.1943 | -1011445.7628 | -994421.6398 | -1029848.7725 | -1009878.1905 | -1031253.6245 | -1051867.6653 | -1045242.2195 | -1064751.9922 | -1047308.8891 | -1053190.083 | -1052578.7596 | -1066873.8238 | -1048784.207 | -1038777.8193
P95 | -764449.3957 | -734678.8187 | -683711.4449 | -693333.4078 | -695107.9604 | -747421.0929 | -751240.7647 | -774109.0731 | -730216.6082 | -783720.1059 | -746127.1482 | -742824.8455 | -757913.4615 | -742797.9231 | -792898.4696
IRP 2018 Oversight Wind
NETPOS - Net Position (MWh)
MEAN | 6362.5464 | 6417.5454 | 6390.2959 | 6426.1844 | 6408.2831 | 6400.4102 | 6394.8626 | 6392.2296 | 6388.3272 | 6389.2033 | 6381.6853 | 6399.8057 | 6379.0683 | 6428.8953 | 6398.9655
P5 | 5854.0201 | 5912.8241 | 5873.986 | 5966.2403 | 5886.2517 | 5922.4469 | 5913.2563 | 5806.0162 | 5832.6029 | 5849.2837 | 5859.1104 | 5768.3666 | 5839.0299 | 5952.0259 | 5901.145
P95 | 6935.3675 | 6860.9021 | 6906.0852 | 6888.9009 | 6954.5584 | 6882.8482 | 6915.8824 | 6836.0847 | 6837.5873 | 6951.0077 | 7155.7417 | 6930.9221 | 6957.4194 | 6936.9638 | 6929.6499
NETREVENUE - Net Revenue $
MEAN | -242668.8102 | -226174.8871 | -222631.2539 | -229474.3158 | -230592.0513 | -235595.8116 | -240392.0476 | -245445.0475 | -251392.7371 | -250654.7017 | -249178.4757 | -248701.1226 | -247150.5537 | -247838.1245 | -245832.4767
P5 | -283162.1197 | -279595.7859 | -275460.2046 | -293472.7151 | -286757.749 | -275921.5983 | -291837.2482 | -287241.4133 | -294487.9005 | -291113.0481 | -296348.7971 | -294828.3371 | -291581.4478 | -294549.9006 | -285580.1025
P95 | -204488.2492 | -174182.4827 | -165884.156 | -156182.2448 | -170909.1545 | -188010.4094 | -197314.572 | -189832.2107 | -189783.0603 | -198790.3107 | -190363.2432 | -200148.2417 | -197416.4392 | -189041.1755 | -205812.4017
IRP 2018 South Peak Wind 80 MW
NETPOS - Net Position (MWh)
MEAN | 21756.5176 | 177080.3405 | 175776.2928 | 176594.5753 | 175324.3488 | 177161.8246 | 175785.284 | 176098.3967 | 175606.8227 | 175912.951 | 176292.1107 | 175617.9505 | 175743.136 | 177101.503 | 176445.952
P5 | 18435.0468 | 164554.2675 | 161540.8609 | 165315.897 | 161226.906 | 165706.3458 | 163000.6719 | 162413.3593 | 163442.7491 | 161441.9612 | 161725.2789 | 157332.0763 | 162498.2731 | 163377.9612 | 165295.8484
P95 | 25676.7299 | 191666.6464 | 186644.2371 | 192343.9703 | 188431.1692 | 190213.9585 | 193283.1028 | 190440.1487 | 189143.2586 | 190757.9192 | 191807.5994 | 193083.466 | 191722.463 | 194737.4424 | 192701.6051
NETREVENUE - Net Revenue $
MEAN | -21280.7691 | -577396.9872 | -530308.2982 | -673880.0604 | -712274.0746 | -860937.6235 | -1003499.2172 | -1139945.2537 | -1291687.2457 | -1281360.8871 | -1245401.9906 | -1217434.1311 | -1187769.8175 | -1169809.6977 | -1147834.4896
P5 | -167723.7674 | -1892309.1825 | -1865887.5903 | -2259613.442 | -1907635.3834 | -2074787.3736 | -2185569.1613 | -2210884.7268 | -2379658.5266 | -2231149.5682 | -2185465.9425 | -2238651.2271 | -2037141.7632 | -2269479.6038 | -2106668.8123
P95 | 155955.4074 | 844556.121 | 1114181.233 | 1181631.2173 | 808128.0981 | 393353.1081 | 241769.2493 | 258667.7978 | 402412.2945 | -145903.7592 | 98927.1095 | -28980.4152 | 235770.9998 | 567920.1597 | -141191.1639
IRP 2018 Spion Kop
NETPOS - Net Position (MWh)
MEAN | 76887.3714 | 77497.3933 | 77310.1734 | 77543.5575 | 77099.5397 | 77573.7055 | 77169.2691 | 77349.4785 | 77237.8277 | 76981.3417 | 77427.4253 | 77070.1371 | 77173.4929 | 77710.4151 | 77413.8051
P5 | 69491.0242 | 70969.0132 | 70244.4764 | 71870.5631 | 70557.3818 | 70803.3366 | 70243.5234 | 70769.3261 | 69497.3382 | 70113.5233 | 69450.6915 | 67628.5478 | 69469.4072 | 70510.3743 | 71359.2807
P95 | 84262.0484 | 84607.7733 | 83255.3709 | 85316.4124 | 84462.876 | 85403.8792 | 85221.7637 | 86524.2461 | 84011.971 | 85104.4035 | 85206.2052 | 85213.4935 | 85823.199 | 85394.8584 | 84750.6186
NETREVENUE - Net Revenue $
MEAN | 1239478.307 | 1464079.7209 | 1486042.1367 | 1430906.1292 | 1401705.3948 | 1344221.6026 | 1274124.7304 | 1218434.2897 | 1142076.6449 | 1149141.5896 | 1170205.094 | 1175118.0997 | 1190631.974 | 1208357.6065 | 1208867.5764
P5 | 783831.6514 | 876054.0773 | 913776.3006 | 832250.8907 | 846196.2558 | 842214.4452 | 725077.8307 | 765361.2194 | 697208.4349 | 760600.7269 | 735448.8831 | 729932.744 | 780437.7393 | 734221.4074 | 790176.2076
P95 | 1715347.862 | 2069807.7143 | 2264282.7705 | 2251031.9685 | 2126174.7898 | 1891091.512 | 1818085.7516 | 1820387.3813 | 1851606.7366 | 1712370.5437 | 1768982.1255 | 1614794.1574 | 1748044.8408 | 2020414.0404 | 1715595.2031
IRP 2018 Stillwater Wind
NETPOS - Net Position (MWh)
MEAN | 159009.4721 | 159776.6533 | 159032.4422 | 159940.8515 | 158961.6703 | 159016.7796 | 158902.8282 | 159219.8497 | 159598.3194 | 158381.8556 | 158915.8094 | 158612.617 | 159138.7049 | 159813.0807 | 159725.4019
P5 | 144993.4457 | 144600.75 | 142434.1719 | 145148.6423 | 142272.8129 | 144444.9857 | 140618.5025 | 143229.1234 | 142133.5421 | 142553.1638 | 142517.6438 | 143179.9441 | 143942.1342 | 145438.9954 | 142569.1829
P95 | 173851.9192 | 178101.4431 | 174715.3964 | 176260.8688 | 175368.2808 | 176492.8611 | 180354.2068 | 177362.5024 | 174827.9754 | 176857.7447 | 178296.759 | 175553.4481 | 177962.4037 | 175960.3329 | 174187.0418
NETREVENUE - Net Revenue $
MEAN | -3430895.0747 | -2991918.8583 | -2904325.6636 | -3045974.3199 | -3063032.18 | -3227852.6249 | -3336678.809 | -3462039.8759 | -3627564.444 | -3565173.3096 | -3549491.2698 | -3520194.2539 | -3508439.2111 | -3492509.0946 | -3483315.8934
P5 | -4499750.4292 | -4185208.8654 | -4138738.2215 | -4498222.4228 | -4233556.6847 | -4342325.4432 | -4336474.8306 | -4378567.6489 | -4552808.9997 | -4543786.589 | -4590085.3866 | -4454932.87 | -4477298.8896 | -4575933.4792 | -4418116.1397
P95 | -2470951.0349 | -1751751.5219 | -1488918.7084 | -1403650.3955 | -1813306.5122 | -2165486.89 | -2193721.016 | -2281317.7582 | -2152647.8599 | -2513574.4591 | -2428817.9121 | -2365705.4652 | -2365760.2818 | -2046817.415 | -2471946.0392
IRP 2018 Two Dot Wind
NETPOS - Net Position (MWh)
MEAN | 18343.0347 | 18502.6587 | 18449.6482 | 18478.3204 | 18387.858 | 18539.7909 | 18396.2319 | 18441.7549 | 18409.9382 | 18420.1553 | 18461.9113 | 18368.3512 | 18394.8721 | 18571.3279 | 18436.1532
P5 | 16348.2158 | 16709.5432 | 16646.2836 | 16894.9631 | 16592.443 | 16862.7289 | 16751.5488 | 16680.0415 | 16717.4455 | 16412.633 | 16573.3434 | 15901.7124 | 16532.1858 | 16869.4358 | 16699.4926
P95 | 20303.1375 | 20424.0572 | 20207.639 | 20485.3313 | 20378.324 | 20474.4108 | 20256.9846 | 20438.3561 | 20117.4806 | 20387.0894 | 20781.2451 | 20559.8314 | 20688.4457 | 20848.3613 | 20426.4874
NETREVENUE - Net Revenue $
MEAN | 299901.6635 | 350212.9844 | 356037.462 | 344253.3589 | 336422.3134 | 325166.4851 | 307728.0682 | 294249.9471 | 277014.0056 | 279205.187 | 284830.873 | 285490.9029 | 289438.4538 | 294891.6698 | 293467.5021
P5 | 185994.912 | 213138.1964 | 223081.7923 | 203980.4737 | 202183.0119 | 203778.462 | 171907.1254 | 190683.1394 | 168796.6239 | 187012.2522 | 179989.2259 | 169301.9227 | 191952.9907 | 186474.1226 | 189121.2545
P95 | 413738.1068 | 499407.3224 | 531074.2535 | 538963.7118 | 514877.7455 | 455757.5677 | 448904.6095 | 452108.3823 | 446535.2198 | 406126.7684 | 427630.5797 | 401603.109 | 418411.0791 | 492996.5073 | 418215.6402
IRP_2018 Black Eagle Solar
NETPOS - Net Position (MWh)
MEAN | 4825.8525 | 4819.1178 | 4831.9924 | 4777.7406 | 4775.077 | 4834.7154 | 4806.1533 | 4803.235 | 4832.699 | 4817.59 | 4843.9388 | 4831.2118 | 4826.4833 | 4837.8955 | 4807.0469
P5 | 2653.3968 | 2349.0217 | 2662.7551 | 2596.7899 | 2458.4333 | 2378.1736 | 2662.4592 | 2363.3028 | 2507.7118 | 2485.0892 | 2637.9441 | 2501.9585 | 2540.333 | 2426.1723 | 2243.4122
P95 | 7155.6663 | 7109.365 | 7233.7327 | 7228.3141 | 6973.6598 | 7262.4588 | 7018.8468 | 7069.5494 | 7136.0214 | 7092.3379 | 7147.1025 | 7225.1233 | 7265.5142 | 7115.0616 | 7041.5504
NETREVENUE - Net Revenue $
MEAN | -225486.247 | -218873.3041 | -216243.504 | -216396.9106 | -219127.5924 | -226623.4473 | -228349.9937 | -232121.0406 | -236915.167 | -237199.1602 | -236507.2039 | -236364.6535 | -235274.9925 | -235688.0608 | -233942.9821
P5 | -339099.192 | -350362.2515 | -337172.2739 | -344933.5244 | -328887.3997 | -352405.3208 | -335554.0335 | -358660.901 | -356840.0287 | -365002.9261 | -362863.108 | -365108.6366 | -363343.2429 | -360748.5613 | -346353.3045
P95 | -118076.5996 | -100187.6193 | -118549.8364 | -104403.0227 | -107884.4319 | -110847.607 | -125788.9918 | -113744.6334 | -123815.6062 | -123930.476 | -128248.0877 | -120491.6731 | -116971.753 | -122339.2782 | -107724.0007
IRP_2018 Energy of Utah MTSUN
NETPOS - Net Position (MWh)
MEAN | 4669.8776 | 150188.5992 | 150422.7255 | 149886.9737 | 149877.8621 | 150264.2298 | 149715.085 | 149655.9028 | 150457.522 | 150265.1709 | 149838.1118 | 149674.0961 | 149700.4715 | 151019.1614 | 149696.6588
P5 | 2898.0209 | 67030.565 | 65075.9183 | 69178.4074 | 69846.8724 | 68258.5822 | 65657.526 | 66726.9185 | 71952.4027 | 72401.4552 | 68802.007 | 71516.6931 | 69885.5135 | 69855.6969 | 63459.3566
P95 | 7159.694 | 200509.0231 | 200889.4677 | 200488.2339 | 198901.5515 | 198664.199 | 200097.7979 | 197649.6248 | 200167.2786 | 198902.2799 | 198965.1035 | 198743.044 | 198161.7211 | 200629.9404 | 198212.8341
NETREVENUE - Net Revenue $
MEAN | -10628.6999 | -751301.9124 | -684759.2811 | -731658.3495 | -862571.1267 | -1010844.9729 | -1129791.091 | -1255590.6441 | -1362967.1959 | -1374828.6246 | -1353557.1653 | -1362506.6415 | -1324095.7414 | -1341168.9558 | -1292129.9939
P5 | -45755.7323 | -1992260.1676 | -1802500.5751 | -1931772.7445 | -1786574.5334 | -2036957.9238 | -2281059.7429 | -2253184.3336 | -2297950.0963 | -2383243.4784 | -2380536.9141 | -2337137.2841 | -2131955.7155 | -2454369.8904 | -2195801.4663
P95 | 22876.6933 | 273842.5555 | 519839.5158 | 753599.8404 | 165188.5532 | -174516.8843 | -167641.0239 | -80782.8154 | -182879.7304 | -387535.438 | -408887.2914 | -371209.2561 | -388772.7371 | -216895.8265 | -496684.3565
IRP_2018 Great Divide Solar
NETPOS - Net Position (MWh)
MEAN | 5466.8663 | 5475.0096 | 5485.221 | 5469.093 | 5476.3637 | 5483.8519 | 5452.8473 | 5447.731 | 5490.6806 | 5479.986 | 5467.943 | 5466.8889 | 5465.3487 | 5511.0174 | 5454.0901
P5 | 1886.0895 | 2051.2252 | 1964.6604 | 1947.0881 | 2126.1861 | 1997.1543 | 1954.6327 | 1866.0723 | 1963.5151 | 1970.6662 | 2026.6552 | 2040.9456 | 2124.0211 | 2064.874 | 1874.6468
P95 | 8133.1933 | 8109.6631 | 8189.6086 | 8262.2568 | 8270.3385 | 8109.2817 | 8149.173 | 8164.3948 | 8091.9726 | 8078.2512 | 8026.187 | 8109.9143 | 8124.0827 | 8124.7939 | 8109.8417
NETREVENUE - Net Revenue $
MEAN | -256777.254 | -249437.9838 | -246243.72 | -247260.6044 | -252264.0173 | -258998.3501 | -260632.0758 | -265115.4247 | -270468.1123 | -270794.1595 | -268944.2271 | -269802.4595 | -268231.8175 | -270818.9828 | -266952.6103
P5 | -387605.5364 | -399500.8066 | -377117.0307 | -398754.8807 | -381940.2372 | -396597.118 | -396993.2365 | -407822.8078 | -390874.361 | -397900.2403 | -399879.598 | -411632.3602 | -397054.8356 | -414583.4328 | -406515.3389
P95 | -86646.4999 | -85676.9787 | -86985.1434 | -90396.6876 | -101918.6724 | -95542.1246 | -105066.6964 | -88474.9235 | -101282.6776 | -96642.1267 | -104704.6886 | -104044.2336 | -105127.6282 | -107628.3671 | -93788.6543
IRP_2018 Green Meadow Solar
NETPOS - Net Position (MWh)
MEAN | 4912.8848 | 4922.9997 | 4929.6592 | 4908.6905 | 4914.5228 | 4929.7952 | 4906.706 | 4909.0796 | 4936.5995 | 4921.6844 | 4919.3969 | 4912.0278 | 4905.6126 | 4951.8314 | 4910.4512
P5 | 2445.7384 | 2503.941 | 2332.8851 | 2424.6708 | 2581.5537 | 2515.5451 | 2536.0243 | 2536.8849 | 2346.8453 | 2377.0932 | 2333.9058 | 2629.7998 | 2545.6467 | 2424.8324 | 2391.1181
P95 | 6942.9969 | 7059.0705 | 6846.601 | 6876.9852 | 6847.294 | 6870.2986 | 6784.6656 | 6891.4075 | 6936.7942 | 6860.5746 | 6881.0347 | 6883.4318 | 6752.1967 | 6929.9954 | 6852.5627
NETREVENUE - Net Revenue $
MEAN | -230200.9162 | -224470.1893 | -222398.7398 | -224443.0436 | -229334.0332 | -234346.6312 | -237811.971 | -242333.6635 | -246595.2528 | -247302.9125 | -245823.792 | -246420.2137 | -245215.2338 | -248285.7218 | -244748.754
P5 | -329555.0805 | -333256.4789 | -325856.2398 | -317313.6782 | -322186.6986 | -329794.1265 | -334495.4736 | -346562.2664 | -340154.8288 | -346297.1062 | -331411.4788 | -345106.1666 | -341748.7713 | -362411.6594 | -351822.2336
P95 | -106816.645 | -100634.7199 | -99459.0122 | -108299.09 | -114416.7598 | -116609.5261 | -126753.7785 | -125636.9563 | -121644.1033 | -110604.224 | -124084.9615 | -130680.7879 | -116202.7925 | -116161.68 | -120335.2888
IRP_2018 Magpie Solar
NETPOS - Net Position (MWh)
MEAN | 5016.1575 | 5024.9881 | 5036.6161 | 5010.2804 | 5014.4653 | 5033.2794 | 5019.3412 | 5019.0486 | 5039.3273 | 5027.1983 | 5020.1935 | 5017.9181 | 5012.5437 | 5060.9746 | 5007.0715
P5 | 2349.9789 | 2385.9731 | 2304.9013 | 2322.1841 | 2354.5127 | 2372.9971 | 2362.1133 | 2487.8533 | 2345.5774 | 2477.0354 | 2326.5666 | 2412.4713 | 2119.7386 | 2411.7713 | 2446.1034
P95 | 6835.6479 | 6909.6721 | 6763.4974 | 6752.4684 | 6850.5884 | 6885.2681 | 6928.0412 | 6762.8099 | 6829.152 | 6855.4586 | 6784.5161 | 6735.8099 | 6733.9911 | 6769.128 | 6907.3932
NETREVENUE - Net Revenue $
MEAN | -232340.5885 | -227468.8352 | -225821.2077 | -226901.0976 | -231538.5755 | -237300.2874 | -240771.3696 | -244956.2124 | -249145.8969 | -249547.5064 | -247916.431 | -248728.6301 | -247171.6683 | -249961.6495 | -246129.0006
P5 | -332008.2655 | -316415.1957 | -317226.1643 | -332712.6059 | -316650.1272 | -343885.3605 | -350157.6126 | -338151.1791 | -334052.3119 | -348925.9688 | -332374.6993 | -350877.4183 | -344595.8346 | -346398.3674 | -342724.6426
P95 | -111796.2028 | -101463.7917 | -108824.7132 | -111282.2021 | -111377.1151 | -99128.9 | -114247.6061 | -126743.6788 | -124683.7884 | -124010.0562 | -124448.3115 | -119941.1003 | -111273.5922 | -127217.0223 | -126090.2505
IRP_2018 River Bend Solar
NETPOS - Net Position (MWh)
MEAN | 3254.0331 | 3249.0846 | 3263.2557 | 3247.1208 | 3235.9882 | 3255.4269 | 3237.6176 | 3248.7365 | 3266.3729 | 3251.796 | 3246.1082 | 3250.7486 | 3237.243 | 3264.4163 | 3235.3349
P5 | 1611.611 | 1481.0278 | 1692.7148 | 1681.7774 | 1709.5437 | 1510.4392 | 1522.5729 | 1655.7804 | 1631.9914 | 1581.5803 | 1589.8922 | 1468.9722 | 1817.2183 | 1544.9718 | 1680.0897
P95 | 4685.5889 | 4610.7253 | 4630.6494 | 4556.8378 | 4571.5698 | 4737.3938 | 4676.4158 | 4722.6258 | 4570.8922 | 4629.3098 | 4653.5282 | 4562.0557 | 4613.8763 | 4515.419 | 4652.3417
NETREVENUE - Net Revenue $
MEAN | -151896.9387 | -148117.7888 | -146659.2285 | -147661.5145 | -149473.5095 | -153597.1356 | -155141.498 | -158589.0323 | -161243.1354 | -161307.9941 | -159805.3926 | -160888.9121 | -159069.6509 | -160520.1522 | -158906.0455
P5 | -223684.3619 | -215262.2829 | -213423.437 | -223123.1152 | -218320.3941 | -230690.3501 | -227818.1115 | -228392.7233 | -235000.0743 | -236505.1775 | -229017.8648 | -232553.8193 | -227694.9498 | -236584.8984 | -232989.2988
P95 | -72157.7011 | -66431.8605 | -77328.531 | -72158.0066 | -80369.3191 | -67130.6535 | -70945.152 | -79250.7628 | -83334.1679 | -83910.3844 | -78369.7912 | -72775.2011 | -88682.5631 | -79892.8927 | -84411.9722
IRP_2018 South Mills Solar
NETPOS - Net Position (MWh)
MEAN | 4597.7511 | 4629.144 | 4633.5262 | 4606.1588 | 4609.5971 | 4620.3612 | 4604.1246 | 4627.5357 | 4640.0843 | 4642.2566 | 4625.0547 | 4603.9614 | 4596.704 | 4643.4214 | 4609.2052
P5 | 2129.0937 | 2034.0894 | 2027.1936 | 2143.5692 | 2019.4336 | 2160.5455 | 2053.5586 | 1998.7762 | 2161.7027 | 2101.145 | 2117.283 | 2072.6868 | 2134.3285 | 1972.3826 | 2145.0124
P95 | 6793.6416 | 6831.7372 | 6798.8971 | 6770.8414 | 6928.4028 | 6885.9133 | 6749.3746 | 6715.2638 | 6869.4988 | 6787.8904 | 6904.7095 | 6910.269 | 6922.1632 | 6803.5697 | 6960.138
NETREVENUE - Net Revenue $
MEAN | -211286.4583 | -208105.9506 | -205721.3394 | -206677.5217 | -209739.5501 | -214838.6186 | -217607.5357 | -222393.7178 | -225643.8879 | -226876.9716 | -224470.0236 | -224391.7696 | -222397.7509 | -224708.8985 | -222091.0101
P5 | -319037.4343 | -309476.8687 | -317343.6774 | -315250.027 | -314228.0436 | -343123.0244 | -336165.8906 | -340477.891 | -336988.7998 | -352589.6018 | -336093.0636 | -332484.009 | -331755.0566 | -347527.9477 | -338040.5444
P95 | -96092.4037 | -80111.9676 | -90386.5619 | -87683.7572 | -92546.8075 | -90679.9886 | -87360.2016 | -99221.027 | -106329.7632 | -97962.8973 | -98341.9875 | -96937.9035 | -103247.3026 | -94423.8184 | -100040.1414
Wind Asset - Total
NETPOS - Net Position (MWh)
MEAN | 768131.2914 | 1230585.9476 | 1226039.8192 | 1228867.9292 | 1223114.1905 | 1230906.016 | 1223656.7985 | 1225619.858 | 951004.3236 | 949715.7758 | 950904.1391 | 948782.1579 | 949273.4602 | 956666.544 | 951790.1224
P5 | 704159.5096 | 1127368.419 | 1126963.6063 | 1117097.2214 | 1098190.2701 | 1123507.9677 | 1108942.8533 | 1108820.2556 | 841333.1243 | 847445.8664 | 842615.4357 | 848575.5615 | 843207.543 | 859499.4265 | 856352.314
P95 | 823341.51 | 1334323.9285 | 1307072.2151 | 1332167.5068 | 1316259.3059 | 1342135.8532 | 1330861.5069 | 1340960.8832 | 1031062.7402 | 1046081.1471 | 1047918.8436 | 1041804.0638 | 1037660.0284 | 1050830.8109 | 1026644.8681
NETREVENUE - Net Revenue $
MEAN | -12449525.4841 | -14682450.1788 | -14188322.0306 | -15106795.9035 | -15476547.499 | -16630787.8137 | -17504317.1065 | -18481186.8641 | -17625722.0518 | -17514199.911 | -17353844.128 | -17236237.1154 | -17079945.0098 | -17082987.426 | -16900651.6753
P5 | -16807781.7195 | -24033966.1637 | -23564237.8461 | -25794400.2034 | -23671596.3498 | -25215676.8293 | -26209334.6815 | -25736740.0707 | -22876159.4439 | -22407732.8763 | -23693611.8448 | -22707856.9348 | -21895818.0342 | -22757752.9848 | -22303073.176
P95 | -7988680.0408 | -5136157.4741 | -3120559.2805 | -2396311.0361 | -5221196.0343 | -8472555.3474 | -8968785.3186 | -8669480.5564 | -8737838.7671 | -11262413.0051 | -10415416.6133 | -10623505.6195 | -9969901.7103 | -8434334.9961 | -11564428.5817
Total
Total - Total
Total - Total - Total
CAPACITYFACTOR - Net Generation Capacity Factor
MEAN | 0.4733 | 0.44204 | 0.43727 | 0.41043 | 0.42242 | 0.40217 | 0.47179 | 0.45165 | 0.45177 | 0.45127 | 0.38069 | 0.37833 | 0.3712 | 0.36157 | 0.36013
P5 | 0.42555 | 0.38058 | 0.37157 | 0.35239 | 0.36801 | 0.33904 | 0.3887 | 0.38071 | 0.37248 | 0.38883 | 0.30915 | 0.30064 | 0.30549 | 0.2852 | 0.29026
P95 | 0.50704 | 0.48199 | 0.48101 | 0.47145 | 0.46502 | 0.44082 | 0.55044 | 0.53584 | 0.54725 | 0.51967 | 0.46189 | 0.45295 | 0.45119 | 0.45613 | 0.42729
CO2EMISSIONS - CO2 Emissions
MEAN | 860948.283 | 785027.8884 | 805627.1832 | 692365.479 | 726519.2018 | 774939.8624 | 947906.4317 | 902582.3975 | 951623.5783 | 906242.107 | 901827.515 | 932833.8936 | 888335.6672 | 875893.4096 | 905201.0157
P5 | 729792.4465 | 614511.2691 | 638371.7931 | 538978.6419 | 583087.5888 | 622815.1727 | 737739.8417 | 737007.7291 | 743531.2784 | 755934.7815 | 746605.099 | 751882.9297 | 744098.7891 | 717563.3482 | 741752.8861
P95 | 953227.8577 | 888833.9544 | 917000.9189 | 854451.8152 | 836421.0036 | 877657.1951 | 1133379.6008 | 1087785.2121 | 1171156.9775 | 1061728.7065 | 1067285.9772 | 1100141.5719 | 1066140.1053 | 1065977.0498 | 1065759.1592
FUELCONSUMED - Fuel Consumed
MEAN | 8598109.6929 | 7940011.3311 | 8082542.9127 | 7005906.6467 | 7333719.0972 | 7700755.2023 | 9357270.6813 | 8853990.6545 | 9201830.9092 | 8807250.8097 | 8771993.4901 | 9005979.396 | 8606317.2109 | 8463067.3978 | 8673674.9207
P5 | 7239905.1685 | 6100468.0413 | 6263393.3326 | 5385090.4479 | 5819338.2119 | 6090146.8869 | 7221422.6605 | 7165969.0413 | 7075743.7726 | 7287195.7927 | 7178009.5941 | 7200124.8347 | 7133641.7412 | 6841616.073 | 7029213.7078
P95 | 9618447.1886 | 9102471.1842 | 9345711.6685 | 8748953.0776 | 8529755.4517 | 8798015.9759 | 11326269.6269 | 10863773.9135 | 11614656.4095 | 10472338.9373 | 10509189.3303 | 10749281.3914 | 10445400.4465 | 10496198.9534 | 10306177.5588
FUELCOST - Fuel Cost
MEAN | 8976651.9188 | 8250963.3208 | 8769023.5683 | 8669402.3299 | 8832563.9882 | 9399655.2068 | 11695893.7481 | 11290522.6328 | 11882818.2111 | 11592609.8976 | 11855289.6973 | 12285231.1446 | 12038555.7482 | 12044742.2367 | 12493192.701
P5 | 7064149.8243 | 5765721.979 | 6249392.6994 | 6083499.9055 | 6435258.2904 | 6891394.9193 | 8322117.8958 | 8569669.0524 | 8537368.8455 | 9095036.626 | 9103835.1281 | 9286288.0652 | 9498170.6632 | 9237275.4266 | 9635651.7811
P95 | 10669408.2369 | 10284703.8659 | 11163059.5679 | 11871461.1005 | 11206606.3279 | 11526078.9252 | 15157547.4703 | 15195243.7419 | 16924208.8649 | 14853362.0938 | 15498739.343 | 15632305.9102 | 15841768.3379 | 16630452.702 | 15653054.4604
NETPOS - Net Position (MWh)
MEAN | -974126.3923 | -586926.9881 | -584579.6143 | -674897.8453 | -665458.4932 | -730522.7815 | -673032.3641 | -737490.562 | -993638.8032 | -1028171.1209 | -1296161.1557 | -1293330.9548 | -1347636.0061 | -1406613.5344 | -1410652.6875
P5 | -1186212.0534 | -777777.6015 | -795899.1905 | -921763.1629 | -975460.8106 | -898727.713 | -957053.4472 | -922664.8664 | -1295622.1537 | -1221800.6225 | -1522886.7697 | -1501296.9987 | -1544923.0334 | -1604750.3251 | -1627008.3444
P95 | -804862.8388 | -398405.8375 | -353617.0957 | -424060.3541 | -454913.6127 | -542116.1609 | -426174.4907 | -500002.5229 | -710328.2921 | -794760.1223 | -1018601.8917 | -1097092.2539 | -1134438.2219 | -1186230.0916 | -1163792.641
NETREVENUE - Net Revenue $
MEAN | -311012377.2532 | -313058046.8837 | -313368193.0039 | -321238509.1646 | -326361808.1323 | -321999030.7465 | -308964425.6324 | -310360434.8817 | -311794626.4431 | -311787495.4974 | -293168671.6341 | -295206888.8107 | -297386747.3525 | -299384143.6934 | -301116636.605
P5 | -325164453.132 | -323226897.2896 | -324721889.6997 | -334755665.7843 | -339698425.8881 | -334470157.0493 | -320319313.1704 | -320459064.6735 | -330908524.9556 | -326344225.9784 | -311551587.831 | -312485305.6372 | -313074005.7398 | -321125864.1734 | -313263481.0455
P95 | -300416699.1013 | -303380839.8584 | -303994259.9423 | -309771482.7027 | -316089535.3926 | -311815951.3594 | -299246243.0758 | -301311806.5763 | -299975292.2939 | -300049471.5137 | -279774275.3888 | -281757145.1661 | -284825272.6195 | -284381651.173 | -286825716.1199
STARTS - Number Starts
MEAN | 2400.79 | 2616.85 | 2650.25 | 2833.39 | 2861.74 | 2837.48 | 2613.09 | 2541.76 | 2214.08 | 2394.36 | 2175.23 | 1953.02 | 2078.93 | 2149.82 | 1924.55
P5 | 2231 | 2350.5 | 2367 | 2579.5 | 2634 | 2685 | 1963.5 | 1877.5 | 1526 | 1774 | 1543 | 1260 | 1542.5 | 1572.5 | 1408
P95 | 2557.5 | 2890.5 | 2860.5 | 3041.5 | 3054 | 2990 | 3140 | 3082 | 2860 | 2899.5 | 2750.5 | 2463.5 | 2597 | 2734.5 | 2433
VOMCOSTS - VOM Costs
MEAN | 2886794.8686 | 2737455.4392 | 2812801.5174 | 2445398.2632 | 2620753.9749 | 2753877.3383 | 3599766.295 | 3406154.1353 | 3481547.3959 | 3414900.7992 | 3482449.8483 | 3609820.602 | 3519606.7197 | 3521468.0722 | 3624820.5394
P5 | 2285650.3506 | 1878251.796 | 1950356.3542 | 1696357.6094 | 1901887.3255 | 1978140.2721 | 2606840.0219 | 2610369.7004 | 2497872.7097 | 2684870.9939 | 2713095.5319 | 2761196.3014 | 2800952.7589 | 2716502.2122 | 2802806.5177
P95 | 3346619.1835 | 3313009.08 | 3435154.1559 | 3306558.9238 | 3218056.776 | 3310065.0422 | 4567965.0497 | 4395851.811 | 4749040.6411 | 4281388.9815 | 4393289.808 | 4504236.8408 | 4444774.639 | 4640752.0221 | 4464000.703
P95 | 5146.5 | 5070.5 | 5307 | 5325 | 5184.5 | 4940.5 | 4983.5 | 4319.5 | 4448 | 4252.5 | 3594.5 | 4010 | 4187 | 3510.5 | 3721.5
VOMCOSTS - VOM Costs
MEAN | 4424557.819 | 4524112.7784 | 3978254.2368 | 4231383.9493 | 4406739.3311 | 5398247.9589 | 5110766.6097 | 5188111.7695 | 5128811.3848 | 5278867.5143 | 5443980.5153 | 5329379.3607 | 5321294.3879 | 5473265.8685 | 5368761.8997
P5 | 3163760.0727 | 3218997.6843 | 2872512.7582 | 3153294.5657 | 3247718.6066 | 3980531.6297 | 4007301.9379 | 3837438.8141 | 4148944.8786 | 4188333.3884 | 4324693.3971 | 4318410.2164 | 4231873.9332 | 4299823.4788 | 4252386.8679
P95 | 5304207.3123 | 5491918.4786 | 5261199.9754 | 5125709.3193 | 5184370.5988 | 6790793.7052 | 6544676.3869 | 6926057.7364 | 6324653.8901 | 6590530.601 | 6720972.2117 | 6678029.3233 | 6852454.5911 | 6649409.2059 | 6384910.6367