P5 | [6 empty] | 0.090572 | 0.081047 | 0.05611 | 0.068706 | 0.067945 | 0.067657 | 0.073494 | 0.066702 | 0.064582 | 0.06692 | 0.0757 | 0.066198 | 0.066868 | 0.056992
P95 | [6 empty] | 0.21629 | 0.18726 | 0.14866 | 0.13319 | 0.13972 | 0.1213 | 0.11855 | 0.11617 | 0.1182 | 0.11098 | 0.11911 | 0.10133 | 0.10585 | 0.092207
CO2EMISSIONS - CO2 Emissions
MEAN | [6 empty] | 4851.5926 | 3966.278 | 2986.5596 | 3003.8084 | 3134.2377 | 2958.8741 | 3032.0481 | 2943.8046 | 2825.9332 | 2935.6589 | 2965.2435 | 2653.8329 | 2746.7938 | 2381.878
P5 | [6 empty] | 2877.4449 | 2562.19 | 1789.6085 | 2194.5114 | 2124.1907 | 2139.3762 | 2343.8704 | 2075.3984 | 2061.5727 | 2120.3079 | 2397.7909 | 2090.9059 | 2128.9882 | 1788.1392
P95 | [6 empty] | 6813.9481 | 5946.1037 | 4709.2418 | 4257.1823 | 4403.5255 | 3812.3285 | 3809.2784 | 3656.4541 | 3720.1589 | 3533.6846 | 3781.9867 | 3234.1663 | 3365.2793 | 2916.5766
FUELCONSUMED - Fuel Consumed
MEAN | [6 empty] | 79404.1335 | 64914.5334 | 48879.862 | 49162.1672 | 51296.8534 | 48426.745 | 49624.3547 | 48180.1077 | 46250.9524 | 48046.7908 | 48530.9909 | 43434.253 | 44955.7095 | 38983.2726
P5 | [6 empty] | 47094.0253 | 41934.3695 | 29289.8278 | 35916.7165 | 34765.8049 | 35014.3398 | 38361.2179 | 33967.241 | 33740.9607 | 34702.2564 | 39243.7132 | 34221.0456 | 34844.3239 | 29265.7814
P95 | [6 empty] | 111521.2448 | 97317.5724 | 77074.3338 | 69675.6511 | 72070.7944 | 62394.9021 | 62344.9828 | 59843.7658 | 60886.3977 | 57834.4453 | 61898.3095 | 52932.345 | 55078.2216 | 47734.4784
FUELCOST - Fuel Cost
MEAN | [6 empty] | 148708.9357 | 125277.7464 | 99573.8121 | 99719.3569 | 107365.7748 | 102675.5213 | 106589.8186 | 106996.7364 | 104338.1629 | 110331.7442 | 112806.5044 | 105832.3894 | 111380.1264 | 100575.3333
P5 | [6 empty] | 58762.929 | 58758.2109 | 42476.1157 | 55890.2658 | 55503.5101 | 59853.879 | 63479.134 | 55528.8043 | 56179.5237 | 63131.7288 | 73503.9128 | 66544.8526 | 75365.0417 | 60715.8517
P95 | [6 empty] | 252651.0345 | 261138.5413 | 208454.1107 | 175267.5349 | 191043.0376 | 160534.1373 | 168804.8827 | 180305.8904 | 167170.4155 | 165380.3515 | 174387.5255 | 151759.3882 | 152648.5301 | 143294.4204
NETPOS - Net Position (MWh)
MEAN | [6 empty] | 9327.8356 | 7620.6125 | 5734.0525 | 5763.2082 | 6009.0928 | 5668.2098 | 5862.7084 | 5688.0473 | 5455.7733 | 5663.6137 | 5716.7787 | 5112.7222 | 5288.1887 | 4582.3171
P5 | [6 empty] | 5532.6219 | 4923.03 | 3436.16 | 4210.635 | 4072.845 | 4098.6 | 4532.28 | 4010.3 | 3980.295 | 4090.8 | 4622.89 | 4028.375 | 4098.85 | 3440.2
P95 | [6 empty] | 13101.65 | 11424.525 | 9039.19 | 8167.9 | 8439.51 | 7302.82 | 7364.791 | 7064.145 | 7182.13 | 6815.4934 | 7290.77 | 6230.715 | 6478.62 | 5611.2
NETREVENUE - Net Revenue $
MEAN | [6 empty] | 68782.1447 | 57351.3788 | 43470.0057 | 50307.1077 | 51140.0764 | 48496.077 | 50509.3543 | 49506.6041 | 49130.2706 | 53259.502 | 46532.5351 | 40010.764 | 37663.8139 | 32334.5591
P5 | [6 empty] | 27684.7075 | 28464.764 | 19197.2294 | 28891.3908 | 25691.5637 | 23673.4555 | 25241.3931 | 26228.0829 | 24529.1333 | 29357.3317 | 25350.1477 | 21236.4459 | 18289.7332 | 13898.6262
P95 | [6 empty] | 117409.6932 | 105600.268 | 85035.0963 | 81146.3772 | 94861.0271 | 75947.7339 | 77641.5076 | 80762.2871 | 79540.7539 | 77816.7359 | 80071.6685 | 62346.1618 | 59135.7001 | 52004.8563
STARTS - Number Starts
MEAN | [6 empty] | 111.78 | 96.95 | 81.75 | 81.37 | 87.72 | 82.85 | 85.44 | 83.7 | 80.98 | 79.97 | 82.03 | 75.65 | 76.65 | 70.18
P5 | [6 empty] | 90 | 71.5 | 59 | 61.5 | 64 | 62 | 68 | 63.5 | 60 | 56.5 | 64.5 | 58 | 60 | 53.5
P95 | [6 empty] | 136 | 120 | 107 | 99 | 115 | 104 | 104 | 103 | 104.5 | 97.5 | 99 | 90.5 | 94.5 | 92
VOMCOSTS - VOM Costs
MEAN | [6 empty] | 6622.7633 | 5486.841 | 4243.1988 | 4322.4062 | 4627.0014 | 4421.2036 | 4690.1668 | 4664.1988 | 4528.2918 | 4814.0717 | 4973.5975 | 4499.1955 | 4759.3698 | 4215.7317
P5 | [6 empty] | 3928.1616 | 3544.5816 | 2542.7584 | 3157.9763 | 3136.0907 | 3196.908 | 3625.824 | 3288.446 | 3303.6449 | 3477.18 | 4021.9143 | 3544.97 | 3688.965 | 3164.984
P95 | [6 empty] | 9302.1715 | 8225.658 | 6689.0006 | 6125.925 | 6498.4227 | 5696.1996 | 5891.8328 | 5792.5989 | 5961.1679 | 5793.1694 | 6342.9699 | 5483.0292 | 5830.758 | 5162.304
15597: New 2025JAN 18V50DF_NG_B #9
CAPACITYFACTOR - Net Generation Capacity Factor
MEAN | [6 empty] | 0.15346 | 0.12455 | 0.095186 | 0.094196 | 0.099452 | 0.099847 | 0.10427 | 0.098725 | 0.093818 | 0.095041 | 0.097877 | 0.087429 | 0.09049 | 0.082762
P5 | [6 empty] | 0.092288 | 0.078491 | 0.057659 | 0.067764 | 0.071556 | 0.072168 | 0.081525 | 0.068817 | 0.065736 | 0.068597 | 0.077729 | 0.067873 | 0.070257 | 0.062894
P95 | [6 empty] | 0.21343 | 0.18309 | 0.14732 | 0.13351 | 0.13897 | 0.12836 | 0.12949 | 0.12553 | 0.12398 | 0.11376 | 0.1203 | 0.10405 | 0.11144 | 0.10012
CO2EMISSIONS - CO2 Emissions
MEAN | [6 empty] | 4868.4308 | 3949.493 | 3006.7467 | 3014.795 | 3148.8325 | 3159.4796 | 3331.9044 | 3103.1368 | 2980.8622 | 3040.4514 | 3115.5331 | 2781.9528 | 2878.0122 | 2619.001
P5 | [6 empty] | 2942.5839 | 2488.4891 | 1815.6076 | 2172.8693 | 2245.3258 | 2282.0012 | 2592.6611 | 2175.6803 | 2087.7237 | 2194.3227 | 2480.4733 | 2173.4988 | 2215.8857 | 1987.7859
P95 | [6 empty] | 6747.5477 | 5803.3882 | 4657.1856 | 4287.4813 | 4428.4416 | 4004.4184 | 4129.4075 | 3964.3662 | 3962.2311 | 3618.3731 | 3859.9646 | 3316.7592 | 3571.4863 | 3150.9444
FUELCONSUMED - Fuel Consumed
MEAN | [6 empty] | 79679.7181 | 64639.8203 | 49210.2567 | 49341.9799 | 51535.7195 | 51709.9764 | 54531.9862 | 50787.8358 | 48786.616 | 49761.8895 | 50990.7214 | 45531.1423 | 47103.3098 | 42864.1736
P5 | [6 empty] | 48160.1299 | 40728.1356 | 29715.3459 | 35562.5083 | 36748.3763 | 37348.6291 | 42433.079 | 35608.5152 | 34168.9644 | 35913.6288 | 40596.9447 | 35572.8125 | 36266.5411 | 32533.3201
P95 | [6 empty] | 110434.4963 | 94981.8038 | 76222.3507 | 70171.5426 | 72478.5863 | 65538.7626 | 67584.411 | 64883.2436 | 64848.2993 | 59220.5088 | 63174.5438 | 54284.1119 | 58453.131 | 51570.2847
FUELCOST - Fuel Cost
MEAN | [6 empty] | 149077.3002 | 124679.8487 | 100171.7184 | 100112.1891 | 107737.5446 | 108877.6333 | 116637.4644 | 112685.7789 | 109709.0126 | 114219.5612 | 118019.9803 | 110290.6141 | 116765.9915 | 110386.4892
P5 | [6 empty] | 61022.7943 | 58723.4091 | 43230.0858 | 54676.8776 | 57878.5502 | 62067.0877 | 70535.4323 | 56609.642 | 59279.5617 | 62993.3727 | 76371.3942 | 72869.3371 | 79326.7036 | 66618.519
P95 | [6 empty] | 248828.7881 | 249972.8944 | 208084.7302 | 177393.5576 | 191921.7976 | 171711.19 | 175656.7996 | 193576.6545 | 171363.1757 | 170882.7437 | 179325.6851 | 157890.242 | 158994.7148 | 154259.5517
NETPOS - Net Position (MWh)
MEAN | [6 empty] | 9360.4231 | 7588.2776 | 5772.7923 | 5784.1437 | 6037.1402 | 6052.541 | 6442.5153 | 5995.8937 | 5754.8983 | 5865.7846 | 6006.5481 | 5359.6074 | 5540.7506 | 5038.499
P5 | [6 empty] | 5657.91 | 4781.42 | 3486.08 | 4169.11 | 4305.105 | 4371.84 | 5013.36 | 4204.075 | 4030.785 | 4233.6 | 4782.3 | 4187.5 | 4266.15 | 3824.3
P95 | [6 empty] | 12971.94 | 11149.495 | 8941.0308 | 8226.035 | 8489.715 | 7670.34 | 7984.1 | 7657.89 | 7649.09 | 6980.26 | 7441.93 | 6390.125 | 6876.03 | 6062.1
NETREVENUE - Net Revenue $
MEAN | [6 empty] | 68297.3469 | 57055.1288 | 43197.9199 | 50064.0807 | 50838.0236 | 47141.0282 | 48297.699 | 48454.9074 | 48008.0427 | 52411.2179 | 45043.0275 | 38718.7294 | 36197.5538 | 30568.0935
P5 | [6 empty] | 26774.2439 | 27695.3232 | 19595.6898 | 27785.6544 | 26575.4406 | 23225.1159 | 23344.1932 | 24990.689 | 23556.4786 | 27298.6471 | 24405.7347 | 17750.9598 | 17615.1161 | 11397.4505
P95 | [6 empty] | 118622.5835 | 106233.0683 | 82165.7317 | 83302.491 | 93806.2759 | 72887.1711 | 72685.4559 | 79808.5839 | 82316.1408 | 80230.1949 | 81956.7713 | 64279.5796 | 58394.8141 | 51237.6447
STARTS - Number Starts
MEAN | [6 empty] | 112.37 | 97.56 | 82.08 | 82.23 | 88.58 | 85.42 | 88.32 | 85.31 | 82.94 | 80.71 | 84.75 | 77.27 | 79.05 | 72.52
P5 | [6 empty] | 89 | 70.5 | 58 | 62 | 66.5 | 64.5 | 71 | 62.5 | 63.5 | 59.5 | 67 | 59.5 | 61.5 | 54.5
P95 | [6 empty] | 134.5 | 126 | 107 | 101.5 | 117.5 | 103.5 | 106.5 | 104.5 | 104.5 | 100.5 | 101.5 | 93.5 | 94.5 | 92.5
VOMCOSTS - VOM Costs
MEAN | [6 empty] | 6645.9004 | 5463.5599 | 4271.8663 | 4338.1078 | 4648.598 | 4720.982 | 5154.0122 | 4916.6328 | 4776.5656 | 4985.9169 | 5225.6968 | 4716.4545 | 4986.6755 | 4635.4191
P5 | [6 empty] | 4017.1161 | 3442.6224 | 2579.6992 | 3126.8325 | 3314.9309 | 3410.0352 | 4010.688 | 3447.3415 | 3345.5516 | 3598.56 | 4160.601 | 3685 | 3839.535 | 3518.356
P95 | [6 empty] | 9210.0774 | 8027.6364 | 6616.3628 | 6169.5262 | 6537.0805 | 5982.8652 | 6387.28 | 6279.4698 | 6348.7447 | 5933.221 | 6474.4791 | 5623.31 | 6188.427 | 5577.132
15597: New 2026JAN 18V50DF_NG_B #1
CAPACITYFACTOR - Net Generation Capacity Factor
MEAN | [7 empty] | 0.1253 | 0.094923 | 0.092679 | 0.09605 | 0.090065 | 0.090288 | 0.089878 | 0.084536 | 0.088622 | 0.083768 | 0.074369 | 0.072947 | 0.067118
P5 | [7 empty] | 0.082332 | 0.055037 | 0.065645 | 0.064608 | 0.0635 | 0.066831 | 0.061063 | 0.059263 | 0.062353 | 0.063283 | 0.055069 | 0.056652 | 0.052725
P95 | [7 empty] | 0.18385 | 0.15041 | 0.13233 | 0.13623 | 0.12326 | 0.11838 | 0.11717 | 0.11438 | 0.10709 | 0.12014 | 0.095838 | 0.091101 | 0.081464
CO2EMISSIONS - CO2 Emissions
MEAN | [7 empty] | 3974.7666 | 2995.8912 | 2968.1094 | 3041.7799 | 2849.9797 | 2883.7577 | 2826.3812 | 2684.5516 | 2832.6868 | 2667.5618 | 2371.405 | 2322.6932 | 2123.4753
P5 | [7 empty] | 2614.2141 | 1750.6097 | 2107.9429 | 2037.6656 | 2005.395 | 2129.8203 | 1922.7956 | 1874.157 | 1998.401 | 2023.544 | 1747.4931 | 1807.4675 | 1662.2751
P95 | [7 empty] | 5816.0433 | 4737.9339 | 4207.5074 | 4304.9698 | 3896.7816 | 3763.6918 | 3704.064 | 3630.5354 | 3456.929 | 3842.9106 | 3058.2906 | 2924.1001 | 2569.3651
FUELCONSUMED - Fuel Consumed
MEAN | [7 empty] | 65053.4631 | 49032.5889 | 48577.8946 | 49783.6323 | 46644.5125 | 47197.3435 | 46258.2852 | 43937.0139 | 46361.4854 | 43658.9494 | 38811.8651 | 38014.619 | 34754.0965
P5 | [7 empty] | 42785.8288 | 28651.5507 | 34499.8835 | 33349.6825 | 32821.5226 | 34857.9429 | 31469.6498 | 30673.6007 | 32707.0548 | 33118.5601 | 28600.5412 | 29582.1198 | 27205.8113
P95 | [7 empty] | 95188.9242 | 77543.9266 | 68862.6413 | 70457.771 | 63777.1123 | 61598.8846 | 60622.9794 | 59419.5642 | 56578.2168 | 62895.4275 | 50053.8552 | 47857.6121 | 42051.8024
FUELCOST - Fuel Cost
MEAN | [7 empty] | 125184.5144 | 99573.8235 | 98779.7231 | 104466.5076 | 99703.041 | 102178.0516 | 103566.6457 | 99965.1124 | 107134.9561 | 102720.1031 | 95801.204 | 95354.7425 | 89966.5851
P5 | [7 empty] | 60158.3193 | 42496.0084 | 54862.3992 | 52409.8955 | 50977.0062 | 58837.3351 | 53405.7154 | 52132.744 | 58393.2056 | 61821.7046 | 57401.6909 | 62291.518 | 54507.1263
P95 | [7 empty] | 257133.494 | 212874.6078 | 171162.2054 | 189278.2514 | 165525.059 | 165259.4584 | 183950.8959 | 163585.6677 | 164774.6196 | 170804.5442 | 146342.0217 | 140818.2288 | 132009.7429
NETPOS - Net Position (MWh)
MEAN | [7 empty] | 7636.955 | 5751.9635 | 5694.6873 | 5831.8599 | 5459.684 | 5575.8949 | 5461.1364 | 5182.8627 | 5465.009 | 5142.8536 | 4568.5843 | 4471.6955 | 4085.2
P5 | [7 empty] | 5022.99 | 3361.28 | 4044.535 | 3906.945 | 3841.92 | 4118.3011 | 3715.425 | 3618.45 | 3855.6 | 3901.35 | 3366.75 | 3479.84 | 3198.05
P95 | [7 empty] | 11174.625 | 9093.06 | 8071.3014 | 8253.38 | 7464.21 | 7277.0707 | 7156.965 | 7008.545 | 6669.6 | 7408.23 | 5891.745 | 5629.645 | 4942.8663
NETREVENUE - Net Revenue $
MEAN | [7 empty] | 57232.7358 | 42994.6492 | 50714.0924 | 51632.6585 | 49864.7952 | 51733.529 | 50902.5706 | 50231.6462 | 54640.8175 | 48343.1232 | 42114.1058 | 40761.0403 | 34364.4543
P5 | [7 empty] | 27162.5081 | 17918.6348 | 28702.0627 | 25970.636 | 26331.3835 | 27091.5808 | 28314.3005 | 25704.0428 | 29824.2465 | 28529.9979 | 22164.5694 | 22238.3395 | 16008.401
P95 | [7 empty] | 107427.8681 | 84949.8398 | 81982.3669 | 95898.3142 | 75201.6059 | 75035.5768 | 80914.6995 | 85023.3641 | 83959.527 | 82014.3634 | 65436.7997 | 58956.8717 | 55078.6772
STARTS - Number Starts
MEAN | [7 empty] | 97.15 | 81.96 | 79.9 | 86.25 | 80.14 | 81.75 | 80.88 | 77.66 | 76.96 | 77.51 | 71.22 | 70.4 | 65.4
P5 | [7 empty] | 71.5 | 57 | 62 | 61 | 61 | 64.5 | 59.5 | 56 | 56.5 | 58.5 | 53.5 | 55 | 50
P95 | [7 empty] | 122 | 103.5 | 100.5 | 114 | 99.5 | 103 | 100.5 | 100 | 97 | 91 | 88.5 | 85 | 81
VOMCOSTS - VOM Costs
MEAN | [7 empty] | 5498.6076 | 4256.453 | 4271.0154 | 4490.5321 | 4258.5535 | 4460.7159 | 4478.1319 | 4301.776 | 4645.2577 | 4474.2826 | 4020.3541 | 4024.5259 | 3758.384
P5 | [7 empty] | 3616.5528 | 2487.3472 | 3033.4012 | 3008.3477 | 2996.6976 | 3294.6409 | 3046.6485 | 3003.3135 | 3277.26 | 3394.1745 | 2962.74 | 3131.856 | 2942.206
P95 | [7 empty] | 8045.73 | 6728.8644 | 6053.4761 | 6355.1026 | 5822.0838 | 5821.6566 | 5868.7113 | 5817.0923 | 5669.16 | 6445.1601 | 5184.7356 | 5066.6805 | 4547.437
15597: New 2026JAN 18V50DF_NG_B #2
CAPACITYFACTOR - Net Generation Capacity Factor
MEAN | [7 empty] | 0.14414 | 0.11032 | 0.094254 | 0.097865 | 0.089311 | 0.08982 | 0.089245 | 0.084504 | 0.087958 | 0.084069 | 0.074195 | 0.07189 | 0.065461
P5 | [7 empty] | 0.11291 | 0.082544 | 0.067835 | 0.068999 | 0.062263 | 0.063053 | 0.062198 | 0.058342 | 0.062621 | 0.062253 | 0.054319 | 0.053997 | 0.049561
P95 | [7 empty] | 0.18708 | 0.15245 | 0.13422 | 0.13908 | 0.12125 | 0.11615 | 0.11603 | 0.11381 | 0.10856 | 0.11694 | 0.094817 | 0.092525 | 0.080801
CO2EMISSIONS - CO2 Emissions
MEAN | [7 empty] | 4573.4049 | 3483.364 | 3019.9817 | 3100.0932 | 2825.8229 | 2869.9015 | 2805.5747 | 2683.409 | 2817.3388 | 2678.501 | 2364.9701 | 2284.0432 | 2070.301
P5 | [7 empty] | 3593.3556 | 2593.8902 | 2177.1977 | 2158.8007 | 1966.4973 | 2020.879 | 1953.3162 | 1848.006 | 1998.401 | 1984.3787 | 1730.1051 | 1716.2252 | 1562.4518
P95 | [7 empty] | 5883.0657 | 4805.6577 | 4283.1528 | 4411.8309 | 3855.1991 | 3683.8485 | 3650.0894 | 3596.1167 | 3504.821 | 3733.7651 | 3012.4694 | 2941.4796 | 2565.3766
FUELCONSUMED - Fuel Consumed
MEAN | [7 empty] | 74851.1444 | 57010.8678 | 49426.8691 | 50738.0237 | 46249.1465 | 46970.5649 | 45917.7529 | 43918.3148 | 46110.292 | 43837.9876 | 38706.5481 | 37382.0484 | 33883.8133
P5 | [7 empty] | 58811.0574 | 42453.1955 | 35633.35 | 35332.2539 | 32184.8982 | 33074.9421 | 31969.168 | 30245.5969 | 32707.0548 | 32477.5558 | 28315.9588 | 28088.7917 | 25572.042
P95 | [7 empty] | 96285.8536 | 78652.3355 | 70100.701 | 72206.725 | 63096.5477 | 60292.119 | 59739.598 | 58856.247 | 57362.046 | 61109.0852 | 49303.9181 | 48142.0556 | 41986.5236
FUELCOST - Fuel Cost
MEAN | [7 empty] | 139650.4651 | 111784.67 | 100307.8828 | 106088.2151 | 98713.5194 | 101927.1406 | 102823.0028 | 99821.7609 | 106583.8035 | 103214.2298 | 95470.4598 | 93995.2821 | 88030.26
P5 | [7 empty] | 84905.4955 | 61206.695 | 56354.6383 | 56979.534 | 52309.0823 | 57059.8773 | 51769.5591 | 52555.0836 | 57934.496 | 61958.0873 | 57639.6338 | 59728.7556 | 52537.7209
P95 | [7 empty] | 251454.5744 | 216727.6781 | 175006.289 | 185916.1111 | 164994.8679 | 167507.3383 | 175836.5486 | 161438.9067 | 164332.4189 | 168567.1807 | 143987.6736 | 137801.0437 | 132935.7018
NETPOS - Net Position (MWh)
MEAN | [7 empty] | 8787.1197 | 6688.0083 | 5794.2356 | 5943.6144 | 5413.4133 | 5549.1261 | 5420.9952 | 5180.5672 | 5435.3148 | 5163.9007 | 4556.2554 | 4397.3068 | 3982.8684
P5 | [7 empty] | 6904.2044 | 4980.0779 | 4177.415 | 4139.205 | 3767.4 | 3907.72 | 3774.4 | 3567.96 | 3855.6 | 3825.84 | 3333.25 | 3304.175 | 3006
P95 | [7 empty] | 11303.81 | 9225.41 | 8217.73 | 8456.245 | 7385.76 | 7123.36 | 7051.435 | 6942.23 | 6761.86 | 7198.62 | 5803.875 | 5663.105 | 4934.71
NETREVENUE - Net Revenue $
MEAN | [7 empty] | 51162.2596 | 38479.8289 | 50008.7684 | 51497.7868 | 50025.5864 | 51830.7066 | 51018.1018 | 50275.0851 | 54335.7059 | 48839.3183 | 42102.51 | 41064.6034 | 34817.0444
P5 | [7 empty] | 18553.2411 | 9165.7717 | 28004.1155 | 24518.5115 | 26846.5003 | 27002.3186 | 27051.9964 | 25104.0094 | 28347.0714 | 28144.1268 | 22357.0557 | 23720.9129 | 16955.3002
P95 | [7 empty] | 104894.8096 | 82230.5075 | 81711.3106 | 91212.4094 | 75637.8107 | 78805.5545 | 80904.4289 | 82474.5131 | 80331.3102 | 82554.9008 | 64264.4273 | 59893.9031 | 53580.6695
STARTS - Number Starts
MEAN | [7 empty] | 108.58 | 92.44 | 81.93 | 86.82 | 80.05 | 81.22 | 80.26 | 77.28 | 77.07 | 77.43 | 70.46 | 68.75 | 64.27
P5 | [7 empty] | 88 | 73.5 | 65 | 63 | 59 | 63.5 | 60 | 56 | 52.5 | 60 | 54 | 53 | 50.5
P95 | [7 empty] | 133.5 | 114.5 | 106.5 | 114.5 | 100.5 | 100.5 | 99 | 101.5 | 97.5 | 93.5 | 86.5 | 86 | 79.5
VOMCOSTS - VOM Costs
MEAN | [7 empty] | 6326.7262 | 4949.1262 | 4345.6767 | 4576.5831 | 4222.4624 | 4439.3009 | 4445.216 | 4299.8708 | 4620.0175 | 4492.5936 | 4009.5047 | 3957.5762 | 3664.2389
P5 | [7 empty] | 4971.0272 | 3685.2576 | 3133.0613 | 3187.1878 | 2938.572 | 3126.176 | 3095.008 | 2961.4068 | 3277.26 | 3328.4808 | 2933.26 | 2973.7575 | 2765.52
P95 | [7 empty] | 8138.7432 | 6826.8034 | 6163.2975 | 6511.3086 | 5760.8928 | 5698.688 | 5782.1767 | 5762.0509 | 5747.581 | 6262.7994 | 5107.41 | 5096.7945 | 4539.9332
15597: New 2026JAN 18V50DF_NG_B #3
CAPACITYFACTOR - Net Generation Capacity Factor
MEAN | [7 empty] | 0.12437 | 0.093988 | 0.093645 | 0.098221 | 0.091276 | 0.093389 | 0.092491 | 0.087856 | 0.090846 | 0.087552 | 0.078098 | 0.079566 | 0.076303
P5 | [7 empty] | 0.07849 | 0.055855 | 0.06568 | 0.069565 | 0.065304 | 0.071161 | 0.067374 | 0.063583 | 0.066205 | 0.06874 | 0.060048 | 0.06314 | 0.058731
P95 | [7 empty] | 0.18634 | 0.14822 | 0.13219 | 0.13896 | 0.12177 | 0.11658 | 0.11739 | 0.11474 | 0.10847 | 0.11455 | 0.095819 | 0.099454 | 0.091284
CO2EMISSIONS - CO2 Emissions
MEAN | [7 empty] | 3945.823 | 2967.359 | 2998.167 | 3109.8238 | 2887.8048 | 2981.8494 | 2910.2623 | 2791.8818 | 2909.5106 | 2785.2552 | 2489.1467 | 2527.4443 | 2412.126
P5 | [7 empty] | 2488.4891 | 1772.2757 | 2112.2713 | 2206.3895 | 2048.6147 | 2282.7639 | 2101.5589 | 2022.3462 | 2107.2464 | 2188.9089 | 1912.679 | 2007.3317 | 1861.9217
P95 | [7 empty] | 5959.4607 | 4654.5505 | 4267.8269 | 4385.5262 | 3805.9569 | 3697.6519 | 3695.3439 | 3634.9929 | 3492.687 | 3655.7872 | 3045.2496 | 3184.7925 | 2891.239
FUELCONSUMED - Fuel Consumed
MEAN | [7 empty] | 64579.7551 | 48565.6134 | 49069.8369 | 50897.2802 | 47263.5817 | 48802.7719 | 47631.1346 | 45693.6459 | 47618.8321 | 45585.1919 | 40738.8978 | 41365.6997 | 39478.3306
P5 | [7 empty] | 40728.1356 | 29006.1491 | 34570.7252 | 36111.1212 | 33528.883 | 37361.1117 | 34395.3995 | 33098.9551 | 34488.4848 | 35825.0231 | 31304.075 | 32853.2196 | 30473.3501
P95 | [7 empty] | 97536.1816 | 76179.2229 | 69849.8669 | 71776.2067 | 62290.6196 | 60518.0348 | 60480.2599 | 59492.5185 | 57163.4541 | 59832.8509 | 49840.4183 | 52124.264 | 47319.7871
FUELCOST - Fuel Cost
MEAN | [7 empty] | 124795.7073 | 99085.9737 | 99718.6861 | 106466.9032 | 100711.3571 | 105415.1634 | 106015.8799 | 103139.8597 | 109464.0556 | 106216.3317 | 99447.6934 | 102830.7486 | 101100.8055
P5 | [7 empty] | 56704.2016 | 41403.6561 | 54792.1744 | 58574.4259 | 55115.0847 | 61766.0931 | 58473.1575 | 56852.7464 | 60740.7531 | 65831.7265 | 62298.1441 | 71234.3253 | 62005.2829
P95 | [7 empty] | 256627.5779 | 205625.1684 | 170683.4132 | 189697.798 | 163157.5691 | 170123.2541 | 178940.5628 | 156631.172 | 162157.3035 | 167985.2171 | 145909.8768 | 148257.5198 | 140038.5359
NETPOS - Net Position (MWh)
MEAN | [7 empty] | 7581.1682 | 5697.1923 | 5752.2571 | 5962.2971 | 5532.0191 | 5765.5505 | 5623.3467 | 5390.1444 | 5613.1805 | 5369.7842 | 4795.3788 | 4865.8984 | 4640.5202
P5 | [7 empty] | 4781.42 | 3402.88 | 4052.84 | 4230.45 | 3924.72 | 4414.12 | 4060.85 | 3904.56 | 4065.6 | 4220.17 | 3685 | 3864.63 | 3582.15
P95 | [7 empty] | 11449.375 | 8935.4 | 8188.73 | 8406.62 | 7289.32 | 7148.4 | 7140.115 | 7018.11 | 6736.9863 | 7047.46 | 5866.62 | 6131.545 | 5560.96
NETREVENUE - Net Revenue $
MEAN | [7 empty] | 57741.1233 | 43583.7558 | 50342.4825 | 51446.7109 | 49387.5898 | 51110.8327 | 50170.0245 | 49120.1659 | 53494.5358 | 47745.3103 | 41202.5506 | 39310.6205 | 32639.2799
P5 | [7 empty] | 29175.455 | 19134.0886 | 27883.9692 | 26317.11 | 25281.5292 | 25378.2224 | 26083.8994 | 25353.0758 | 30369.7722 | 26316.4971 | 22630.2193 | 19136.5958 | 14204.5846
P95 | [7 empty] | 108325.658 | 86603.5891 | 79716.0054 | 95574.5834 | 74191.8476 | 77950.3481 | 80062.0133 | 83537.0078 | 82595.8651 | 81579.3681 | 63563.7942 | 60624.0345 | 52956.0515
STARTS - Number Starts
MEAN | [7 empty] | 96.62 | 81.42 | 81.14 | 87.47 | 80.73 | 84.15 | 82.84 | 80.78 | 79.05 | 80.2 | 72.37 | 72.8 | 69.82
P5 | [7 empty] | 72 | 58.5 | 61.5 | 65 | 62.5 | 66 | 63 | 60 | 55 | 63.5 | 53 | 56 | 53
P95 | [7 empty] | 122 | 105.5 | 101.5 | 113 | 101 | 103.5 | 102.5 | 102.5 | 100 | 95 | 85.5 | 90 | 86.5
VOMCOSTS - VOM Costs
MEAN | [7 empty] | 5458.4411 | 4215.9223 | 4314.1928 | 4590.9688 | 4314.9749 | 4612.4404 | 4611.1443 | 4473.8198 | 4771.2034 | 4671.7123 | 4219.9333 | 4379.3086 | 4269.2785
P5 | [7 empty] | 3442.6224 | 2518.1312 | 3039.63 | 3257.4465 | 3061.2816 | 3531.296 | 3329.897 | 3240.7848 | 3455.76 | 3671.5479 | 3242.8 | 3478.167 | 3295.578
P95 | [7 empty] | 8243.55 | 6612.196 | 6141.5475 | 6473.0974 | 5685.6696 | 5718.72 | 5854.8943 | 5825.0313 | 5726.4383 | 6131.2902 | 5162.6256 | 5518.3905 | 5116.0832
15597: New 2028JAN 18V50DF_NG_B #1
CAPACITYFACTOR - Net Generation Capacity Factor
MEAN | [9 empty] | 0.10896 | 0.11225 | 0.089276 | 0.089374 | 0.088213 | 0.083258 | 0.08704 | 0.08306 | 0.073982 | 0.071968 | 0.064449
P5 | [9 empty] | 0.08829 | 0.091708 | 0.060763 | 0.063415 | 0.058774 | 0.058532 | 0.059957 | 0.063038 | 0.056797 | 0.051415 | 0.048492
P95 | [9 empty] | 0.13476 | 0.13627 | 0.12402 | 0.11565 | 0.11497 | 0.11554 | 0.10597 | 0.11254 | 0.095144 | 0.09089 | 0.082282
CO2EMISSIONS - CO2 Emissions
MEAN | [9 empty] | 3485.5616 | 3553.4528 | 2823.5776 | 2853.2012 | 2774.5209 | 2644.0043 | 2786.6415 | 2644.4752 | 2357.2429 | 2290.4667 | 2038.1179
P5 | [9 empty] | 2851.7643 | 2892.2743 | 1935.7782 | 2025.2437 | 1857.3944 | 1861.0815 | 1906.9709 | 2006.1372 | 1804.004 | 1633.6726 | 1536.4109
P95 | [9 empty] | 4331.4817 | 4271.5496 | 3920.0286 | 3708.0319 | 3631.9472 | 3635.3432 | 3387.6209 | 3550.9934 | 3040.9534 | 2891.6881 | 2601.5727
FUELCONSUMED - Fuel Consumed
MEAN | [9 empty] | 57046.8344 | 58157.9835 | 46212.3995 | 46697.2369 | 45409.507 | 43273.3924 | 45607.8809 | 43281.1002 | 38580.0798 | 37487.1793 | 33357.0854
P5 | [9 empty] | 46673.7209 | 47336.732 | 31682.1306 | 33146.3782 | 30399.2535 | 30459.5988 | 31210.6536 | 32833.6693 | 29525.4344 | 26737.6852 | 25145.8413
P95 | [9 empty] | 70891.6805 | 69910.7947 | 64157.5883 | 60687.9197 | 59442.6718 | 59498.2526 | 55443.8772 | 58117.7314 | 49770.104 | 47327.1373 | 42578.9309
FUELCOST - Fuel Cost
MEAN | [9 empty] | 112422.8114 | 117959.5602 | 98718.39 | 101355.9256 | 101822.9488 | 98460.2783 | 105366.9026 | 102068.1292 | 95387.1549 | 94573.9934 | 87318.2057
P5 | [9 empty] | 75619.8482 | 78979.4548 | 53050.0231 | 57234.2811 | 50815.15 | 50935.783 | 53661.3214 | 61735.5139 | 57543.4524 | 56125.327 | 49223.2211
P95 | [9 empty] | 180175.9245 | 189101.1376 | 163946.9181 | 166583.5873 | 176239.4793 | 164411.3785 | 158445.8875 | 166559.0229 | 145025.9593 | 137831.559 | 136886.5218
NETPOS - Net Position (MWh)
MEAN | [9 empty] | 6687.5175 | 6812.8443 | 5409.2014 | 5516.8238 | 5361.0055 | 5104.5592 | 5376.2249 | 5098.355 | 4541.2817 | 4409.5115 | 3920.9724
P5 | [9 empty] | 5471.5921 | 5545.135 | 3708.4699 | 3916.16 | 3589.05 | 3593.205 | 3679.2 | 3867.79 | 3475.625 | 3145.24 | 2955.9
P95 | [9 empty] | 8310.6012 | 8188.687 | 7509.96 | 7169.71 | 7018.025 | 7017.965 | 6535.06 | 6846.24 | 5857.4405 | 5566.835 | 5004.6284
NETREVENUE - Net Revenue $
MEAN | [9 empty] | 45386.8784 | 46687.6083 | 50073.4491 | 51879.0739 | 51299.3674 | 50846.6183 | 54713.6934 | 48867.7591 | 42390.7966 | 41026.5166 | 35383.244
P5 | [9 empty] | 19273.0054 | 17896.2268 | 26629.7986 | 27977.9018 | 28260.1201 | 27488.3848 | 30888.5594 | 29395.605 | 23588.9198 | 23899.1207 | 17377.7808
P95 | [9 empty] | 80983.2021 | 94518.7413 | 76836.3177 | 78897.1878 | 78817.939 | 83145.174 | 80818.3349 | 80035.3406 | 65530.8462 | 59838.4507 | 54358.8795
STARTS - Number Starts
MEAN | [9 empty] | 90.49 | 96.37 | 79.54 | 81.21 | 79.93 | 76.31 | 76.17 | 76.93 | 69.4 | 68.77 | 62.73
P5 | [9 empty] | 75 | 77 | 62 | 62.5 | 59.5 | 57 | 51.5 | 59 | 50.5 | 53.5 | 49
P95 | [9 empty] | 105.5 | 116 | 100.5 | 99.5 | 98.5 | 100.5 | 96.5 | 94.5 | 86 | 87 | 78
VOMCOSTS - VOM Costs
MEAN | [9 empty] | 5015.6381 | 5245.8901 | 4219.1771 | 4413.459 | 4396.0245 | 4236.7842 | 4569.7912 | 4435.5688 | 3996.3279 | 3968.5603 | 3607.2946
P5 | [9 empty] | 4103.6941 | 4269.754 | 2892.6065 | 3132.928 | 2943.021 | 2982.3601 | 3127.32 | 3364.9773 | 3058.55 | 2830.716 | 2719.428
P95 | [9 empty] | 6232.9509 | 6305.289 | 5857.7688 | 5735.768 | 5754.7805 | 5824.911 | 5554.801 | 5956.2288 | 5154.5476 | 5010.1515 | 4604.2581
15597: New 2030JAN 18V50DF_NG_B #1
CAPACITYFACTOR - Net Generation Capacity Factor
MEAN | [11 empty] | 0.089577 | 0.08902 | 0.088001 | 0.083171 | 0.0868 | 0.08175 | 0.072195 | 0.069543 | 0.063609
P5 | [11 empty] | 0.061586 | 0.063019 | 0.059362 | 0.058035 | 0.058862 | 0.058897 | 0.053155 | 0.051789 | 0.044778
P95 | [11 empty] | 0.12416 | 0.11613 | 0.11829 | 0.11408 | 0.10899 | 0.11519 | 0.095469 | 0.088088 | 0.082638
CO2EMISSIONS - CO2 Emissions
MEAN | [11 empty] | 2836.759 | 2842.4513 | 2766.8792 | 2642.7473 | 2777.4083 | 2603.3321 | 2299.8332 | 2211.6359 | 2013.0291
P5 | [11 empty] | 1944.8874 | 2007.7847 | 1874.8347 | 1843.6475 | 1880.848 | 1879.9377 | 1699.6761 | 1638.0174 | 1414.8869
P95 | [11 empty] | 3917.6298 | 3730.5648 | 3716.1925 | 3615.5548 | 3494.4658 | 3670.8418 | 3045.2496 | 2800.4457 | 2618.3033
FUELCONSUMED - Fuel Consumed
MEAN | [11 empty] | 46428.1336 | 46521.2971 | 45284.4389 | 43252.8192 | 45456.765 | 42607.7263 | 37640.4786 | 36196.987 | 32946.4664
P5 | [11 empty] | 31831.218 | 32860.6336 | 30684.6925 | 30174.263 | 30783.1104 | 30768.2107 | 27817.9394 | 26808.7961 | 23156.9047
P95 | [11 empty] | 64118.327 | 61056.7078 | 60821.4814 | 59174.3828 | 57192.5663 | 60079.2432 | 49840.4183 | 45833.8091 | 42852.7538
FUELCOST - Fuel Cost
MEAN | [11 empty] | 99270.417 | 100955.4895 | 101873.7852 | 98590.9353 | 105310.7192 | 100558.8475 | 93253.5574 | 91414.9171 | 86526.706
P5 | [11 empty] | 50967.8416 | 57263.4204 | 51624.5884 | 50357.3118 | 54166.2003 | 58806.9612 | 54870.1705 | 54768.4802 | 48544.3649
P95 | [11 empty] | 165123.5221 | 160104.2185 | 183103.5309 | 163207.1829 | 163538.459 | 168586.3813 | 147068.5541 | 133892.5499 | 138588.6853
NETPOS - Net Position (MWh)
MEAN | [11 empty] | 5434.4094 | 5496.1288 | 5346.1025 | 5102.0869 | 5358.303 | 5019.055 | 4430.7047 | 4257.8291 | 3872.7209
P5 | [11 empty] | 3726 | 3882.4 | 3622.75 | 3559.545 | 3628.8 | 3624.48 | 3274.625 | 3153.605 | 2722.1
P95 | [11 empty] | 7504.74 | 7211.63 | 7177.52 | 6980.17 | 6740.79 | 7076.895 | 5866.62 | 5391.17 | 5035.8372
NETREVENUE - Net Revenue $
MEAN | [11 empty] | 50008.005 | 52586.9574 | 51200.408 | 50977.9622 | 54710.1545 | 49272.7616 | 42741.2843 | 41295.7964 | 35607.3802
P5 | [11 empty] | 26843.7343 | 26839.6544 | 28003.7455 | 27300.6592 | 30416.2893 | 28816.7121 | 23732.9216 | 23464.4479 | 17944.4471
P95 | [11 empty] | 76597.8099 | 78525.9322 | 81352.6038 | 83089.6968 | 82056.9537 | 81714.6617 | 64265.0999 | 60432.3807 | 55594.6883
STARTS - Number Starts
MEAN | [11 empty] | 79.38 | 80.07 | 79.28 | 75.99 | 75.58 | 75.59 | 68.68 | 67.14 | 62.28
P5 | [11 empty] | 60 | 62.5 | 59 | 52.5 | 50 | 58 | 50.5 | 52 | 48
P95 | [11 empty] | 100.5 | 97.5 | 100 | 102 | 95.5 | 92.5 | 85 | 84.5 | 78
VOMCOSTS - VOM Costs
MEAN | [11 empty] | 4238.8393 | 4396.9031 | 4383.804 | 4234.7321 | 4554.5575 | 4366.5779 | 3899.0201 | 3832.0462 | 3562.9032
P5 | [11 empty] | 2906.28 | 3105.92 | 2970.655 | 2954.4223 | 3084.48 | 3153.2976 | 2881.67 | 2838.2445 | 2504.332
P95 | [11 empty] | 5853.6972 | 5769.304 | 5885.5664 | 5793.5411 | 5729.6715 | 6156.8987 | 5162.6256 | 4852.053 | 4632.9702
15597: New 2030JAN 18V50DF_NG_B #2
CAPACITYFACTOR - Net Generation Capacity Factor
MEAN | [11 empty] | 0.090506 | 0.09058 | 0.087316 | 0.082824 | 0.08626 | 0.080795 | 0.071841 | 0.069009 | 0.061803
P5 | [11 empty] | 0.06407 | 0.067895 | 0.058369 | 0.057304 | 0.061038 | 0.058101 | 0.051296 | 0.051093 | 0.043926
P95 | [11 empty] | 0.12396 | 0.11489 | 0.11466 | 0.11574 | 0.10715 | 0.1128 | 0.096377 | 0.089662 | 0.08184
CO2EMISSIONS - CO2 Emissions
MEAN | [11 empty] | 2860.3052 | 2895.4137 | 2748.227 | 2628.943 | 2760.657 | 2571.9271 | 2289.2531 | 2195.4451 | 1954.3735
P5 | [11 empty] | 2030.3127 | 2173.6452 | 1844.3141 | 1817.4964 | 1933.0938 | 1853.8274 | 1630.1241 | 1624.9828 | 1388.846
P95 | [11 empty] | 3901.1035 | 3675.7617 | 3609.0837 | 3669.8609 | 3444.5734 | 3590.1588 | 3064.6334 | 2841.5475 | 2578.5356
FUELCONSUMED - Fuel Consumed
MEAN | [11 empty] | 46813.506 | 47388.1133 | 44979.1649 | 43026.8899 | 45182.6017 | 42093.7329 | 37467.3179 | 35931.9985 | 31986.4732
P5 | [11 empty] | 33229.3411 | 35575.2077 | 30185.1743 | 29746.2592 | 31638.1968 | 30340.8745 | 26679.6094 | 26595.4635 | 22730.704
P95 | [11 empty] | 63847.8484 | 60159.7661 | 59068.4734 | 60063.1901 | 56375.9963 | 58758.7357 | 50157.6656 | 46506.5057 | 42201.8917
FUELCOST - Fuel Cost
MEAN | [11 empty] | 99926.3931 | 102512.1292 | 100951.9573 | 98081.3966 | 104499.6573 | 99483.6042 | 93045.8396 | 90746.2035 | 83908.2339
P5 | [11 empty] | 52580.9072 | 60494.367 | 51826.3271 | 50719.6794 | 54386.2158 | 58961.0294 | 54700.4454 | 55528.7529 | 47269.3461
P95 | [11 empty] | 168448.1202 | 161496.0452 | 176814.5855 | 161869.9183 | 155000.2662 | 165909.5042 | 146593.6393 | 135260.2638 | 131959.5878
NETPOS - Net Position (MWh)
MEAN | [11 empty] | 5479.3864 | 5598.5341 | 5310.1893 | 5075.4783 | 5325.9787 | 4958.4879 | 4410.3613 | 4226.6153 | 3759.9165
P5 | [11 empty] | 3889.4401 | 4203.12 | 3563.775 | 3509.055 | 3729.6 | 3574.14 | 3140.625 | 3128.51 | 2672
P95 | [11 empty] | 7472.49 | 7106.9922 | 6971.7928 | 7085.43 | 6644.12 | 6921.75 | 5904.375 | 5470.71 | 4959.2492
NETREVENUE - Net Revenue $
MEAN | [11 empty] | 49621.9217 | 52073.4023 | 51845.8412 | 51048.4047 | 55039.384 | 49803.0331 | 43180.5471 | 41901.3637 | 36314.4513
P5 | [11 empty] | 25893.2114 | 26146.5242 | 28978.831 | 27628.3409 | 31249.1561 | 30300.7827 | 23849.6622 | 23349.7244 | 19394.4336
P95 | [11 empty] | 73618.7685 | 78891.0612 | 82553.7252 | 83654.3663 | 78056.8692 | 83630.8973 | 65177.4313 | 61660.5501 | 56165.9483
STARTS - Number Starts
MEAN | [11 empty] | 80.26 | 81.86 | 79.29 | 75.24 | 75.52 | 74.87 | 68.28 | 66.69 | 61.14
P5 | [11 empty] | 62.5 | 61.5 | 57.5 | 54 | 53.5 | 55.5 | 50 | 52.5 | 45.5
P95 | [11 empty] | 101.5 | 102 | 98.5 | 100.5 | 97 | 94 | 84 | 82 | 76.5
VOMCOSTS - VOM Costs
MEAN | [11 empty] | 4273.9214 | 4478.8273 | 4354.3552 | 4212.647 | 4527.0819 | 4313.8845 | 3881.1179 | 3803.9538 | 3459.1232
P5 | [11 empty] | 3033.7633 | 3362.496 | 2922.2955 | 2912.5156 | 3170.16 | 3109.5018 | 2763.75 | 2815.659 | 2458.24
P95 | [11 empty] | 5828.5422 | 5685.5937 | 5716.8701 | 5880.9069 | 5647.502 | 6021.9225 | 5195.85 | 4923.639 | 4562.5092
15597: New 2030JAN 18V50DF_NG_B #3
CAPACITYFACTOR - Net Generation Capacity Factor
MEAN | [11 empty] | 0.10411 | 0.10497 | 0.088871 | 0.084186 | 0.08686 | 0.080625 | 0.070929 | 0.068602 | 0.061588
P5 | [11 empty] | 0.089606 | 0.089067 | 0.064872 | 0.059296 | 0.061581 | 0.058667 | 0.049094 | 0.050652 | 0.043846
P95 | [11 empty] | 0.12333 | 0.12295 | 0.11469 | 0.11227 | 0.10814 | 0.11165 | 0.093479 | 0.089383 | 0.080492
CO2EMISSIONS - CO2 Emissions
MEAN | [11 empty] | 3297.163 | 3353.6305 | 2796.0297 | 2674.6031 | 2779.4082 | 2566.6895 | 2262.9851 | 2184.3223 | 1947.5321
P5 | [11 empty] | 2824.5833 | 2856.9058 | 2018.7174 | 1865.44 | 1972.2782 | 1862.1194 | 1564.9192 | 1616.2931 | 1380.1657
P95 | [11 empty] | 3913.7203 | 3967.5572 | 3627.5872 | 3550.1772 | 3482.8209 | 3546.6417 | 2977.6934 | 2846.2415 | 2561.0364
FUELCONSUMED - Fuel Consumed
MEAN | [11 empty] | 53963.3885 | 54887.5688 | 45761.5335 | 43774.1921 | 45489.496 | 42008.012 | 37037.3988 | 35749.9566 | 31874.5028
P5 | [11 empty] | 46228.8596 | 46757.8685 | 33039.5643 | 30530.9327 | 32279.5116 | 30476.586 | 25612.425 | 26453.2418 | 22588.6371
P95 | [11 empty] | 64054.3416 | 64935.4694 | 59371.312 | 58104.3734 | 57001.9785 | 58046.5087 | 48734.7531 | 46583.3298 | 41915.4902
FUELCOST - Fuel Cost
MEAN | [11 empty] | 111386.3549 | 115186.8882 | 102370.0195 | 99415.921 | 105055.5688 | 99179.4321 | 91759.4571 | 90267.9294 | 83590.7676
P5 | [11 empty] | 75603.4294 | 84137.003 | 55184.4015 | 52375.1098 | 58403.8841 | 57794.4384 | 51473.2447 | 56944.3259 | 47078.6025
P95 | [11 empty] | 163272.4239 | 161499.7248 | 178713.0003 | 158950.1013 | 158165.9183 | 161539.5762 | 143124.4665 | 136915.5952 | 133380.0392
NETPOS - Net Position (MWh)
MEAN | [11 empty] | 6316.4185 | 6484.5745 | 5402.5784 | 5163.6881 | 5362.1986 | 4948.4247 | 4359.7517 | 4205.275 | 3746.7012
P5 | [11 empty] | 5410.91 | 5523.91 | 3900.775 | 3601.62 | 3805.2 | 3589.9881 | 3015 | 3111.78 | 2655.3
P95 | [11 empty] | 7497.47 | 7671.96 | 7009.6 | 6853.945 | 6719.4795 | 6837.85 | 5736.875 | 5478.93 | 4926.36
NETREVENUE - Net Revenue $
MEAN | [11 empty] | 45121.9178 | 46667.821 | 50956.287 | 50714.7998 | 55067.9515 | 49798.7291 | 43149.9177 | 42274.9732 | 36256.7069
P5 | [11 empty] | 15277.1006 | 16184.8259 | 25918.1786 | 25501.5691 | 30812.1078 | 30424.8035 | 24049.3138 | 25184.2788 | 18879.1548
P95 | [11 empty] | 74880.6169 | 77452.4991 | 80652.8179 | 83000.765 | 81124.6776 | 80780.9935 | 66533.7509 | 62712.1586 | 54884.9568
STARTS - Number Starts
MEAN | [11 empty] | 89.78 | 91.54 | 79.75 | 76.85 | 75.53 | 74.43 | 67.93 | 66.59 | 60.75
P5 | [11 empty] | 71.5 | 73.5 | 60 | 56 | 52.5 | 56.5 | 47 | 52.5 | 46
P95 | [11 empty] | 105 | 109 | 98.5 | 102 | 96.5 | 91 | 84 | 83.5 | 76.5
VOMCOSTS - VOM Costs
MEAN | [11 empty] | 4926.8064 | 5187.6596 | 4430.1143 | 4285.8611 | 4557.8688 | 4305.1295 | 3836.5815 | 3784.7475 | 3446.9651
P5 | [11 empty] | 4220.5098 | 4419.128 | 3198.6355 | 2989.3446 | 3234.42 | 3123.2897 | 2653.2 | 2800.602 | 2442.876
P95 | [11 empty] | 5848.0266 | 6137.568 | 5747.872 | 5688.7743 | 5711.5575 | 5948.9295 | 5048.45 | 4931.037 | 4532.2512
15597: New 2031JAN 18V50DF_NG_B #1
CAPACITYFACTOR - Net Generation Capacity Factor
MEAN | [12 empty] | 0.089217 | 0.088265 | 0.083438 | 0.08743 | 0.082395 | 0.072706 | 0.071594 | 0.064082
P5 | [12 empty] | 0.065776 | 0.058095 | 0.057091 | 0.061068 | 0.060488 | 0.053222 | 0.051922 | 0.046887
P95 | [12 empty] | 0.11422 | 0.11768 | 0.11793 | 0.10945 | 0.11869 | 0.093807 | 0.093391 | 0.084448
CO2EMISSIONS - CO2 Emissions
MEAN | [12 empty] | 2850.5591 | 2770.2704 | 2649.9866 | 2796.7139 | 2627.4549 | 2318.7365 | 2274.4533 | 2026.3631
P5 | [12 empty] | 2108.1279 | 1818.1537 | 1817.4964 | 1950.5091 | 1919.103 | 1699.6761 | 1646.7072 | 1484.3292
P95 | [12 empty] | 3628.7832 | 3713.837 | 3720.1589 | 3519.0583 | 3816.4475 | 2986.7428 | 2955.6005 | 2654.1737
FUELCONSUMED - Fuel Consumed
MEAN | [12 empty] | 46653.9954 | 45339.9415 | 43371.302 | 45772.7324 | 43002.5348 | 37949.8606 | 37225.0942 | 33164.6991
P5 | [12 empty] | 34502.9115 | 29757.0157 | 29746.2592 | 31923.2256 | 31409.2151 | 27817.9394 | 26951.0178 | 24293.4399
P95 | [12 empty] | 59390.8863 | 60782.9298 | 60886.3977 | 57595.0616 | 62462.3167 | 48882.8604 | 48373.1669 | 43439.832
FUELCOST - Fuel Cost
MEAN | [12 empty] | 101275.49 | 101633.1605 | 98895.5562 | 105849.4375 | 101605.0725 | 93988.381 | 93990.3642 | 86918.0023
P5 | [12 empty] | 59844.7032 | 50073.5246 | 50697.7833 | 55478.7918 | 59976.5256 | 54046.1764 | 56869.1473 | 49727.5692
P95 | [12 empty] | 165069.3613 | 183692.9005 | 165725.5775 | 163398.7705 | 168799.7357 | 144636.612 | 143712.6523 | 137734.8675
NETPOS - Net Position (MWh)
MEAN | [12 empty] | 5511.8026 | 5352.6882 | 5116.0997 | 5395.6904 | 5065.5305 | 4467.095 | 4378.8182 | 3898.3686
P5 | [12 empty] | 4076.4309 | 3513.225 | 3509.055 | 3763.2 | 3699.99 | 3274.625 | 3170.335 | 2855.7
P95 | [12 empty] | 7015.3721 | 7173.38 | 7182.13 | 6788.7998 | 7358.03 | 5753.49 | 5689.6155 | 5105.955
NETREVENUE - Net Revenue $
MEAN | [12 empty] | 52507.7635 | 51601.2986 | 50512.2133 | 54830.2335 | 49601.033 | 43087.2022 | 41157.8348 | 35232.0391
P5 | [12 empty] | 28107.2626 | 26462.1165 | 26155.1928 | 29499.0306 | 29272.8336 | 24749.8517 | 24116.9938 | 18042.8036
P95 | [12 empty] | 79380.0978 | 80081.4193 | 85752.1362 | 83871.7334 | 82311.0992 | 65440.1879 | 59843.9553 | 54067.6294
STARTS - Number Starts
MEAN | [12 empty] | 81.14 | 79.2 | 76.3 | 75.43 | 76.3 | 69.07 | 68.5 | 62.79
P5 | [12 empty] | 64.5 | 58 | 55.5 | 50.5 | 56.5 | 48 | 54.5 | 48
P95 | [12 empty] | 99 | 99 | 99 | 95.5 | 93.5 | 84 | 88.5 | 77
VOMCOSTS - VOM Costs
MEAN | [12 empty] | 4409.4421 | 4389.2043 | 4246.3628 | 4586.3368 | 4407.0115 | 3931.0436 | 3940.9363 | 3586.4991
P5 | [12 empty] | 3261.1448 | 2880.8445 | 2912.5156 | 3198.72 | 3218.9913 | 2881.67 | 2853.3015 | 2627.244
P95 | [12 empty] | 5612.2977 | 5882.1716 | 5961.1679 | 5770.4798 | 6401.4861 | 5063.0712 | 5120.654 | 4697.4786
15597: New 2032JAN 18V50DF_NG_B #1
CAPACITYFACTOR - Net Generation Capacity Factor
MEAN | [13 empty] | 0.10286 | 0.096159 | 0.097245 | 0.092229 | 0.08072 | 0.069185 | 0.060443
P5 | [13 empty] | 0.084146 | 0.079303 | 0.080464 | 0.074184 | 0.066039 | 0.051546 | 0.043508
P95 | [13 empty] | 0.1195 | 0.11794 | 0.10977 | 0.11216 | 0.093833 | 0.090496 | 0.080315
CO2EMISSIONS - CO2 Emissions
MEAN | [13 empty] | 3237.4635 | 3054.2602 | 3111.731 | 2943.0261 | 2574.4587 | 2202.2603 | 1913.2887
P5 | [13 empty] | 2646.569 | 2510.849 | 2568.7508 | 2367.3289 | 2108.2939 | 1638.0174 | 1371.4854
P95 | [13 empty] | 3765.4561 | 3731.2303 | 3540.0044 | 3577.1036 | 3016.8164 | 2906.7206 | 2556.3447
FUELCONSUMED - Fuel Consumed
MEAN | [13 empty] | 52986.3098 | 49987.8913 | 50928.4936 | 48167.3669 | 42135.1669 | 36043.5408 | 31314.0535
P5 | [13 empty] | 43315.3682 | 41094.0923 | 42041.748 | 38745.1542 | 34505.6281 | 26808.7961 | 22446.5702
P95 | [13 empty] | 61627.7595 | 61067.5997 | 57937.8792 | 58545.0676 | 49375.0638 | 47573.1687 | 41838.702
FUELCOST - Fuel Cost
MEAN | [13 empty] | 115049.6091 | 110371.6853 | 114975.4082 | 110726.8043 | 101536.2008 | 90940.7743 | 82490.1141
P5 | [13 empty] | 79019.8653 | 77333.9042 | 80441.2152 | 77741.6525 | 67417.5697 | 56000.5184 | 46418.7217
P95 | [13 empty] | 181759.0921 | 164449.0054 | 159205.4566 | 161412.9448 | 138975.6815 | 141121.2203 | 135509.7035
NETPOS - Net Position (MWh)
MEAN | [13 empty] | 6255.6177 | 5896.6642 | 6003.3348 | 5673.9552 | 4959.8009 | 4239.8327 | 3680.9001
P5 | [13 empty] | 5113.975 | 4846.895 | 4956 | 4564.16 | 4061.875 | 3153.605 | 2638.6
P95 | [13 empty] | 7274.77 | 7203.095 | 6829.06 | 6896.58 | 5812.25 | 5596.185 | 4918.15
NETREVENUE - Net Revenue $
MEAN | [13 empty] | 46424.7309 | 45737.0103 | 51238.5205 | 45678.0323 | 39636.286 | 41877.1513 | 36593.4452
P5 | [13 empty] | 17727.3536 | 18694.0159 | 22543.0544 | 22116.0171 | 17482.6698 | 23902.758 | 19581.3456
P95 | [13 empty] | 80403.5861 | 81806.3369 | 81565.1094 | 80934.8695 | 64428.5663 | 62367.3478 | 55799.7961
STARTS - Number Starts
MEAN | [13 empty] | 89.45 | 85.9 | 82.93 | 83.55 | 76.05 | 66.62 | 60.27
P5 | [13 empty] | 74.5 | 68 | 64.5 | 66.5 | 57.5 | 53 | 43.5
P95 | [13 empty] | 105 | 107 | 102 | 103 | 90 | 82.5 | 75
VOMCOSTS - VOM Costs
MEAN | [13 empty] | 5129.6065 | 4894.2313 | 5102.8346 | 4936.341 | 4364.6248 | 3815.8494 | 3386.4281
P5 | [13 empty] | 4193.4595 | 4022.9228 | 4212.6 | 3970.8192 | 3574.45 | 2838.2445 | 2427.512
P95 | [13 empty] | 5965.3114 | 5978.5688 | 5804.701 | 6000.0246 | 5114.78 | 5036.5665 | 4524.698
15597: New 2035JAN 18V50DF_NG_B #1
CAPACITYFACTOR - Net Generation Capacity Factor
MEAN | [16 empty] | 0.081661 | 0.071475 | 0.068665 | 0.061172
P5 | [16 empty] | 0.058952 | 0.052035 | 0.050622 | 0.04269
P95 | [16 empty] | 0.11517 | 0.091978 | 0.090714 | 0.082796
CO2EMISSIONS - CO2 Emissions
MEAN | [16 empty] | 2602.5229 | 2278.3824 | 2183.0819 | 1935.5272
P5 | [16 empty] | 1866.8826 | 1656.2061 | 1616.2931 | 1367.1453
P95 | [16 empty] | 3677.1929 | 2903.7945 | 2871.9616 | 2617.1067
FUELCONSUMED - Fuel Consumed
MEAN | [16 empty] | 42594.4824 | 37289.4011 | 35729.6541 | 31678.0224
P5 | [16 empty] | 30554.5426 | 27106.4831 | 26453.2418 | 22375.5367
P95 | [16 empty] | 60183.1899 | 47525.2775 | 47004.2818 | 42833.1704
FUELCOST - Fuel Cost
MEAN | [16 empty] | 100385.1724 | 92193.634 | 90476.2195 | 83551.0294
P5 | [16 empty] | 60131.5077 | 53365.3121 | 53496.7667 | 46542.7209
P95 | [16 empty] | 166844.1208 | 141802.8743 | 140936.4621 | 137256.6687
NETPOS - Net Position (MWh)
MEAN | [16 empty] | 5017.5239 | 4389.4171 | 4202.9144 | 3723.6718
P5 | [16 empty] | 3599.31 | 3190.875 | 3111.78 | 2630.25
P95 | [16 empty] | 7089.55 | 5594.5 | 5529.265 | 5035.05
NETREVENUE - Net Revenue $
MEAN | [16 empty] | 49438.2558 | 43313.3679 | 41909.1351 | 36025.3907
P5 | [16 empty] | 29820.4527 | 23710.1187 | 25195.566 | 19120.8284
P95 | [16 empty] | 83428.6809 | 65335.3318 | 59548.5952 | 56413.9234
STARTS - Number Starts
MEAN | [16 empty] | 75.48 | 68.36 | 66.57 | 60.95
P5 | [16 empty] | 59 | 48 | 52 | 44
P95 | [16 empty] | 95.5 | 85 | 84 | 78.5
VOMCOSTS - VOM Costs
MEAN | [16 empty] | 4365.2458 | 3862.6871 | 3782.623 | 3425.778
P5 | [16 empty] | 3131.3997 | 2807.97 | 2800.602 | 2419.83
P95 | [16 empty] | 6167.9085 | 4923.16 | 4976.3385 | 4632.246
15597: New 2037JAN 18V50DF_NG_B #1
CAPACITYFACTOR - Net Generation Capacity Factor
MEAN | [18 empty] | 0.077054 | 0.061225
P5 | [18 empty] | 0.063041 | 0.044433
P95 | [18 empty] | 0.092224 | 0.081149
CO2EMISSIONS - CO2 Emissions
MEAN | [18 empty] | 2451.9857 | 1935.3817
P5 | [18 empty] | 2002.9868 | 1406.2066
P95 | [18 empty] | 2945.8245 | 2565.4237
FUELCONSUMED - Fuel Consumed
MEAN | [18 empty] | 40130.6985 | 31675.6411
P5 | [18 empty] | 32782.1088 | 23014.8378
P95 | [18 empty] | 48213.1665 | 41987.2948
FUELCOST - Fuel Cost
MEAN | [18 empty] | 99213.3921 | 83161.5393
P5 | [18 empty] | 66785.5387 | 46737.6413
P95 | [18 empty] | 139694.0497 | 132965.0862
NETPOS - Net Position (MWh)
MEAN | [18 empty] | 4720.5791 | 3723.3619
P5 | [18 empty] | 3856.265 | 2705.4
P95 | [18 empty] | 5671.47 | 4934.7924
NETREVENUE - Net Revenue $
MEAN | [18 empty] | 39041.8345 | 36513.3122
P5 | [18 empty] | 18651.2981 | 18951.0801
P95 | [18 empty] | 60947.071 | 55342.224
STARTS - Number Starts
MEAN | [18 empty] | 73.77 | 60.65
P5 | [18 empty] | 57 | 46
P95 | [18 empty] | 89.5 | 75
VOMCOSTS - VOM Costs
MEAN | [18 empty] | 4248.5212 | 3425.4929
P5 | [18 empty] | 3470.6385 | 2488.968
P95 | [18 empty] | 5104.323 | 4540.0091
15597: New 2038JAN 18V50DF_NG_B #1
CAPACITYFACTOR - Net Generation Capacity Factor
MEAN | [19 empty] | 0.068007
P5 | [19 empty] | 0.055655
P95 | [19 empty] | 0.080942
CO2EMISSIONS - CO2 Emissions
MEAN | [19 empty] | 2150.2865
P5 | [19 empty] | 1766.4385
P95 | [19 empty] | 2571.711
FUELCONSUMED - Fuel Consumed
MEAN | [19 empty] | 35192.9046
P5 | [19 empty] | 28910.6142
P95 | [19 empty] | 42090.1965
FUELCOST - Fuel Cost
MEAN | [19 empty] | 90248.1037
P5 | [19 empty] | 62610.425
P95 | [19 empty] | 132043.232
NETPOS - Net Position (MWh)
MEAN | [19 empty] | 4136.7789
P5 | [19 empty] | 3398.45
P95 | [19 empty] | 4947.305
NETREVENUE - Net Revenue $
MEAN | [19 empty] | 33461.465
P5 | [19 empty] | 12950.468
P95 | [19 empty] | 55869.0016
STARTS - Number Starts
MEAN | [19 empty] | 66.63
P5 | [19 empty] | 50
P95 | [19 empty] | 82.5
VOMCOSTS - VOM Costs
MEAN | [19 empty] | 3805.8366
P5 | [19 empty] | 3126.574
P95 | [19 empty] | 4551.5206
15597: New 2040JAN 18V50DF_NG_B #1
CAPACITYFACTOR - Net Generation Capacity Factor
MEAN
P5
P95
CO2EMISSIONS - CO2 Emissions
MEAN
P5
P95
FUELCONSUMED - Fuel Consumed
MEAN
P5
P95
FUELCOST - Fuel Cost
MEAN
P5
P95
NETPOS - Net Position (MWh)
MEAN
P5
P95
NETREVENUE - Net Revenue $
MEAN
P5
P95
STARTS - Number Starts
MEAN
P5
P95
VOMCOSTS - VOM Costs
MEAN
P5
P95
15597: New 2040JAN 18V50DF_NG_B #2
CAPACITYFACTOR - Net Generation Capacity Factor
MEAN
P5
P95
CO2EMISSIONS - CO2 Emissions
MEAN
P5
P95
FUELCONSUMED - Fuel Consumed
MEAN
P5
P95
FUELCOST - Fuel Cost
MEAN
P5
P95
NETPOS - Net Position (MWh)
MEAN
P5
P95
NETREVENUE - Net Revenue $
MEAN
P5
P95
STARTS - Number Starts
MEAN
P5
P95
VOMCOSTS - VOM Costs
MEAN
P5
P95
15597: New 2041JAN 18V50DF_NG_B #1
CAPACITYFACTOR - Net Generation Capacity Factor
MEAN
P5
P95
CO2EMISSIONS - CO2 Emissions
MEAN
P5
P95
FUELCONSUMED - Fuel Consumed
MEAN
P5
P95
FUELCOST - Fuel Cost
MEAN
P5
P95
NETPOS - Net Position (MWh)
MEAN
P5
P95
NETREVENUE - Net Revenue $
MEAN
P5
P95
STARTS - Number Starts
MEAN
P5
P95
VOMCOSTS - VOM Costs
MEAN
P5
P95
15597: New 2043JAN 18V50DF_NG_B #1
CAPACITYFACTOR - Net Generation Capacity Factor
MEAN
P5
P95
CO2EMISSIONS - CO2 Emissions
MEAN
P5
P95
FUELCONSUMED - Fuel Consumed
MEAN
P5
P95
FUELCOST - Fuel Cost
MEAN
P5
P95
NETPOS - Net Position (MWh)
MEAN
P5
P95
NETREVENUE - Net Revenue $
MEAN
P5
P95
STARTS - Number Starts
MEAN
P5
P95
VOMCOSTS - VOM Costs
MEAN
P5
P95
15597: New 2044JAN 18V50DF_NG_B #1
CAPACITYFACTOR - Net Generation Capacity Factor
MEAN
P5
P95
CO2EMISSIONS - CO2 Emissions
MEAN
P5
P95
FUELCONSUMED - Fuel Consumed
MEAN
P5
P95
FUELCOST - Fuel Cost
MEAN
P5
P95
NETPOS - Net Position (MWh)
MEAN
P5
P95
NETREVENUE - Net Revenue $
MEAN
P5
P95
STARTS - Number Starts
MEAN
P5
P95
VOMCOSTS - VOM Costs
MEAN
P5
P95
Simple HR 2018 Basin Creek 1-9 2015 single
CAPACITYFACTOR - Net Generation Capacity Factor
MEAN | 0.014442 | 0.006487 | 0.009509 | 0.089839 | 0.026401 | 0.025308 | 0.027626 | 0.01814 | 0.028292 | 0.03055 | 0.037036 | 0.034777 | 0.03549 | 0.032152 | 0.030929 | 0.03168 | 0.039823 | 0.034046 | 0.033471 | 0.028404
P5 | 0 | 0 | 0.000261 | 0.052487 | 0.010343 | 0.014184 | 0.017211 | 0.010233 | 0.01431 | 0.020587 | 0.023174 | 0.023665 | 0.024192 | 0.021357 | 0.019044 | 0.019796 | 0.026908 | 0.023076 | 0.022349 | 0.016921
P95 | 0.061111 | 0.029563 | 0.030646 | 0.12427 | 0.049568 | 0.042419 | 0.040907 | 0.030756 | 0.049321 | 0.045151 | 0.054967 | 0.049663 | 0.04757 | 0.044921 | 0.047233 | 0.044398 | 0.057562 | 0.0497 | 0.044361 | 0.039926
CO2EMISSIONS - CO2 Emissions
MEAN | 1522.1433 | 688.015 | 1002.07 | 9401.3982 | 2774.0072 | 2665.1379 | 2899.101 | 1902.7048 | 2958.9707 | 3224.5463 | 3891.6466 | 3647.4917 | 3735.9257 | 3372.0279 | 3238.0037 | 3326.1631 | 4171.2299 | 3586.247 | 3514.8406 | 2970.5045
P5 | 0 | 0 | 27.7002 | 5509.0901 | 1084.8274 | 1496.7871 | 1812.6229 | 1071.0954 | 1483.0551 | 2155.9227 | 2430.5626 | 2471.7585 | 2540.4185 | 2238.3147 | 1991.1388 | 2073.5308 | 2815.0583 | 2430.5626 | 2361.9026 | 1771.427
P95 | 6435.7489 | 3129.6271 | 3247.0255 | 12928.0557 | 5222.6308 | 4477.4562 | 4284.3815 | 3185.8221 | 5176.9609 | 4751.2692 | 5753.7046 | 5190.6929 | 5025.909 | 4737.5372 | 4970.9811 | 4668.8772 | 6083.2724 | 5231.8889 | 4668.8772 | 4201.9895
FUELCONSUMED - Fuel Consumed
MEAN | 25799.0398 | 11661.2707 | 16984.2365 | 159345.7323 | 47017.0706 | 45171.8285 | 49137.3053 | 32249.2338 | 50152.0456 | 54653.3277 | 65960.1124 | 61821.8929 | 63320.7747 | 57153.0157 | 54881.4184 | 56375.6453 | 70698.8111 | 60783.8474 | 59573.5702 | 50347.5336
P5 | 0 | 0 | 469.4957 | 93374.4081 | 18386.9044 | 25369.2731 | 30722.4225 | 18154.1587 | 25136.5275 | 36541.0631 | 41195.9756 | 41894.2125 | 43057.9406 | 37937.5369 | 33748.1156 | 35144.5894 | 47712.8531 | 41195.9756 | 40032.2475 | 30024.1856
P95 | 109080.4901 | 53044.5279 | 55034.3303 | 219119.5887 | 88519.1669 | 75889.0882 | 72616.635 | 53996.985 | 87745.1006 | 80529.9863 | 97520.4169 | 87977.8463 | 85184.8987 | 80297.2406 | 84253.9162 | 79133.5125 | 103106.3119 | 88676.0831 | 79133.5125 | 71220.1613
FUELCOST - Fuel Cost
MEAN | 26620.4715 | 11454.0995 | 20033.743 | 230583.9841 | 69687.6615 | 73495.1516 | 90054.202 | 61420.9815 | 103104.2351 | 111074.2476 | 138018.6775 | 132470.5973 | 137263.0359 | 128504.4587 | 125808.7767 | 130566.6772 | 167529.2634 | 152752.1806 | 151702.1002 | 133426.0901
P5 | 0 | 0 | 672.9043 | 110539.6207 | 30636.6397 | 40649.6951 | 52401.8505 | 30057.772 | 38184.2924 | 57490.1555 | 66249.8366 | 67945.5201 | 74001.0144 | 65241.5831 | 59237.2705 | 63013.6482 | 92804.8352 | 81372.9011 | 81653.4314 | 63058.9263
P95 | 110998.2288 | 52356.2232 | 55981.7824 | 335634.7964 | 115042.0197 | 113360.967 | 168344.3226 | 138386.0799 | 233797.1199 | 203923.5969 | 260746.0811 | 236556.9626 | 224734.2727 | 230697.557 | 225265.668 | 209599.2972 | 288380.1586 | 261143.3006 | 235558.5741 | 221119.6418
NETPOS - Net Position (MWh)
MEAN | 2861.3279 | 1287.1566 | 1876.073 | 17696.2876 | 5225.8695 | 5021.7997 | 5462.7039 | 3585.24 | 5575.5458 | 6075.9675 | 7332.9751 | 6872.9175 | 7039.5525 | 6353.865 | 6101.325 | 6267.4425 | 7859.79 | 6757.515 | 6622.965 | 5597.28
P5 | 0 | 0 | 51.925 | 10359.7485 | 2044.125 | 2820.375 | 3415.5 | 2018.25 | 2794.5 | 4062.375 | 4579.875 | 4657.5 | 4786.875 | 4217.625 | 3751.875 | 3907.125 | 5304.375 | 4579.875 | 4450.5 | 3337.875
P95 | 12102.8803 | 5858.7131 | 6077.3895 | 24334.2168 | 9840.3639 | 8436.0321 | 8073 | 6003 | 9754.875 | 8952.75 | 10841.625 | 9780.75 | 9470.25 | 8926.875 | 9366.75 | 8797.5 | 11462.625 | 9858.375 | 8797.5 | 7917.75
NETREVENUE - Net Revenue $
MEAN | -2557.8709 | 382.3202 | 7045.491 | 113881.442 | 35172.5169 | 43151.6508 | 73075.7059 | 55567.0313 | 64301.5335 | 74925.3836 | 87348.4087 | 86635.5263 | 87939.4148 | 83565.4301 | 82741.8194 | 86075.6933 | 96495.3055 | 84518.9283 | 82062.7057 | 70029.7268
P5 | -15338.1465 | -6802.9834 | -1964.706 | 27081.3041 | 12410.1276 | 21146.8117 | 35154.3474 | 22874.3333 | 22004.4444 | 33818.0146 | 40857.0391 | 38146.3682 | 39556.8384 | 37737.394 | 37120.0835 | 37514.0938 | 50390.8384 | 41380.1958 | 40977.7711 | 29695.8307
P95 | 4660.6603 | 5593.2867 | 27684.2705 | 200069.1304 | 58558.6805 | 69277.305 | 137948.0285 | 118500.8055 | 149707.8868 | 140441.8263 | 189425.8302 | 147514.1767 | 138742.2844 | 152805.2891 | 156019.1867 | 146334.0543 | 168484.6904 | 138365.5762 | 132155.874 | 113927.8444
STARTS - Number Starts
MEAN | 14.34 | 21.29 | 40.5 | 82.1 | 32.01 | 34.75 | 40.51 | 27.8 | 38.42 | 40.37 | 50.67 | 46.61 | 48.27 | 45.51 | 44.27 | 43.32 | 48.99 | 42.98 | 41.92 | 36.38
P5 | 0 | 0 | 10.5 | 38 | 14.5 | 20 | 28.5 | 16.5 | 22.5 | 27.5 | 31.5 | 31 | 35 | 30.5 | 29 | 29 | 33.5 | 26.5 | 30 | 23
P95 | 54.5 | 96.5 | 113.5 | 131 | 58.5 | 51.5 | 53.5 | 45.5 | 59 | 54.5 | 71.5 | 65 | 63 | 67 | 64.5 | 60 | 68.5 | 58.5 | 57.5 | 49.5
VOMCOSTS - VOM Costs
MEAN | 12933.2021 | 5933.7919 | 8817.5433 | 84942.1804 | 25554.5017 | 25058.7805 | 27805.163 | 18607.3956 | 29550.3927 | 32810.2245 | 40404.6928 | 38625.7963 | 40336.6358 | 37170.1102 | 36424.9103 | 38106.0504 | 48809.2959 | 42775.0699 | 42784.3539 | 36886.0752
P5 | 0 | 0 | 244.0475 | 49726.7926 | 9995.7712 | 14073.6712 | 17384.895 | 10474.7175 | 14810.85 | 21936.825 | 25235.1113 | 26175.15 | 27428.7938 | 24673.1063 | 22398.6937 | 23755.32 | 32940.1687 | 28990.6087 | 28750.23 | 21996.5962
P95 | 54705.0191 | 27008.6673 | 28563.7307 | 116804.2405 | 48119.3795 | 42095.8 | 41091.57 | 31155.57 | 51700.8375 | 48344.85 | 59737.3538 | 54967.815 | 54264.5325 | 52222.2188 | 55919.4975 | 53488.8 | 71182.9012 | 62403.5137 | 56831.85 | 52177.9725
Simple HR 2018 CELP 2015 v2
CAPACITYFACTOR - Net Generation Capacity Factor
MEAN | 1 | 1 | 1 | 1 | 1 | 1
P5 | 1 | 1 | 1 | 1 | 1 | 1
P95 | 1 | 1 | 1 | 1 | 1 | 1
NETPOS - Net Position (MWh)
MEAN | 130665.85 | 130922.4 | 130175.15 | 130114.6 | 130699.1 | 64667.05
P5 | 117512.5 | 119070 | 118720 | 118562.5 | 119262.5 | 58397.5
P95 | 134680 | 134960 | 134120 | 134120 | 134680 | 66640
NETREVENUE - Net Revenue $
MEAN | -10555499.6092 | -10657747.7484 | -11005043.869 | -11549320.5102 | -12156375.5705 | -6490732.9099
P5 | -11278006.1822 | -11536883.5302 | -11963889.5705 | -12517982.8534 | -13109960.3148 | -6857684.1506
P95 | -9461696.8765 | -9551752.7026 | -9802066.5957 | -10430863.9648 | -10836216.3294 | -5869581.3702
STARTS - Number Starts
MEAN | 1.52 | 1.55 | 1.65 | 1.64 | 1.45 | 0.85
P5 | 0 | 0 | 0 | 0 | 0 | 0
P95 | 6.5 | 7 | 7 | 7 | 6 | 4
Simple HR 2018 Colstrip 3 economic dispatch
CAPACITYFACTOR - Net Generation Capacity Factor
MEAN | 0.31179 | 0.31935 | 0.26902 | 0.24057 | 0.29902 | 0.24743 | 0.25702 | 0.25892 | 0.21479 | 0.21283 | 0.26375 | 0.22215 | 0.21237 | 0.23777 | 0.20365 | 0.20477 | 0.24619 | 0.21107 | 0.20866 | 0.23147
P5 | 0.20194 | 0.19434 | 0.14633 | 0.081842 | 0.11258 | 0.09297 | 0.092607 | 0.12082 | 0.087387 | 0.11199 | 0.1431 | 0.12298 | 0.1139 | 0.10677 | 0.099095 | 0.096252 | 0.13636 | 0.11895 | 0.12182 | 0.11734
P95 | 0.39601 | 0.40983 | 0.35424 | 0.39842 | 0.49454 | 0.39446 | 0.40896 | 0.446 | 0.39136 | 0.35008 | 0.43443 | 0.34026 | 0.34073 | 0.39191 | 0.31 | 0.3016 | 0.36477 | 0.3052 | 0.30082 | 0.33433
CO2EMISSIONS - CO2 Emissions
MEAN | 105483.251 | 95120.9683 | 90466.355 | 81295.3508 | 86823.3108 | 84255.4242 | 87405.5585 | 76434.7638 | 72576.3527 | 72563.3156 | 76911.5413 | 75535.5991 | 72089.8329 | 70499.171 | 68754.8493 | 68986.4094 | 71804.5515 | 71965.8862 | 70783.4674 | 68275.9799
P5 | 68299.2902 | 56447.7872 | 49470.9417 | 26889.8647 | 31998.5744 | 31601.4833 | 30242.5029 | 35010.0935 | 28770.7469 | 37846.2686 | 41727.7957 | 42019.1582 | 38659.4086 | 31680.7779 | 32950.0932 | 32321.5541 | 39557.5122 | 40867.9928 | 41104.554 | 34784.2675
P95 | 136230.2385 | 125598.9848 | 120477.3208 | 137487.1243 | 145520.1885 | 134599.147 | 140953.9152 | 131616.8393 | 130147.5336 | 116767.4877 | 124662.6972 | 119097.8864 | 115160.3308 | 115952.7734 | 104591.3377 | 98122.4773 | 107228.4897 | 104102.9962 | 103570.5015 | 99214.0382
FUELCONSUMED - Fuel Consumed
MEAN | 958938.6451 | 864736.0758 | 822421.409 | 739048.644 | 789302.8255 | 765958.402 | 794595.9864 | 694861.4892 | 659785.0247 | 659666.5055 | 699195.8298 | 686687.2644 | 655362.1175 | 640901.5549 | 625044.0844 | 627149.1763 | 652768.6497 | 654235.3294 | 643486.067 | 620690.7266
P5 | 620902.6383 | 513161.7021 | 449735.8339 | 244453.3152 | 290896.1312 | 287286.2118 | 274931.8443 | 318273.5775 | 261552.2449 | 344056.9871 | 379343.5976 | 381992.3477 | 351449.1694 | 288007.0716 | 299546.3022 | 293832.3098 | 359613.7469 | 371527.207 | 373677.7638 | 316220.6137
P95 | 1238456.7134 | 1141808.9531 | 1095248.3713 | 1249882.9485 | 1322910.8049 | 1223628.6093 | 1281399.2289 | 1196516.721 | 1183159.3963 | 1061522.6159 | 1133297.2474 | 1082708.0582 | 1046912.0977 | 1054116.1217 | 950830.3424 | 892022.521 | 974804.4515 | 946390.8749 | 941550.0139 | 901945.8022
FUELCOST - Fuel Cost
MEAN | 920581.0993 | 812851.9113 | 814197.1949 | 857296.4271 | 868233.1081 | 857873.4102 | 905839.4245 | 812987.9424 | 785144.1794 | 798196.4716 | 867002.8289 | 865225.9531 | 845417.1316 | 839581.0369 | 837559.0731 | 859194.3715 | 913876.1096 | 929014.1678 | 933054.7971 | 918622.2754
P5 | 596066.5328 | 482372 | 445238.4756 | 283565.8456 | 319985.7444 | 321760.5572 | 313422.3025 | 372380.0857 | 311247.1714 | 416308.9544 | 470386.061 | 481310.3581 | 453369.4285 | 377289.2638 | 401392.0449 | 402550.2644 | 503459.2457 | 527568.634 | 541832.7576 | 468006.5083
P95 | 1188918.4449 | 1073300.4159 | 1084295.8876 | 1449864.2203 | 1455201.8854 | 1370464.0424 | 1460795.1209 | 1399924.5636 | 1407959.6816 | 1284442.3652 | 1405288.5868 | 1364212.1533 | 1350516.6061 | 1380892.1195 | 1274112.6588 | 1222070.8537 | 1364726.232 | 1343875.0424 | 1365247.5201 | 1334879.7873
NETPOS - Net Position (MWh)
MEAN | 90311.8845 | 81374.3825 | 77379.5135 | 69574.2851 | 74338.3858 | 72131.2573 | 74862.394 | 65459.9935 | 62158.1674 | 62147.4824 | 65876.5929 | 64695.4109 | 61740.6891 | 60382.6719 | 58886.4392 | 59088.3547 | 61514.7585 | 61653.9259 | 60643.3167 | 58495.1144
P5 | 58438.8405 | 48279.7504 | 42302.754 | 22972.3536 | 27346.1536 | 27003.8591 | 25844.0105 | 29931.7071 | 24610.4207 | 32373.7728 | 35693.6427 | 35948.8059 | 33069.5275 | 27091.3552 | 28187.7534 | 27646.0767 | 33867.5485 | 34984.0976 | 35190.9288 | 29778.9885
P95 | 116648.4713 | 107468.3994 | 103048.5446 | 117750.3922 | 124696.8663 | 115316.7602 | 120806.2087 | 112816.5938 | 111552.1182 | 100065.846 | 106847.9988 | 102060.4758 | 98679.7354 | 99361.6902 | 89628.8194 | 84074.5848 | 91897.5926 | 89216.2394 | 88752.029 | 85023.3613
NETREVENUE - Net Revenue $
MEAN | -106133.1639 | 119179.63 | 133409.5548 | 195285.2779 | 253588.8854 | 187130.1189 | 189352.1117 | 137694.5166 | 67023.4249 | 79070.3511 | 87735.977 | 68572.5761 | 76831.7242 | 93850.2404 | 87821.2054 | 101206.7529 | 57757.0974 | 42263.157 | 27555.1329 | 13871.2222
P5 | -316023.6262 | -186409.7801 | -169722.4912 | -79440.3696 | -50978.0811 | -58446.914 | -44232.1984 | -54892.7528 | -108156.6438 | -76379.3319 | -91226.7477 | -83288.3731 | -69543.6595 | -64150.3522 | -66763.4983 | -48732.7689 | -97078.8825 | -107749.8837 | -146380.4404 | -115955.2545
P95 | 262108.6514 | 540114.0765 | 674636.4194 | 767416.8014 | 870667.2565 | 654231.3697 | 643919.4252 | 686622.4149 | 633307.9065 | 401550.5756 | 517486.8547 | 348140.7189 | 316668.2417 | 483950.8594 | 389697.9091 | 364054.9871 | 354275.7809 | 297478.1763 | 247444.0669 | 229211.89
STARTS - Number Starts
MEAN | 4.86 | 3.2 | 2.51 | 2.42 | 2.89 | 2.23 | 30.01 | 27.39 | 76.63 | 71.18 | 9.39 | 9.36 | 8.54 | 8.58 | 7.53 | 8.49 | 94.91 | 91.28 | 112.64 | 104.34
P5 | 1 | 1 | 0 | 0 | 1 | 0 | 11.5 | 13 | 59 | 52 | 2 | 2 | 1 | 2.5 | 1 | 2 | 74 | 72 | 91 | 84
P95 | 9 | 5.5 | 5.5 | 5 | 5 | 5 | 47 | 40.5 | 97 | 95.5 | 20.5 | 19 | 17.5 | 15.5 | 17 | 19.5 | 116.5 | 114 | 136.5 | 130.5
VOMCOSTS - VOM Costs
MEAN | 304351.0507 | 279114.1321 | 270828.2973 | 248380.1978 | 270591.7245 | 268328.2773 | 283728.4732 | 253330.1747 | 244903.1797 | 249832.8793 | 270094.0311 | 271073.7717 | 263632.7425 | 262664.6227 | 261455.7899 | 267670.2466 | 284198.1844 | 290389.9909 | 291694.3533 | 286626.0605
P5 | 196938.8924 | 165599.5439 | 148059.639 | 82011.3023 | 99539.9993 | 100454.3559 | 97948.7997 | 115835.7065 | 96965.0576 | 130142.5667 | 146343.9351 | 150625.4966 | 141206.8826 | 117847.3953 | 125153.6251 | 125236.7275 | 156468.0739 | 164775.0997 | 169268.3674 | 145917.0438
P95 | 393105.3483 | 368616.6098 | 360669.9059 | 420368.9001 | 453896.5932 | 428978.348 | 457855.5309 | 436600.218 | 439515.3459 | 402264.701 | 438076.795 | 427633.3934 | 421362.4704 | 432223.3522 | 397951.9583 | 380857.8692 | 424566.8779 | 420208.4878 | 426897.2596 | 416614.4704
Simple HR 2018 Colstrip 3 must run
CAPACITYFACTOR - Net Generation Capacity Factor
MEAN | 1 | 1 | 1 | 1 | 1 | 1 | 1 | 1 | 1 | 1 | 1 | 1 | 1 | 1 | 1 | 1 | 1 | 1 | 1 | 1
P5 | 1 | 1 | 1 | 1 | 1 | 1 | 1 | 1 | 1 | 1 | 1 | 1 | 1 | 1 | 1 | 1 | 1 | 1 | 1 | 1
P95 | 1 | 1 | 1 | 1 | 1 | 1 | 1 | 1 | 1 | 1 | 1 | 1 | 1 | 1 | 1 | 1 | 1 | 1 | 1 | 1
CO2EMISSIONS - CO2 Emissions
MEAN | 159591.9105 | 140446.1025 | 159154.875 | 158961.0825 | 137074.113 | 159766.992 | 160268.1795 | 139862.052 | 159940.2915 | 160387.5735 | 138116.583 | 158999.841 | 160258.824 | 139682.961 | 159193.6335 | 159465.834 | 137558.3715 | 160019.145 | 159711.75 | 139243.2525
P5 | 150801.75 | 130798.8 | 150913.125 | 149398.425 | 128081.25 | 149688 | 152784.225 | 132447.15 | 151559.1 | 150890.85 | 128014.425 | 149754.825 | 150979.95 | 131066.1 | 150467.625 | 152004.6 | 128571.3 | 153185.175 | 149598.9 | 132179.85
P95 | 167418.9 | 147638.7 | 168042.6 | 166772.925 | 144987.975 | 167485.725 | 167173.875 | 146747.7 | 166906.575 | 168198.525 | 144475.65 | 166126.95 | 167374.35 | 146569.5 | 166817.475 | 166906.575 | 145166.175 | 167352.075 | 166995.675 | 146257.65
FUELCONSUMED - Fuel Consumed
MEAN | 1450835.55 | 1276782.75 | 1446862.5 | 1445100.75 | 1246128.3 | 1452427.2 | 1456983.45 | 1271473.2 | 1454002.65 | 1458068.85 | 1255605.3 | 1445453.1 | 1456898.4 | 1269845.1 | 1447214.85 | 1449689.4 | 1250530.65 | 1454719.5 | 1451925 | 1265847.75
P5 | 1370925 | 1189080 | 1371937.5 | 1358167.5 | 1164375 | 1360800 | 1388947.5 | 1204065 | 1377810 | 1371735 | 1163767.5 | 1361407.5 | 1372545 | 1191510 | 1367887.5 | 1381860 | 1168830 | 1392592.5 | 1359990 | 1201635
P95 | 1521990 | 1342170 | 1527660 | 1516117.5 | 1318072.5 | 1522597.5 | 1519762.5 | 1334070 | 1517332.5 | 1529077.5 | 1313415 | 1510245 | 1521585 | 1332450 | 1516522.5 | 1517332.5 | 1319692.5 | 1521382.5 | 1518142.5 | 1329615
FUELCOST - Fuel Cost
MEAN | 1392802.128 | 1200175.785 | 1432393.875 | 1676316.87 | 1370741.13 | 1626718.464 | 1660961.133 | 1487623.644 | 1730263.1535 | 1764263.3085 | 1556950.572 | 1821270.906 | 1879398.936 | 1663497.081 | 1939267.899 | 1986074.478 | 1750742.91 | 2065701.69 | 2105291.25 | 1873454.67
P5 | 1316088 | 1117735.2 | 1358218.125 | 1575474.3 | 1280812.5 | 1524096 | 1583400.15 | 1408756.05 | 1639593.9 | 1659799.35 | 1443071.7 | 1715373.45 | 1770583.05 | 1560878.1 | 1832969.25 | 1893148.2 | 1636362 | 1977481.35 | 1971985.5 | 1778419.8
P95 | 1461110.4 | 1261639.8 | 1512383.4 | 1758696.3 | 1449879.75 | 1705309.2 | 1732529.25 | 1560861.9 | 1805625.675 | 1850183.775 | 1628634.6 | 1902908.7 | 1962844.65 | 1745509.5 | 2032140.15 | 2078745.525 | 1847569.5 | 2160363.15 | 2201306.625 | 1967830.2
NETPOS - Net Position (MWh)
MEAN | 107469.3 | 94576.5 | 107175 | 107044.5 | 92305.8 | 107587.2 | 107924.7 | 94183.2 | 107703.9 | 108005.1 | 93007.8 | 107070.6 | 107918.4 | 94062.6 | 107201.1 | 107384.4 | 92631.9 | 107757 | 107550 | 93766.5
P5 | 101550 | 88080 | 101625 | 100605 | 86250 | 100800 | 102885 | 89190 | 102060 | 101610 | 86205 | 100845 | 101670 | 88260 | 101325 | 102360 | 86580 | 103155 | 100740 | 89010
P95 | 112740 | 99420 | 113160 | 112305 | 97635 | 112785 | 112575 | 98820 | 112395 | 113265 | 97290 | 111870 | 112710 | 98700 | 112335 | 112395 | 97755 | 112695 | 112455 | 98490
NETREVENUE - Net Revenue $
MEAN | -1621970.5847 | -1051986.6805 | -1339070.5699 | -1687763.4457 | -1323486.2798 | -1822541.4588 | -1970121.21 | -1757805.3428 | -2272698.3894 | -2315121.6117 | -1907181.1839 | -2399774.6621 | -2481407.2418 | -2085214.8669 | -2568012.0853 | -2624389.5676 | -2178814.4593 | -2753792.1302 | -2804703.9576 | -2364466.2651
P5 | -2019519.9919 | -1500209.3987 | -1860317.59 | -2258329.1709 | -1761228.0426 | -2283806.603 | -2411958.5905 | -2134111.2327 | -2598624.5978 | -2673843.5906 | -2240043.4109 | -2764389.1084 | -2836275.3404 | -2414376.9127 | -2911875.5412 | -2954471.2257 | -2466052.4856 | -3046959.6919 | -3132855.9471 | -2712034.5808
P95 | -1193069.9454 | -615641.9995 | -718320.2633 | -1080590.0032 | -757812.9289 | -1382680.6984 | -1515307.9488 | -1228390.0597 | -1692535.0388 | -1883493.3101 | -1409084.9871 | -1998655.741 | -2082090.2199 | -1622773.1334 | -2245250.7465 | -2239139.3956 | -1771498.0193 | -2404463.2701 | -2439849.7346 | -2036935.0436
STARTS - Number Starts
MEAN | 2.29 | 2.8 | 2.21 | 2.22 | 2.89 | 2.37 | 1.94 | 2.88 | 1.81 | 2.05 | 2.71 | 2.07 | 2.13 | 2.91 | 2.15 | 2.12 | 2.74 | 2.15 | 2.17 | 2.9
P5 | 0 | 1 | 0 | 0 | 1 | 0 | 0 | 1 | 0 | 0 | 1 | 0 | 0 | 1 | 0 | 0 | 1 | 0 | 0 | 1
P95 | 5 | 5 | 5 | 5 | 5 | 5.5 | 4 | 5 | 4 | 5 | 5 | 4.5 | 5 | 5.5 | 5 | 4.5 | 5 | 5 | 5 | 5
VOMCOSTS - VOM Costs
MEAN | 362171.541 | 324397.395 | 375112.5 | 382148.865 | 335993.112 | 400224.384 | 409034.613 | 364488.984 | 424353.366 | 434180.502 | 381331.98 | 448625.814 | 460811.568 | 409172.31 | 475972.884 | 486451.332 | 427959.378 | 507535.47 | 517315.5 | 459455.85
P5 | 342223.5 | 302114.4 | 355687.5 | 359159.85 | 313950 | 374976 | 389934.15 | 345165.3 | 402116.4 | 408472.2 | 353440.5 | 422540.55 | 434130.9 | 383931 | 449883 | 463690.8 | 399999.6 | 485860.05 | 484559.4 | 436149
P95 | 379933.8 | 341010.6 | 396060 | 400928.85 | 355391.4 | 419560.2 | 426659.25 | 382433.4 | 442836.3 | 455325.3 | 398889 | 468735.3 | 481271.7 | 429345 | 498767.4 | 509149.35 | 451628.1 | 530793.45 | 540908.55 | 482601
Simple HR 2018 Colstrip 4 economic dispatch
CAPACITYFACTOR - Net Generation Capacity Factor
MEAN | 0.35039 | 0.26803 | 0.25252 | 0.27396 | 0.25628 | 0.24075 | 0.28451 | 0.21921 | 0.21292 | 0.24571 | 0.2252 | 0.21897 | 0.23788 | 0.2054 | 0.20218 | 0.23746 | 0.20888 | 0.20787 | 0.23712 | 0.20442
P5 | 0.22554 | 0.15562 | 0.13677 | 0.094672 | 0.092211 | 0.087434 | 0.090963 | 0.089243 | 0.081508 | 0.12717 | 0.10958 | 0.11439 | 0.12474 | 0.092103 | 0.093791 | 0.10711 | 0.11921 | 0.11634 | 0.14052 | 0.10436
P95 | 0.45233 | 0.35453 | 0.33631 | 0.46606 | 0.42863 | 0.38104 | 0.45602 | 0.38584 | 0.39273 | 0.39419 | 0.36335 | 0.33927 | 0.38605 | 0.35386 | 0.30536 | 0.34557 | 0.31145 | 0.31002 | 0.33901 | 0.30863
CO2EMISSIONS - CO2 Emissions
MEAN | 104028.4001 | 91402.4114 | 85281.0806 | 78918.6362 | 86603.6033 | 81580.1034 | 84382.8255 | 73873.0045 | 72214.3946 | 71972.941 | 76411.6827 | 74355.1405 | 70892.5934 | 69129.7524 | 68517.5374 | 69084.3042 | 70653.4859 | 70613.2309 | 70603.8918 | 69196.4891
P5 | 65921.3165 | 52983.7412 | 46083.6132 | 28701.9273 | 31161.2989 | 30265.961 | 27877.8481 | 30484.1796 | 27796.8246 | 37233.4071 | 37252.4033 | 37897.2681 | 37356.9501 | 31541.1713 | 31326.56 | 31212.9813 | 39975.765 | 39098.525 | 40764.3124 | 35537.8566
P95 | 136714.9782 | 122689.2809 | 112976.4973 | 129045.8502 | 141337.0648 | 129766.1133 | 137602.7754 | 126589.4367 | 132535.3213 | 113705.8328 | 124388.3358 | 118371.4869 | 115904.1353 | 118668.2326 | 107972.6911 | 101636.3941 | 106217.7329 | 107493.2055 | 100328.4705 | 102136.992
FUELCONSUMED - Fuel Consumed
MEAN | 945712.7281 | 830931.0126 | 775282.5506 | 717442.1476 | 787305.4847 | 741637.3037 | 767116.5956 | 671572.7685 | 656494.4965 | 654299.464 | 694651.6611 | 675955.8223 | 644478.122 | 628452.2949 | 622886.7039 | 628039.1295 | 642304.4172 | 641938.4625 | 641853.5621 | 629058.9917
P5 | 599284.6952 | 481670.3744 | 418941.9384 | 260926.6119 | 283284.5354 | 275145.1 | 253434.9831 | 277128.9056 | 252698.4052 | 338485.5192 | 338658.2114 | 344520.6194 | 339608.6371 | 286737.921 | 284786.9089 | 283754.3753 | 363416.0457 | 355441.1362 | 370584.6585 | 323071.4236
P95 | 1242863.4381 | 1115357.0994 | 1027059.0659 | 1173144.0925 | 1284882.4073 | 1179691.9389 | 1250934.3218 | 1150813.0606 | 1204866.5573 | 1033689.389 | 1130803.053 | 1076104.4262 | 1053673.9571 | 1078802.1146 | 981569.9195 | 923967.2191 | 965615.7539 | 977210.9587 | 912077.0049 | 928518.1087
FUELCOST - Fuel Cost
MEAN | 907884.219 | 781075.1519 | 767529.7251 | 832232.8912 | 866036.0332 | 830633.7801 | 874512.919 | 785740.1392 | 781228.4508 | 791702.3514 | 861368.0597 | 851704.3361 | 831376.7773 | 823272.5064 | 834668.1832 | 860413.6073 | 899226.1841 | 911552.6168 | 930687.6651 | 931007.3078
P5 | 575313.3074 | 452770.1519 | 414752.519 | 302674.8698 | 311612.989 | 308162.512 | 288915.8808 | 324240.8195 | 300711.1022 | 409567.4782 | 419936.1821 | 434095.9804 | 438095.1419 | 375626.6765 | 381614.4579 | 388743.4942 | 508782.464 | 504726.4133 | 537347.7548 | 478145.7069
P95 | 1193148.9005 | 1048435.6735 | 1016788.4753 | 1360847.1473 | 1413370.648 | 1321254.9716 | 1426065.1268 | 1346451.2809 | 1433791.2032 | 1250764.1607 | 1402195.7857 | 1355891.577 | 1359239.4046 | 1413230.7702 | 1315303.6921 | 1265835.0902 | 1351862.0554 | 1387639.5613 | 1322511.6572 | 1374206.8009
NETPOS - Net Position (MWh)
MEAN | 89067.7819 | 78169.497 | 72918.9847 | 67544.2232 | 74144.6794 | 69836.2401 | 72272.9268 | 63261.4093 | 61850.1039 | 61643.8573 | 65448.9634 | 63686.4933 | 60716.0207 | 59208.1616 | 58684.3483 | 59174.1746 | 60527.1175 | 60494.882 | 60490.384 | 59283.6765
P5 | 56418.0523 | 45300.7204 | 39382.9087 | 24517.8204 | 26628.0853 | 25859.0942 | 23813.8925 | 26051.347 | 23778.7657 | 31859.09 | 31863.4814 | 32422.1299 | 31952.9441 | 26969.3144 | 26798.6761 | 26701.321 | 34223.0426 | 33471.5644 | 34905.4473 | 30421.937
P95 | 117080.8341 | 104957.0444 | 96595.9612 | 110514.8489 | 121079.0832 | 111183.2131 | 117927.4662 | 108486.5807 | 113604.0345 | 97448.8868 | 106604.1048 | 101449.4454 | 99312.8551 | 101710.6729 | 92526.8451 | 87087.6229 | 91027.9004 | 92120.5875 | 85978.0321 | 87537.2125
NETREVENUE - Net Revenue $
MEAN | -98044.368 | 110212.1338 | 125276.0995 | 197209.2245 | 260583.4292 | 193880.6065 | 213335.542 | 157896.2962 | 77263.0953 | 84674.5437 | 90046.7119 | 72447.2951 | 86024.4059 | 100760.1797 | 100103.0237 | 113220.1595 | 58842.4004 | 42419.96 | 28057.0992 | 15773.2288
P5 | -299661.5965 | -183318.8407 | -154322.082 | -69268.6884 | -37224.4293 | -37527.8371 | -13348.6113 | -28327.4452 | -101076.1023 | -59213.9369 | -87263.8917 | -70682.0422 | -65373.4193 | -52037.8981 | -64811.9267 | -32167.0286 | -84321.3825 | -101279.9622 | -125469.7195 | -115477.4745
P95 | 247605.9376 | 533697.6428 | 588385.667 | 736589.514 | 869562.4774 | 577220.1928 | 649014.3704 | 694687.0809 | 676130.8728 | 433681.0312 | 509985.8947 | 331302.5259 | 358992.0968 | 493217.5902 | 422450.4087 | 372340.8968 | 356072.2493 | 306096.8072 | 249727.3829 | 225765.8118
STARTS - Number Starts
MEAN | 13.27 | 3.26 | 3.24 | 2.95 | 2.46 | 2.43 | 31.99 | 28.33 | 81.32 | 73.9 | 9.13 | 9.07 | 9.31 | 8.14 | 7.64 | 9.23 | 95.47 | 91.51 | 111.22 | 104.1
P5 | 5 | 0 | 1 | 1 | 0 | 0 | 11.5 | 12.5 | 59 | 52 | 2 | 1 | 3 | 2.5 | 2 | 3 | 74.5 | 66 | 90 | 83.5
P95 | 24 | 7 | 6 | 5 | 6 | 5 | 49.5 | 42.5 | 104.5 | 99.5 | 18.5 | 19 | 21 | 15.5 | 19 | 18.5 | 115.5 | 112.5 | 137.5 | 122.5
VOMCOSTS - VOM Costs
MEAN | 300158.4248 | 268121.3748 | 255216.4465 | 241132.8768 | 269886.6331 | 259790.8131 | 273914.3925 | 244821.654 | 243689.4095 | 247808.3065 | 268340.7501 | 266846.4068 | 259257.4084 | 257555.5029 | 260558.5066 | 268059.0107 | 279635.283 | 284930.8943 | 290958.7468 | 290490.0151
P5 | 190128.8364 | 155381.4711 | 137840.1804 | 87528.6187 | 96926.2305 | 96195.8306 | 90254.6527 | 100818.7129 | 93688.337 | 128073.542 | 130640.2737 | 135848.7244 | 136439.0713 | 117316.5177 | 118986.1219 | 120956.984 | 158110.4569 | 157651.0684 | 167895.2016 | 149067.4914
P95 | 394562.4109 | 360002.6624 | 338085.8644 | 394538.0106 | 440727.863 | 413601.5526 | 446945.0969 | 419843.0673 | 447599.8961 | 391744.5248 | 437076.8296 | 425073.1764 | 424065.8912 | 442441.4273 | 410819.1922 | 394506.9316 | 420548.8997 | 433887.9673 | 413554.3342 | 428932.3414
Simple HR 2018 Colstrip 4 must run
CAPACITYFACTOR - Net Generation Capacity Factor
MEAN | 1 | 1 | 1 | 1 | 1 | 1 | 1 | 1 | 1 | 1 | 1 | 1 | 1 | 1 | 1 | 1 | 1 | 1 | 1 | 1
P5 | 1 | 1 | 1 | 1 | 1 | 1 | 1 | 1 | 1 | 1 | 1 | 1 | 1 | 1 | 1 | 1 | 1 | 1 | 1 | 1
P95 | 1 | 1 | 1 | 1 | 1 | 1 | 1 | 1 | 1 | 1 | 1 | 1 | 1 | 1 | 1 | 1 | 1 | 1 | 1 | 1
CO2EMISSIONS - CO2 Emissions
MEAN | 140394.4245 | 159963.4575 | 158969.547 | 135213.2595 | 160162.1505 | 160467.318 | 140654.5965 | 160047.2115 | 158726.7495 | 137858.193 | 159885.0495 | 159125.0265 | 139669.596 | 158822.532 | 159062.6565 | 136803.249 | 159681.456 | 160422.3225 | 139221.423 | 160087.3065
P5 | 132046.2 | 151536.825 | 149888.475 | 125252.325 | 150757.2 | 152093.7 | 133182.225 | 150757.2 | 150133.5 | 127613.475 | 149910.75 | 148329.225 | 130442.4 | 148440.6 | 149420.7 | 127858.5 | 149576.625 | 151269.525 | 131578.425 | 149220.225
P95 | 147705.525 | 168399 | 167886.675 | 142938.675 | 168955.875 | 168510.375 | 147326.85 | 168198.525 | 166951.125 | 145077.075 | 168443.55 | 168287.625 | 147081.825 | 167931.225 | 167508 | 145522.575 | 165971.025 | 169690.95 | 146480.4 | 167307.525
FUELCONSUMED - Fuel Consumed
MEAN | 1276312.95 | 1454213.25 | 1445177.7 | 1229211.45 | 1456019.55 | 1458793.8 | 1278678.15 | 1454974.65 | 1442970.45 | 1253256.3 | 1453500.45 | 1446591.15 | 1269723.6 | 1443841.2 | 1446024.15 | 1243665.9 | 1451649.6 | 1458384.75 | 1265649.3 | 1455339.15
P5 | 1200420 | 1377607.5 | 1362622.5 | 1138657.5 | 1370520 | 1382670 | 1210747.5 | 1370520 | 1364850 | 1160122.5 | 1362825 | 1348447.5 | 1185840 | 1349460 | 1358370 | 1162350 | 1359787.5 | 1375177.5 | 1196167.5 | 1356547.5
P95 | 1342777.5 | 1530900 | 1526242.5 | 1299442.5 | 1535962.5 | 1531912.5 | 1339335 | 1529077.5 | 1517737.5 | 1318882.5 | 1531305 | 1529887.5 | 1337107.5 | 1526647.5 | 1522800 | 1322932.5 | 1508827.5 | 1542645 | 1331640 | 1520977.5
FUELCOST - Fuel Cost
MEAN | 1225260.432 | 1366960.455 | 1430725.923 | 1425885.282 | 1601621.505 | 1633849.056 | 1457693.091 | 1702320.3405 | 1717134.8355 | 1516440.123 | 1802340.558 | 1822704.849 | 1637943.444 | 1891431.972 | 1937672.361 | 1703822.283 | 2032309.44 | 2070906.345 | 1835191.485 | 2153901.942
P5 | 1152403.2 | 1294951.05 | 1348996.275 | 1320842.7 | 1507572 | 1548590.4 | 1380252.15 | 1603508.4 | 1624171.5 | 1403748.225 | 1689903 | 1699043.85 | 1529733.6 | 1767792.6 | 1820215.8 | 1592419.5 | 1903702.5 | 1952752.05 | 1734442.875 | 2007690.3
P95 | 1289066.4 | 1439046 | 1510980.075 | 1507353.3 | 1689558.75 | 1715742 | 1526841.9 | 1789020.675 | 1806107.625 | 1595847.825 | 1898818.2 | 1927658.25 | 1724868.675 | 1999908.225 | 2040552 | 1812417.525 | 2112358.5 | 2190555.9 | 1930878 | 2251046.7
NETPOS - Net Position (MWh)
MEAN | 94541.7 | 107719.5 | 107050.2 | 91052.7 | 107853.3 | 108058.8 | 94716.9 | 107775.9 | 106886.7 | 92833.8 | 107666.7 | 107154.9 | 94053.6 | 106951.2 | 107112.9 | 92123.4 | 107529.6 | 108028.5 | 93751.8 | 107802.9
P5 | 88920 | 102045 | 100935 | 84345 | 101520 | 102420 | 89685 | 101520 | 101100 | 85935 | 100950 | 99885 | 87840 | 99960 | 100620 | 86100 | 100725 | 101865 | 88605 | 100485
P95 | 99465 | 113400 | 113055 | 96255 | 113775 | 113475 | 99210 | 113265 | 112425 | 97695 | 113430 | 113325 | 99045 | 113085 | 112800 | 97995 | 111765 | 114270 | 98640 | 112665
NETREVENUE - Net Revenue $
MEAN | -1329290.5263 | -1317716.2919 | -1344627.2681 | -1322570.3912 | -1688454.9503 | -1830265.5875 | -1616200.6837 | -2131115.9114 | -2263304.8321 | -1867549.9102 | -2374408.5682 | -2400866.3131 | -2052695.1399 | -2500398.093 | -2569044.0064 | -2100349.5422 | -2692731.2918 | -2762150.63 | -2314929.3708 | -2862952.6669
P5 | -1680104.6695 | -1794624.2624 | -1849085.1897 | -1892138.9169 | -2154130.7716 | -2262540.6568 | -2076679.9155 | -2507173.9819 | -2631143.3207 | -2151505.7307 | -2718677.0503 | -2759162.0075 | -2359895.5049 | -2879286.0689 | -2874905.3354 | -2478822.892 | -3006200.3747 | -3109347.9231 | -2597844.28 | -3194861.4314
P95 | -951857.686 | -840306.0137 | -737701.5957 | -723968.1244 | -1139716.2748 | -1402575.6648 | -1199352.1276 | -1603847.8013 | -1669603.1113 | -1463550.4207 | -1880939.3378 | -2062706.2565 | -1709837.383 | -1994381.4054 | -2228934.1143 | -1674638.0702 | -2401221.9301 | -2389649.9681 | -1973243.8795 | -2434212.9636
STARTS - Number Starts
MEAN | 3.1 | 2.4 | 2.39 | 3.02 | 2.36 | 2.16 | 2.68 | 2.19 | 2.61 | 2.92 | 2.39 | 2.38 | 3.07 | 2.48 | 2.26 | 2.73 | 2.35 | 2.07 | 3.08 | 2.09
P5 | 1 | 0 | 0 | 1 | 0 | 0 | 1 | 0 | 0 | 1 | 0 | 0 | 1 | 0 | 0 | 1 | 0 | 0 | 1 | 0
P95 | 6 | 5 | 4.5 | 6 | 5 | 4 | 5 | 5 | 5.5 | 5 | 5 | 5 | 5 | 5 | 5 | 5.5 | 5 | 4 | 6 | 5
VOMCOSTS - VOM Costs
MEAN | 318605.529 | 369477.885 | 374675.7 | 325058.139 | 392586.012 | 401978.736 | 358977.051 | 417092.733 | 421133.598 | 373191.876 | 441433.47 | 448979.031 | 401608.872 | 465237.72 | 475581.276 | 417319.002 | 496786.752 | 508814.235 | 450946.158 | 528234.21
P5 | 299660.4 | 350014.35 | 353272.5 | 301111.65 | 369532.8 | 381002.4 | 339906.15 | 392882.4 | 398334 | 345458.7 | 413895 | 418518.15 | 375076.8 | 434826 | 446752.8 | 390033 | 465349.5 | 479784.15 | 426190.05 | 492376.5
P95 | 335197.05 | 388962 | 395692.5 | 343630.35 | 414141 | 422127 | 376005.9 | 438335.55 | 442954.5 | 392733.9 | 465063 | 474831.75 | 422922.15 | 491919.75 | 500832 | 443917.35 | 516354.3 | 538211.7 | 474458.4 | 552058.5
Simple HR 2018 David Gates Generating Station updated HRs
CAPACITYFACTOR - Net Generation Capacity Factor
MEAN | 0.066969 | 0.084571 | 0.078532 | 0.032664 | 0.030077 | 0.022801 | 0.036262 | 0.032089 | 0.018343 | 0.024473 | 0.023969 | 0.019551 | 0.022248 | 0.022477 | 0.018465 | 0.02359 | 0.015249 | 0.012861 | 0.013024 | 0.011316
P5 | 0.043819 | 0.048834 | 0.041398 | 0.019762 | 0.018832 | 0.012558 | 0.01928 | 0.018126 | 0.008116 | 0.015464 | 0.013204 | 0.010612 | 0.01253 | 0.014156 | 0.010183 | 0.014391 | 0.00753 | 0.006472 | 0.006263 | 0.004366
P95 | 0.091206 | 0.11809 | 0.11311 | 0.048941 | 0.043066 | 0.031503 | 0.056742 | 0.051347 | 0.035208 | 0.038002 | 0.040147 | 0.029945 | 0.031311 | 0.033816 | 0.029236 | 0.031766 | 0.025774 | 0.021505 | 0.020663 | 0.018663
CO2EMISSIONS - CO2 Emissions
MEAN | 43463.7259 | 53233.7631 | 48643.5955 | 26302.7238 | 24304.1165 | 18477.809 | 22571.5769 | 20429.0976 | 10648.268 | 14757.063 | 14334.6086 | 10884.9262 | 13214.1622 | 13342.5362 | 10268.3898 | 14074.7554 | 8006.0688 | 6605.5584 | 6936.0983 | 6191.5192
P5 | 32069.0178 | 36267.6428 | 30064.8875 | 15868.9129 | 15209.8126 | 10176.9127 | 13701.9473 | 12686.6978 | 4964.9169 | 9862.656 | 8326.4081 | 6422.4619 | 8645.3873 | 9136.0545 | 5943.9811 | 9483.6587 | 4058.1954 | 3509.4371 | 3845.4656 | 2770.6056
P95 | 55137.8609 | 67911.6168 | 64575.8442 | 39614.9033 | 34419.6823 | 25442.2816 | 31655.6029 | 30506.631 | 19012.7875 | 21422.6583 | 21916.3212 | 15713.2608 | 17499.8233 | 18679.8058 | 15452.4431 | 18554.2607 | 12858.2017 | 10539.7558 | 10651.3556 | 10246.2636
FUELCONSUMED - Fuel Consumed
MEAN | 736673.3206 | 902267.1705 | 824467.7205 | 445808.8774 | 411934.1773 | 313183.2042 | 382569.0994 | 346255.8914 | 180479.1192 | 250119.7124 | 242959.4686 | 184490.2753 | 223968.8504 | 226144.6808 | 174040.5052 | 238555.1768 | 135696.0812 | 111958.6171 | 117560.9884 | 104941.0029
P5 | 543542.6749 | 614705.8096 | 509574.3649 | 268964.626 | 257793.4345 | 172490.045 | 232236.3946 | 215028.7765 | 84151.1337 | 167163.6613 | 141125.5613 | 108855.2866 | 146531.9887 | 154848.3815 | 100745.4428 | 160739.9786 | 68782.9732 | 59481.9843 | 65177.3834 | 46959.4171
P95 | 934540.0157 | 1151044.3533 | 1094505.8347 | 671439.0385 | 583384.445 | 431225.1125 | 536535.643 | 517061.5422 | 322250.6349 | 363095.9039 | 371463.0713 | 266326.4546 | 296607.1747 | 316606.8775 | 261905.8147 | 314478.9958 | 217935.622 | 178639.9292 | 180531.4505 | 173665.4845
FUELCOST - Fuel Cost
MEAN | 1034712.7358 | 1257263.52 | 1211882.7893 | 684164.2839 | 660176.5723 | 536706.7106 | 684762.7328 | 632014.2751 | 371321.975 | 489299.1729 | 492124.6668 | 397552.3255 | 469577.8064 | 488679.5256 | 398707.5726 | 528711.117 | 324903.7217 | 287231.5593 | 301075.7592 | 279904.0047
P5 | 571527.5958 | 587920.4143 | 522739.8913 | 247217.1872 | 277114.7599 | 205895.8165 | 277542.4514 | 302460.209 | 129588.6502 | 256874.1173 | 211038.4856 | 160946.0533 | 232101.111 | 255456.9449 | 172891.3037 | 273820.1409 | 141683.0921 | 115382.7739 | 130302.5846 | 96692.4847
P95 | 1589185.0895 | 1941367.1271 | 2036259.143 | 1311285.3757 | 1188238.8358 | 861991.1893 | 1184605.2622 | 1267548.3572 | 873726.9552 | 897580.3807 | 975711.033 | 706408.4825 | 764626.5835 | 903171.8321 | 717809.0724 | 840790.4904 | 614156.3062 | 543560.3526 | 526846.081 | 522056.717
NETPOS - Net Position (MWh)
MEAN | 37524.5721 | 47427.0693 | 43761.3551 | 18228.9158 | 16843.2255 | 12805.506 | 20301.7418 | 17966.476 | 10217.5463 | 13789.9469 | 13428.9269 | 10938.6372 | 12455.3905 | 12559.3487 | 10301.3579 | 13205.9042 | 8542.4294 | 7212.562 | 7290.6825 | 6307.1194
P5 | 24526.7858 | 27414.6757 | 23012.2653 | 10997 | 10540.25 | 7052.5 | 10684.5923 | 10101.75 | 4533.6203 | 8745.2021 | 7426.7307 | 5916.9417 | 7025.6046 | 7900.737 | 5675.6304 | 8063.5748 | 4201.2206 | 3645.5866 | 3509.6133 | 2444.5644
P95 | 51386.7475 | 66543.8485 | 62839.4595 | 27459.5 | 23852.5 | 17631.25 | 31742.6399 | 28628.4168 | 19569.7584 | 21498.3879 | 22587.5313 | 16770.1665 | 17525.9114 | 18921.0845 | 16286.2145 | 17768.2456 | 14464.307 | 12096.8188 | 11506.8455 | 10418.9113
NETREVENUE - Net Revenue $
MEAN | -1098084.5349 | -1159193.0493 | -1038733.7424 | -760091.5032 | -758365.8801 | -580906.5354 | -518326.6993 | -530543.3269 | -202215.7717 | -345781.508 | -334407.1587 | -179108.5379 | -313239.133 | -333480.3401 | -188090.9956 | -374368.9086 | -101036.6974 | -70641.3524 | -108159.0332 | -122440.0971
P5 | -1361911.3215 | -1414722.8731 | -1322219.4112 | -1262922.7664 | -1147729.6452 | -845903.7577 | -713349.7708 | -769064.8855 | -326739.3389 | -503174.5385 | -493860.1786 | -282324.734 | -455046.6592 | -462622.0142 | -281025.1162 | -559805.5977 | -231419.8419 | -139280.5771 | -232918.7435 | -241681.5423
P95 | -829864.8237 | -892625.5229 | -739645.4313 | -427537.4194 | -452976.4265 | -306868.1808 | -347544.0778 | -343440.7855 | -100175.5437 | -210917.0439 | -199726.3472 | -90628.974 | -211238.7348 | -207306.7068 | -100082.0198 | -234678.8882 | -20287.7721 | -11533.1876 | -22943.1154 | -28962.4038
STARTS - Number Starts
MEAN | 2017.97 | 2078.6 | 2017.91 | 1671.14 | 1603.49 | 1371.01 | 1250.42 | 1183.03 | 666.38 | 892.87 | 974.38 | 659.45 | 842.91 | 840 | 622.57 | 853.17 | 431.15 | 371.21 | 393.78 | 366.79
P5 | 1877 | 1942.5 | 1888 | 1253.5 | 1077.5 | 938.5 | 889.5 | 799 | 389.5 | 665 | 669 | 404.5 | 666.5 | 610.5 | 415 | 624 | 257.5 | 213 | 232.5 | 180
P95 | 2143.5 | 2180.5 | 2176.5 | 2059 | 2049 | 1723 | 1594.5 | 1589 | 1091 | 1199.5 | 1318 | 887.5 | 1089 | 1107 | 880.5 | 1080.5 | 647 | 584 | 564.5 | 582.5
VOMCOSTS - VOM Costs
MEAN | 340723.1145 | 439174.662 | 413107.1917 | 175544.4593 | 165400.4743 | 128311.1697 | 207483.8013 | 187390.3442 | 108612.5174 | 149620.9242 | 148523.9312 | 123497.2137 | 143361.5451 | 147446.7541 | 123410.2676 | 161376.1495 | 106438.6703 | 91671.6628 | 94487.2449 | 83380.119
P5 | 222703.2153 | 253859.8968 | 217235.7844 | 105901.11 | 103505.255 | 70666.05 | 109196.5336 | 105361.2525 | 48192.3843 | 94885.4428 | 82139.6415 | 66802.2712 | 80864.7093 | 92754.6529 | 67994.052 | 98536.884 | 52347.2093 | 46335.4053 | 45484.5878 | 32317.1411
P95 | 466591.6676 | 616196.037 | 593204.4981 | 264434.985 | 234231.55 | 176665.125 | 324409.7802 | 298594.3874 | 208026.5317 | 233257.5087 | 249818.0966 | 189335.1794 | 201723.2398 | 222133.5323 | 195108.8493 | 217127.9614 | 180225.2649 | 153750.5672 | 149128.7176 | 137738.0071
Simple HR 2018 YELP 2015 v2
CAPACITYFACTOR - Net Generation Capacity Factor
MEAN | 1 | 1 | 1 | 1 | 1 | 1 | 1 | 1 | 1 | 1
P5 | 1 | 1 | 1 | 1 | 1 | 1 | 1 | 1 | 1 | 1
P95 | 1 | 1 | 1 | 1 | 1 | 1 | 1 | 1 | 1 | 1
NETPOS - Net Position (MWh)
MEAN | 193828.96 | 194754.56 | 193468.08 | 192903.88 | 193879.4 | 194975.04 | 193937.12 | 194259 | 193346.4 | 195608.92
P5 | 188864 | 187928 | 187980 | 187590 | 188318 | 190268 | 188136 | 188084 | 188084 | 189904
P95 | 198146 | 199342 | 197392 | 197990 | 198328 | 198978 | 198848 | 198510 | 197340 | 199368
NETREVENUE - Net Revenue $
MEAN | -16175779.9149 | -16193276.7471 | -16487447.6874 | -17013831.365 | -17671734.6764 | -19019672.9395 | -20189333.9068 | -21577974.7259 | -21402111.8784 | -21643777.2337
P5 | -17002223.3467 | -17286063.3837 | -17468023.2966 | -18025111.0618 | -18702601.4894 | -20055129.3267 | -21231261.8012 | -22498358.8324 | -22276795.9881 | -22416857.4065
P95 | -15250370.6759 | -15000583.1465 | -15425037.4158 | -15795408.9131 | -16688689.3739 | -18148488.3333 | -19031880.9054 | -20536317.001 | -20509623.7277 | -20802682.8645
STARTS - Number Starts
MEAN | 1.59 | 1.45 | 1.47 | 1.71 | 1.69 | 1.61 | 1.76 | 1.74 | 1.55 | 1.45
P5 | 0 | 0 | 0 | 0 | 0 | 0 | 0 | 0 | 0 | 0
P95 | 4 | 4 | 3 | 4 | 4 | 4 | 4 | 5 | 3.5 | 4
Generation Asset - Total
CAPACITYFACTOR - Net Generation Capacity Factor
MEAN | 0.40814 | 0.40152 | 0.39261 | 0.38733 | 0.34712 | 0.29648 | 0.23338 | 0.20673 | 0.18713 | 0.18388 | 0.15402 | 0.14656 | 0.14327 | 0.14114 | 0.13756 | 0.13798 | 0.13528 | 0.1297 | 0.12547 | 0.11826
P5 | 0.37219 | 0.35813 | 0.3433 | 0.33015 | 0.28846 | 0.2362 | 0.17561 | 0.16342 | 0.14778 | 0.15488 | 0.12252 | 0.11701 | 0.11496 | 0.10813 | 0.10824 | 0.10721 | 0.10947 | 0.10729 | 0.10581 | 0.095505
P95 | 0.44102 | 0.43554 | 0.42712 | 0.43799 | 0.41011 | 0.34731 | 0.28867 | 0.26594 | 0.24551 | 0.2248 | 0.19769 | 0.18027 | 0.17717 | 0.17606 | 0.17065 | 0.16584 | 0.16461 | 0.15361 | 0.14883 | 0.14181
CO2EMISSIONS - CO2 Emissions
MEAN | 554483.8553 | 540854.7178 | 543517.523 | 619211.2107 | 700027.3892 | 761648.2076 | 727247.0878 | 672537.8966 | 633599.4696 | 619264.8205 | 635421.0775 | 645240.5197 | 626911.0041 | 619595.5647 | 626122.2796 | 613409.9672 | 609670.7592 | 614469.4328 | 589754.3076 | 571848.0836
P5 | 473727.9793 | 445444.6794 | 441169.0249 | 487310.1785 | 538794.1821 | 584574.1275 | 530241.686 | 521195.4709 | 492059.8183 | 508563.0268 | 518686.1265 | 528155.4593 | 519591.1884 | 494401.5299 | 511973.3247 | 495025.501 | 503542.4496 | 522710.7561 | 507382.0796 | 474997.4211
P95 | 625286.0547 | 612905.8764 | 615553.205 | 753571.261 | 873367.3242 | 912726.9507 | 907774.033 | 872410.084 | 841671.2524 | 764690.1842 | 783469.3281 | 776919.3033 | 758993.935 | 748688.8907 | 763642.802 | 721613.5136 | 720749.0424 | 717683.5595 | 675246.1671 | 665362.3404
FUELCONSUMED - Fuel Consumed
MEAN | 5394272.2336 | 5340591.5296 | 5331196.1166 | 6849194.2563 | 8048445.3451 | 8941417.6147 | 8478102.6803 | 7744530.6427 | 7005822.2891 | 6924191.623 | 7126602.2111 | 7163724.4603 | 7047795.5621 | 6962681.285 | 6941077.1362 | 6889452.3668 | 6786227.5169 | 6693919.7341 | 6454726.6613 | 6186503.9091
P5 | 4606903.9244 | 4370088.3107 | 4262697.1398 | 5392700.2621 | 6210308.8184 | 6787117.9291 | 6076886.3654 | 5872667.3454 | 5325306.2876 | 5621931.3287 | 5785260.1544 | 5849709.3928 | 5768544.2548 | 5485314.5339 | 5584746.7105 | 5496301.6419 | 5585761.6458 | 5625671.4878 | 5536764.4741 | 5078267.9639
P95 | 6097023.8099 | 6040798.9614 | 6107170.4611 | 8239107.6665 | 10033929.5431 | 10849463.4295 | 10751586.6104 | 10243758.9307 | 9544840.696 | 8702875.7054 | 8941147.9031 | 8657004.7553 | 8589515.433 | 8489883.3035 | 8460172.9495 | 8181537.4155 | 8086987.2088 | 7833988.9882 | 7525128.4373 | 7300241.7124
FUELCOST - Fuel Cost
MEAN | 5507861.0856 | 5429780.9226 | 5676763.2504 | 8836674.2866 | 10787285.2275 | 12643556.9078 | 12585792.1904 | 11713242.643 | 10609692.2815 | 10664319.2749 | 11316517.4233 | 11490961.187 | 11655595.0994 | 11799190.2433 | 11853108.9747 | 12125965.0437 | 12104943.7929 | 12057466.4102 | 11927245.0375 | 11625699.9132
P5 | 4491054.5762 | 4112456.0926 | 4248167.0334 | 5905086.2762 | 7009558.109 | 7902100.7094 | 7252569.4476 | 7519297.8663 | 6752238.4561 | 7643820.1905 | 7856237.291 | 8224443.7133 | 8402422.5252 | 7861506.2148 | 8156599.0398 | 8343164.4275 | 8740476.9885 | 8974523.5221 | 9163727.7361 | 8286104.1759
P95 | 6554076.7464 | 6634070.794 | 7031280.8629 | 12183907.7408 | 15619771.7143 | 17320827.8066 | 18443371.9329 | 19705887.2382 | 17830698.1458 | 15499251.4551 | 16576102.5736 | 16088991.5841 | 16216280.2633 | 17483058.5789 | 16652009.3999 | 16132993.5536 | 16475619.1262 | 15724088.3287 | 15435207.4382 | 15206438.2263
NETPOS - Net Position (MWh)
MEAN | 746271.3763 | 736231.0655 | 733804.3563 | 939719.2303 | 1081342.9667 | 1120736.547 | 1009919.1907 | 930754.7541 | 848297.2235 | 844228.2257 | 670796.1436 | 672105.4069 | 666804.3394 | 657722.3535 | 651448.118 | 649027.227 | 642719.1746 | 623949.5031 | 603938.6734 | 573445.952
P5 | 676331.3387 | 650250.2132 | 647156.9033 | 804322.1138 | 892096.1253 | 894022.0611 | 757816.6281 | 737132.7936 | 670311.1056 | 709586.1944 | 533657.031 | 535806.2248 | 533303.3225 | 503112.7209 | 511452.6461 | 505076.3201 | 519184.8911 | 516039.5471 | 509103.1574 | 462200.644
P95 | 807985.9479 | 803317.3853 | 798306.4297 | 1067790.3315 | 1276196.2996 | 1318430.047 | 1245962.7732 | 1194556.9807 | 1112790.573 | 1030308.1102 | 861232.9779 | 826801.5353 | 826041.2395 | 817857.3269 | 809785.0759 | 783002.9143 | 781786.3939 | 739700.2119 | 717208.0648 | 687200.3019
NETREVENUE - Net Revenue $
MEAN | -30987360.5728 | -30150146.4332 | -30949191.9915 | -31499267.8621 | -31887631.9082 | -27584747.0964 | -21057450.9308 | -23197264.18 | -24121253.1369 | -23743513.2882 | -2136456.3332 | -2466662.0579 | -2165657.5784 | -2183239.161 | -2621537.5932 | -2136229.3132 | -2348591.3383 | -3346715.5347 | -3028543.3825 | -3455179.5867
P5 | -33444437.7048 | -33133824.2277 | -33908062.3963 | -35374115.8091 | -36307359.4988 | -31157770.18 | -25090568.3603 | -26257233.0734 | -26966140.0542 | -26148840.5487 | -4190409.6257 | -4637039.3515 | -4327622.128 | -4354062.7957 | -4692484.3221 | -4263231.7962 | -4284769.7807 | -5138078.4064 | -4608571.8852 | -5234408.3956
P95 | -27918946.6167 | -26844125.155 | -27033460.058 | -26851331.1576 | -26057673.2781 | -23523714.9114 | -16113487.8407 | -17690207.8688 | -18959154.0357 | -20116617.3058 | 1825061.7222 | 156468.4845 | 215620.3375 | 979102.0687 | 371785.8106 | 95984.5696 | 813885.8189 | -921855.3467 | -871010.7793 | -1319434.5185
STARTS - Number Starts
MEAN | 2058.94 | 2114.55 | 2071.88 | 2995.8 | 4268.15 | 5430.19 | 6494.08 | 6025.77 | 4958.32 | 5196.84 | 5454.12 | 5065.43 | 5396.64 | 5371.69 | 4996.68 | 5136.57 | 5006.16 | 4562.89 | 4608.98 | 4312.38
P5 | 1909.5 | 1977.5 | 1945 | 2631 | 3551.5 | 4273 | 5382 | 4614.5 | 3708.5 | 4267.5 | 4253 | 4026 | 4470.5 | 4251 | 3845.5 | 3853 | 4064 | 3455 | 3781.5 | 3358.5
P95 | 2199.5 | 2231.5 | 2219 | 3366 | 5103.5 | 6355.5 | 7665 | 7269 | 6067 | 6144 | 6863.5 | 6096.5 | 6500 | 6398 | 6417 | 6241.5 | 5906.5 | 5414.5 | 5562 | 5299.5
VOMCOSTS - VOM Costs
MEAN | 1638942.8621 | 1686219.2408 | 1697757.6788 | 1621731.8101 | 1722528.638 | 1827149.6782 | 1876906.093 | 1765039.8548 | 1696658.1879 | 1717737.156 | 1797186.7661 | 1842780.9344 | 1829285.7975 | 1842100.733 | 1886982.4673 | 1906035.1755 | 1910295.2967 | 1967277.43 | 1930803.0402 | 1909454.3245
P5 | 1351495.0756 | 1301019.9186 | 1272087.0027 | 1206580.7329 | 1280678.1442 | 1366520.5491 | 1310483.0967 | 1331437.4841 | 1265444.7982 | 1369745.753 | 1409810.7554 | 1461235.0127 | 1470280.4596 | 1417337.5367 | 1484710.7455 | 1494893.1499 | 1526490.0982 | 1607429.654 | 1604262.7923 | 1518444.3957
P95 | 1907429.8063 | 1991576.2475 | 2034805.2644 | 2042565.9827 | 2211361.1276 | 2243731.1984 | 2447944.6962 | 2383536.4515 | 2333131.3468 | 2162441.3993 | 2307684.8262 | 2294727.7029 | 2271062.6835 | 2304149.8344 | 2370914.0105 | 2266196.0905 | 2326522.5612 | 2349602.1933 | 2281501.2161 | 2277418.0737
Hydro
IRP Black Eagle 2018
NETPOS - Net Position (MWh)
MEAN | 57040.7834 | 57192.4599 | 56760.1129 | 56782.3464 | 56982.4346 | 57116.281 | 57023.0601 | 57065.2962 | 56735.0128 | 57267.0927 | 56960.2578 | 57016.9848 | 57060.623 | 56859.6721 | 56774.4643 | 56991.3847 | 56998.5095 | 57163.6258 | 57086.7874 | 56717.7712
P5 | 52743.5277 | 53033.8711 | 52177.989 | 52528.0242 | 53026.4635 | 52320.3188 | 52932.7189 | 53370.7813 | 51775.8709 | 52948.2509 | 52532.2801 | 52942.395 | 52306.8955 | 52585.5857 | 53136.7755 | 52315.4126 | 52585.6073 | 53302.1897 | 51436.5992 | 53017.1151
P95 | 61097.7235 | 60843.7916 | 60980.4071 | 60291.521 | 60726.0926 | 61142.0114 | 61289.2754 | 60864.5249 | 60279.0432 | 61051.9001 | 60921.5498 | 60413.4034 | 60708.9999 | 60687.1849 | 61440.2634 | 61624.6362 | 60930.7599 | 60839.1028 | 61836.9125 | 60773.0473
NETREVENUE - Net Revenue $
MEAN | 532423.972 | 684898.3882 | 696366.3571 | 657155.479 | 623648.76 | 569790.4644 | 511626.7251 | 460987.3138 | 402057.9723 | 406312.4702 | 399140.7318 | 401001.2235 | 397374.8463 | 397014.7448 | 391538.3022 | 393780.3345 | 393358.7255 | 390542.4564 | 385848.277 | 377311.3321
P5 | 335208.1209 | 442292.3433 | 435083.6102 | 360695.2996 | 364313.3962 | 322832.7922 | 281617.3085 | 282441.8266 | 222488.4754 | 267018.4385 | 233377.9736 | 221013.0342 | 255979.6191 | 231719.9705 | 228143.1436 | 226316.3491 | 247423.3662 | 244518.8344 | 249934.7297 | 223623.5192
P95 | 738747.3648 | 943846.229 | 970324.8528 | 952490.9983 | 927549.8824 | 810580.0479 | 742301.6015 | 726438.5806 | 684974.9515 | 623196.3756 | 625059.221 | 574669.3273 | 589429.4534 | 627865.385 | 555315.5165 | 587979.7775 | 589308.1871 | 565276.5271 | 554578.9742 | 535780.7241
IRP Black Eagle 2018 Upgrade U1
NETPOS - Net Position (MWh)
MEAN | 8.6686 | 8.6709 | 3716.6272 | 3691.3536 | 3716.7824 | 3730.6589 | 3728.9011 | 3724.7658 | 3706.5228 | 3740.724 | 3711.4652 | 3718.3851 | 3729.2503 | 3718.9546 | 3701.1776 | 3720.7059 | 3724.2857 | 3734.6555 | 3720.7441 | 3710.9791
P5 | 7.8204 | 7.4405 | 3607.8529 | 3545.5208 | 3556.7167 | 3588.342 | 3589.4774 | 3561.7485 | 3588.9532 | 3584.7881 | 3573.4538 | 3599.1929 | 3597.3341 | 3586.2611 | 3604.447 | 3561.1637 | 3583.2403 | 3585.0604 | 3588.1667 | 3585.8916
P95 | 9.6973 | 9.6525 | 3801.2493 | 3797.7533 | 3807.9399 | 3812.9114 | 3809.0964 | 3813.8904 | 3790.3907 | 3829.5123 | 3814.705 | 3812.2744 | 3814.3945 | 3807.2778 | 3796.0492 | 3802.8564 | 3809.4778 | 3814.0137 | 3804.6498 | 3791.9492
NETREVENUE - Net Revenue $
MEAN | 73.5361 | 118.6177 | 47816.6236 | 44808.032 | 42935.7781 | 39491.743 | 35774.983 | 32422.3266 | 28683.4563 | 29012.4467 | 28630.8168 | 28672.4566 | 28600.407 | 28568.71 | 28196.9126 | 28447.8552 | 28268.7478 | 28200.6218 | 27884.2693 | 27683.4464
P5 | 39.7552 | 67.4076 | 30624.207 | 25442.3755 | 26429.0474 | 23076.5881 | 20083.7421 | 20309.7666 | 16680.1266 | 19285.9908 | 17270.8364 | 17609.5696 | 18608.7997 | 17015.8321 | 17405.6824 | 17618.9561 | 18127.5337 | 18019.8421 | 18905.211 | 16942.8038
P95 | 119.7887 | 192.9167 | 66962.9744 | 65403.7104 | 64623.3461 | 55138.3248 | 50221.267 | 52222.7373 | 48680.5812 | 43584.2329 | 44018.7093 | 40134.634 | 41477.2212 | 45005.8643 | 38599.9497 | 40900.254 | 40870.2859 | 39940.7482 | 39655.5877 | 38130.2805
IRP Cochrane 2018
NETPOS - Net Position (MWh)
MEAN | 118246.8074 | 118373.6086 | 117567.077 | 117683.4156 | 118058.407 | 118234.9692 | 118011.1549 | 118349.0739 | 117587.4051 | 118655.8522 | 117995.4063 | 118243.531 | 118187.4123 | 117516.5142 | 117755.2788 | 118072.0517 | 118200.9502 | 118398.9899 | 118166.4873 | 117651.2372
P5 | 109795.9571 | 110965.7037 | 109247.0428 | 110860.725 | 110326.8799 | 109979.7147 | 110665.0989 | 111125.4716 | 110193.4813 | 109856.4957 | 110701.1659 | 108981.6718 | 110948.2469 | 109447.1618 | 110519.0703 | 110400.9469 | 110191.0034 | 111616.9868 | 109852.3624 | 110613.6043
P95 | 126404.8449 | 125344.1551 | 124742.2318 | 123677.6958 | 124484.8796 | 124781.9144 | 127183.7773 | 125210.1485 | 124032.7683 | 126116.855 | 126056.826 | 125706.781 | 125632.1886 | 124006.2044 | 126168.8918 | 125805.7018 | 125943.7194 | 126109.3515 | 126636.4256 | 125446.9408
NETREVENUE - Net Revenue $
MEAN | 1061919.6149 | 1373637.6158 | 1398628.1351 | 1313691.0344 | 1247779.6294 | 1135026.5236 | 1011671.6307 | 909317.552 | 785019.1869 | 793277.5128 | 781042.1077 | 781145.3898 | 772101.6687 | 769945.8711 | 757762.8325 | 763875.2698 | 762166.0265 | 750974.5515 | 740089.274 | 721301.9132
P5 | 674108.8994 | 877140.9093 | 865234.0918 | 722136.1538 | 731005.6098 | 656413.4636 | 526317.2472 | 544859.9427 | 425229.1563 | 508057.1109 | 442942.2713 | 421024.5968 | 468099.0807 | 455779.517 | 432793.7331 | 434339.2333 | 482593.7738 | 458838.7033 | 456936.8654 | 430814.0274
P95 | 1509054.8088 | 1898923.4284 | 2001586.9895 | 1937525.0932 | 1877644.3362 | 1603176.1863 | 1457160.9454 | 1461497.1205 | 1366796.3166 | 1229059.8377 | 1222731.8747 | 1120827.3244 | 1172013.1307 | 1253563.5051 | 1064958.2968 | 1169359.58 | 1153800.3619 | 1109451.2426 | 1073368.1085 | 1054735.4174
IRP Hauser 2018
NETPOS - Net Position (MWh)
MEAN | 54062.5544 | 54143.3134 | 53819.1128 | 53819.3905 | 54051.2456 | 54143.2362 | 54063.5633 | 54072.8402 | 53826.1912 | 54363.5446 | 54055.7341 | 54062.3152 | 54074.615 | 53899.3107 | 53827.1224 | 54055.5191 | 54069.2261 | 54166.3207 | 54069.1768 | 53811.8031
P5 | 49462.943 | 49222.2572 | 49168.0615 | 49304.3582 | 49594.7448 | 49631.0304 | 49379.696 | 50078.664 | 48556.0938 | 50329.7841 | 49118.949 | 49592.4577 | 49946.0004 | 49129.4953 | 48164.2074 | 49020.1633 | 49707.7465 | 50012.428 | 48999.138 | 49711.6404
P95 | 58130.4023 | 57618.0005 | 57518.5458 | 57409.5596 | 57701.3758 | 57702.995 | 58010.6517 | 57713.2706 | 57113.5899 | 57612.5983 | 57793.1402 | 57579.0508 | 57863.8877 | 57999.2099 | 57921.8821 | 58093.0606 | 57920.5485 | 58121.3227 | 58055.2167 | 57461.5374
NETREVENUE - Net Revenue $
MEAN | 538074.0682 | 680939.9186 | 693815.0606 | 654762.5822 | 624297.3146 | 574025.1769 | 519838.652 | 469633.3947 | 415340.7651 | 421722.0792 | 415954.0251 | 416973.5903 | 414708.6003 | 413944.9801 | 409617.8253 | 412739.6432 | 413084.2352 | 408650.3591 | 406422.1349 | 401983.7959
P5 | 352968.6864 | 447743.1995 | 432902.0004 | 355538.5485 | 361436.3164 | 322285.4312 | 288845.8098 | 303998.5584 | 235950.91 | 286029.681 | 249052.7094 | 242924.518 | 272906.1559 | 244858.1887 | 247961.4431 | 248366.9303 | 269100.2392 | 263375.2548 | 275328.332 | 245234.2743
P95 | 746812.3166 | 921545.9036 | 967827.445 | 969241.6739 | 922943.3278 | 804583.3413 | 753970.673 | 728420.2792 | 704221.8702 | 660938.2438 | 643545.5191 | 592252.3267 | 598966.7195 | 643132.4394 | 563669.0038 | 606786.7149 | 603297.9246 | 591070.4746 | 579529.384 | 550500.2228
IRP Hauser 2018 Upgrade U2 & U5
NETPOS - Net Position (MWh)
MEAN | 20.1544 | 2787.731 | 4725.7656 | 5079.916 | 5085.3941 | 5096.3727 | 5099.3016 | 5099.5255 | 5070.0933 | 5101.565 | 5099.7732 | 5100.5207 | 5100.4789 | 5066.1122 | 5080.6538 | 5086.1254 | 5101.1503 | 5097.6133 | 5099.6434 | 5068.9043
P5 | 18.6482 | 2518.6309 | 4303.0422 | 4621.4937 | 4697.4412 | 4678.4928 | 4663.3297 | 4733.923 | 4583.5542 | 4724.7351 | 4643.1755 | 4671.2759 | 4703.1996 | 4610.9847 | 4566.111 | 4599.203 | 4677.2802 | 4689.8792 | 4610.9566 | 4640.2892
P95 | 21.9931 | 2962.9667 | 5055.5384 | 5435.0141 | 5464.3477 | 5451.7719 | 5488.6647 | 5455.77 | 5385.8176 | 5425.0257 | 5517.8848 | 5443.2318 | 5470.8765 | 5435.6868 | 5509.0066 | 5467.1031 | 5458.8955 | 5485.4082 | 5467.5344 | 5424.5967
NETREVENUE - Net Revenue $
MEAN | 173.8382 | 33405.1919 | 56214.3354 | 58156.6635 | 54914.636 | 50103.2361 | 45127.1996 | 40334.3342 | 35173.6611 | 35460.5674 | 35140.9835 | 35112.1845 | 34851.144 | 34577.4551 | 34293.7398 | 34317.7269 | 34403.4215 | 33769.6479 | 33597.5248 | 33081.3949
P5 | 85.7321 | 23286.007 | 35001.4236 | 30547.8238 | 31171.4112 | 27818.819 | 24268.4584 | 25240.5763 | 19227.0447 | 23121.0519 | 20629.2182 | 19744.9035 | 22375.1645 | 20040.9449 | 20278.6147 | 20098.2027 | 21860.0746 | 21381.7056 | 21957.6918 | 19634.8518
P95 | 271.9668 | 48168.0188 | 78230.823 | 86459.725 | 81472.8798 | 71174.7835 | 65463.0985 | 63877.804 | 60086.106 | 56798.6076 | 54839.8938 | 50179.2417 | 51810.9477 | 55377.7266 | 47918.5835 | 50851.0509 | 50245.5076 | 49332.4429 | 48730.916 | 45177.5568
IRP Holter 2018
NETPOS - Net Position (MWh)
MEAN | 124170.4351 | 124403.0616 | 123680.9426 | 123897.8368 | 124076.4426 | 124568.4087 | 124416.7498 | 123994.0691 | 123752.3921 | 124886.4609 | 124372.5565 | 124195.1108 | 124050.1719 | 124005.476 | 123065.8963 | 124382.2926 | 123820.3266 | 124530.596 | 124503.3664 | 123759.9058
P5 | 64202.334 | 64788.1819 | 64151.8872 | 71298.3769 | 64668.4596 | 63336.8587 | 70825.4639 | 73970.2455 | 66179.4206 | 76048.023 | 72363.8014 | 63605.0419 | 66733.1716 | 66473.0551 | 70206.639 | 62897.9834 | 68477.2121 | 64204.6852 | 64097.9428 | 63921.3245
P95 | 177900.0467 | 175829.1348 | 170954.9722 | 176408.0486 | 180332.6241 | 183359.4875 | 182553.6627 | 183001.7745 | 178031.1206 | 179461.9377 | 180286.2356 | 175862.5871 | 189273.914 | 176205.7174 | 178746.8984 | 181697.3776 | 180884.3455 | 183744.2709 | 186993.6496 | 172595.9823
NETREVENUE - Net Revenue $
MEAN | 1175704.0068 | 1503854.3896 | 1539845.8509 | 1462442.041 | 1388163.5865 | 1268847.2487 | 1145403.0748 | 1010681.978 | 888807.4748 | 908579.0866 | 897379.349 | 895000.1277 | 883893.2742 | 886472.6927 | 877759.1827 | 892398.1625 | 882753.3245 | 874194.8227 | 865273.5509 | 847371.4081
P5 | 554257.309 | 771989.1028 | 756892.8266 | 636027.0098 | 571281.6924 | 605633.5313 | 491631.3787 | 550305.2754 | 384214.0921 | 505698.9913 | 432068.9394 | 397674.176 | 431535.3281 | 463107.6925 | 411240.6663 | 420567.5217 | 401030.9327 | 386781.4085 | 368440.0692 | 465672.8791
P95 | 1940211.7981 | 2529614.0537 | 2414187.6433 | 2595323.7893 | 2362927.8777 | 2340229.4846 | 1970346.8202 | 1702942.6244 | 1548527.5386 | 1630126.7261 | 1503139.1239 | 1428285.6426 | 1619080.8003 | 1522020.6245 | 1480524.0078 | 1654004.0244 | 1462064.141 | 1493909.9929 | 1432190.2375 | 1428227.752
IRP Madison 2018
NETPOS - Net Position (MWh)
MEAN | 26766.2004 | 26831.6528 | 26652.7861 | 26651.4869 | 26752.5961 | 26818.2114 | 26766.1772 | 26771.8094 | 26649.2326 | 26926.7321 | 26744.7419 | 26762.4146 | 26770.0315 | 26704.0311 | 26656.7498 | 26755.1429 | 26753.0963 | 26835.7939 | 26773.2333 | 26648.0763
P5 | 25879.5208 | 25925.982 | 25732.2316 | 25960.5078 | 25988.3936 | 25929.1759 | 25973.9205 | 26085.4665 | 25666.6233 | 26118.0486 | 25775.5952 | 25875.0298 | 25937.8068 | 25984.233 | 25806.308 | 25848.8307 | 25924.51 | 26041.269 | 25732.4231 | 25893.4443
P95 | 27675.1664 | 27541.0664 | 27478.3803 | 27366.991 | 27517.5966 | 27546.1186 | 27671.2184 | 27451.1627 | 27325.8713 | 27699.5963 | 27506.4969 | 27480.7738 | 27479.9827 | 27478.5606 | 27590.5509 | 27633.9415 | 27553.0217 | 27640.3617 | 27531.4786 | 27411.1403
NETREVENUE - Net Revenue $
MEAN | 266307.396 | 337856.988 | 343531.3087 | 323884.552 | 309141.7429 | 284600.5023 | 257588.7788 | 233334.8352 | 206148.7817 | 208889.8753 | 206252.0127 | 206531.809 | 205423.4367 | 205729.7911 | 203075.0542 | 204690.5455 | 204272.0904 | 202992.8545 | 201335.697 | 198977.2697
P5 | 172747.0184 | 227165.1083 | 217831.1229 | 182033.9984 | 187105.0849 | 173176.5508 | 143082.7835 | 147675.9238 | 119834.4943 | 139636.3747 | 125506.9808 | 126447.3441 | 132602.7947 | 125802.1674 | 124958.8522 | 123140.5632 | 130213.9519 | 129297.2067 | 133419.2886 | 122091.3981
P95 | 367625.9449 | 460902.9874 | 481187.4942 | 474896.0952 | 460486.5179 | 400245.6328 | 365903.7883 | 369423.0958 | 351548.2682 | 315187.8058 | 316323.9095 | 291512.0929 | 295760.4724 | 327969.0331 | 275290.2866 | 301859.3375 | 293305.7316 | 291305.8866 | 283285.0727 | 273795.7454
IRP Morony 2018
NETPOS - Net Position (MWh)
MEAN | 115586.1311 | 115833.5258 | 115119.758 | 115144.7227 | 115627.3204 | 115695.1296 | 115462.766 | 115626.5106 | 115061.704 | 116229.9878 | 115522.5683 | 115573.2623 | 115557.0039 | 115116.9234 | 115226.331 | 115623.6768 | 115577.1176 | 115875.8326 | 115553.6611 | 115093.1729
P5 | 108244.5007 | 108954.3715 | 107004.9218 | 109090.3232 | 107994.4382 | 107800.3686 | 108807.6892 | 110075.0893 | 107649.4698 | 107159.3891 | 108473.1107 | 108775.0396 | 108453.4003 | 107663.6375 | 107973.6038 | 108767.3751 | 108614.4629 | 109904.9713 | 107555.0101 | 107959.5351
P95 | 122726.9271 | 122209.7532 | 122156.2408 | 120739.3525 | 121986.4733 | 122687.8201 | 123958.3047 | 122101.1091 | 121121.1558 | 123792.6347 | 122386.4604 | 121791.6234 | 122167.1539 | 121469.5271 | 123327.1117 | 122265.1076 | 122713.3872 | 122411.7761 | 123124.1078 | 121929.9887
NETREVENUE - Net Revenue $
MEAN | 1087826.7791 | 1396062.6271 | 1421902.024 | 1339521.5527 | 1275051.2242 | 1165664.7532 | 1046239.7129 | 944221.8692 | 824784.8506 | 833940.6293 | 822886.631 | 823192.1243 | 815429.6388 | 815893.7969 | 805095.3282 | 808989.8761 | 809951.64 | 801341.0003 | 791973.8291 | 774284.7824
P5 | 703430.9549 | 919711.489 | 893912.6292 | 738216.0228 | 756119.2111 | 684724.4854 | 565717.8279 | 580727.8328 | 466962.9779 | 551945.4934 | 486457.7302 | 462889.0291 | 517145.2054 | 505494.5449 | 473571.4261 | 470685.8983 | 512228.7706 | 497614.5737 | 505956.1112 | 466966.9406
P95 | 1512713.333 | 1909070.6748 | 1985328.4753 | 1952313.1724 | 1887925.2948 | 1633401.9497 | 1513218.6036 | 1491562.1178 | 1420394.4199 | 1273172.4851 | 1269430.2372 | 1166087.7092 | 1217473.6171 | 1292770.4282 | 1117606.7406 | 1218063.2303 | 1199995.2877 | 1156874.4383 | 1140971.1174 | 1115984.8041
IRP Mystic 2018
NETPOS - Net Position (MWh)
MEAN | 20999.5628 | 20969.9527 | 20835.1718 | 20900.1122 | 21001.1188 | 20968.7532 | 21019.9608 | 20995.4743 | 20824.7661 | 21120.3429 | 21012.3408 | 21030.5324 | 21069.8421 | 20803.0329 | 20911.6917 | 20962.6147 | 21024.762 | 21057.891 | 20951.6529 | 20827.5123
P5 | 20332.2705 | 20306.1408 | 20137.4133 | 20335.157 | 20479.2103 | 20391.3546 | 20369.7464 | 20484.7154 | 20215.8938 | 20425.4131 | 20456.6919 | 20368.4175 | 20459.2226 | 20224.9922 | 20253.0203 | 20345.1617 | 20404.6988 | 20564.2511 | 20309.0744 | 20152.3603
P95 | 21746.882 | 21684.4816 | 21551.2729 | 21521.4672 | 21558.7935 | 21581.8712 | 21655.2501 | 21535.6919 | 21389.7104 | 21858.9455 | 21601.1745 | 21684.5106 | 21568.3908 | 21336.3319 | 21574.4705 | 21466.1332 | 21590.0839 | 21602.1316 | 21634.0109 | 21587.3494
NETREVENUE - Net Revenue $
MEAN | 224858.2154 | 262475.1423 | 269528.6416 | 255446.9536 | 246836.7192 | 226600.1903 | 208176.5758 | 188810.4973 | 168460.7108 | 171925.1274 | 171263.994 | 170675.5871 | 170009.4417 | 169535.5971 | 166722.3175 | 170629.7041 | 169672.2209 | 168003.6775 | 165404.237 | 164335.6679
P5 | 151779.6363 | 181133.3602 | 177719.2702 | 147582.7877 | 154236.1126 | 143051.6126 | 123890.3071 | 123743.8131 | 99205.1527 | 114298.7687 | 105309.1741 | 109540.8854 | 110517.2272 | 111148.089 | 104796.1435 | 110259.8634 | 109134.7007 | 109332.2089 | 115372.855 | 102178.363
P95 | 306064.4387 | 355549.5625 | 370408.3936 | 360218.2064 | 351783.0557 | 305856.8485 | 292925.7376 | 293839.286 | 276398.2933 | 252524.8713 | 265722.4484 | 239036.4704 | 247362.3974 | 259366.8536 | 224352.2014 | 238965.7737 | 243228.0503 | 243011.8217 | 225682.7774 | 234450.0851
IRP Rainbow 2018
NETPOS - Net Position (MWh)
MEAN | 156998.1972 | 157271.8304 | 156290.1623 | 156331.9808 | 156893.6116 | 157097.5417 | 156798.1899 | 157025.3841 | 156227.5787 | 157732.8861 | 156691.2778 | 156996.2734 | 157066.8329 | 156370.1103 | 156441.1019 | 156914.6405 | 156913.0102 | 157311.7815 | 157006.0027 | 156259.5593
P5 | 148687.3243 | 149862.6082 | 148231.6467 | 150031.2157 | 148258.7615 | 150458.6105 | 150342.9762 | 150760.64 | 148224.9959 | 149477.5681 | 149528.9842 | 149461.6366 | 149430.0873 | 148774.9817 | 148935.9749 | 149008.3331 | 149792.3821 | 151544.6755 | 147788.5947 | 149176.6465
P95 | 165253.4282 | 163881.5687 | 163044.4398 | 161924.322 | 163311.7943 | 164144.8183 | 163802.1448 | 162880.9273 | 162763.0948 | 165173.7256 | 163957.2702 | 164112.2043 | 163337.273 | 162869.6441 | 164400.4524 | 163750.3236 | 163984.9859 | 163562.9079 | 164774.0155 | 164101.581
NETREVENUE - Net Revenue $
MEAN | 1453623.9748 | 1873668.8214 | 1906061.8255 | 1791033.8485 | 1704002.9971 | 1554979.9484 | 1394104.6803 | 1256759.4769 | 1093753.6175 | 1103848.0274 | 1087562.5908 | 1088610.5022 | 1078816.061 | 1078345.1998 | 1062126.7947 | 1067161.461 | 1064735.9357 | 1057635.5972 | 1041379.0297 | 1021464.2415
P5 | 930927.0227 | 1214596.657 | 1200084.9304 | 1001176.0093 | 1014430.2669 | 902663.4926 | 751728.1792 | 765193.8012 | 622925.8448 | 720856.4868 | 634593.7165 | 620093.2677 | 673983.7794 | 654666.9573 | 631366.0268 | 625268.2305 | 685231.2393 | 641906.392 | 657518.5109 | 612626.1439
P95 | 2039824.8993 | 2573594.8026 | 2679703.863 | 2610342.6019 | 2578290.4389 | 2179334.6709 | 1999491.7963 | 1996128.7037 | 1876034.1348 | 1667225.589 | 1691025.7263 | 1550381.2978 | 1625396.4541 | 1754983.8388 | 1473151.9779 | 1615709.5574 | 1570297.47 | 1555800.4024 | 1487238.5014 | 1463480.4659
IRP Ryan 2018
NETPOS - Net Position (MWh)
MEAN | 187503.496 | 187957.0589 | 186808.2514 | 186795.3777 | 187582.711 | 187811.5667 | 187326.869 | 187634.1688 | 186722.7115 | 188486.2458 | 187409.3684 | 187590.0113 | 187648.1014 | 186952.2209 | 186931.2129 | 187521.8879 | 187531.0236 | 187969.1921 | 187629.4249 | 186712.8402
P5 | 181344.6409 | 181818.356 | 180316.0449 | 182173.3551 | 182146.523 | 181872.4063 | 182622.9795 | 183619.0581 | 180371.9848 | 182480.9318 | 182414.9579 | 182069.098 | 182020.2563 | 181596.2304 | 181369.984 | 181985.2132 | 182251.6887 | 183840.4852 | 180533.1438 | 181497.4568
P95 | 193251.9343 | 193252.6296 | 192596.56 | 191537.9016 | 192266.5835 | 193336.0002 | 193150.7156 | 192143.697 | 191736.378 | 193850.2795 | 192968.3577 | 192871.2971 | 192100.0988 | 192351.3443 | 193131.927 | 193087.1759 | 192570.5677 | 191947.6045 | 193483.5843 | 192571.8993
NETREVENUE - Net Revenue $
MEAN | 1790747.9854 | 2300348.112 | 2338314.286 | 2201248.9894 | 2097561.7241 | 1922452.7258 | 1731704.3017 | 1564108.6225 | 1369527.954 | 1385788.9482 | 1371098.3497 | 1371671.8281 | 1359160.5236 | 1359366.5934 | 1341404.5388 | 1349006.1654 | 1346970.9822 | 1337531.5858 | 1319829.3258 | 1301567.1163
P5 | 1164113.2085 | 1515739.1326 | 1476973.7393 | 1239094.9736 | 1273449.8915 | 1151447.941 | 957035.6018 | 967433.8767 | 785197.0235 | 919065.2914 | 817551.3019 | 815301.172 | 866343.2404 | 835214.6113 | 807820.8707 | 809409.0143 | 860918.4449 | 824615.0516 | 848636.8074 | 786076.4691
P95 | 2491063.5041 | 3133314.3495 | 3287975.5716 | 3235722.0055 | 3153260.2845 | 2682224.1165 | 2469259.9724 | 2474368.4685 | 2332758.4015 | 2083609.2318 | 2132595.4539 | 1950094.0952 | 2004871.9592 | 2175235.0187 | 1817800.4401 | 2024930.9426 | 1963154.2552 | 1930968.3006 | 1882661.1068 | 1844740.2275
IRP Thompson 2018
NETPOS - Net Position (MWh)
MEAN | 219863.3899 | 220321.3745 | 218611.8112 | 219200.9667 | 220069.2219 | 220146.3253 | 219585.4596 | 219916.8894 | 218590.4121 | 221069.3756 | 219805.8998 | 219712.8616 | 219893.7392 | 218686.5596 | 219302.0496 | 220145.1602 | 219981.9577 | 220264.7713 | 219810.6247 | 218515.8287
P5 | 202314.2947 | 203967.1453 | 199073.9283 | 203644.1048 | 205610.7411 | 204535.9124 | 204111.1001 | 206144.2101 | 201741.194 | 205615.9416 | 203721.0131 | 205859.2166 | 205154.1673 | 203303.1986 | 203554.8836 | 202849.6185 | 204956.4755 | 207573.9366 | 199670.1466 | 204819.6862
P95 | 235459.5602 | 235442.2399 | 236152.591 | 231403.6919 | 235100.289 | 234453.4369 | 237597.0323 | 234356.9508 | 233102.5838 | 235363.095 | 234126.5285 | 232228.1771 | 233594.7093 | 234209.7143 | 238004.1464 | 234818.236 | 233484.527 | 234406.5378 | 237034.7427 | 234347.386
NETREVENUE - Net Revenue $
MEAN | 1943750.9224 | 2563546.1869 | 2606980.4941 | 2455072.2809 | 2333527.2162 | 2117207.8804 | 1888958.3611 | 1692810.2708 | 1462211.351 | 1480788.1878 | 1449205.3878 | 1453654.0997 | 1437019.2872 | 1433401.8132 | 1413750.659 | 1420040.659 | 1418302.4931 | 1399542.382 | 1383039.7498 | 1335903.7751
P5 | 1226082.3547 | 1653540.4939 | 1620477.6299 | 1341462.169 | 1327431.2367 | 1196309.1076 | 1003370.1543 | 1015463.5899 | 785257.1286 | 936883.2278 | 842878.2157 | 752124.7565 | 877658.2862 | 834777.2076 | 810367.6061 | 786685.4341 | 874628.6537 | 852785.5239 | 844925.5406 | 763568.149
P95 | 2729017.0588 | 3538649.8082 | 3679759.4951 | 3615051.2938 | 3569129.8138 | 3042818.2301 | 2801367.937 | 2749835.7137 | 2545974.6178 | 2304986.3843 | 2283605.1576 | 2081942.4281 | 2189111.6501 | 2316623.1046 | 2066999.1345 | 2215806.1972 | 2145324.3316 | 2044571.9811 | 2035086.6113 | 1943473.8512
Hydro - Total
NETPOS - Net Position (MWh)
MEAN | 1081266.3807 | 1086094.2406 | 1084587.5789 | 1085978.9059 | 1089897.2861 | 1091427.4547 | 1089302.1534 | 1090275.8074 | 1084754.0222 | 1095580.8098 | 1089381.39 | 1090002.2032 | 1090208.1025 | 1085698.9182 | 1085673.7302 | 1090231.2026 | 1089695.416 | 1092407.0636 | 1090370.805 | 1084777.5904
P5 | 973179.7046 | 982688.3012 | 980463.3536 | 992289.0639 | 995523.296 | 985322.3014 | 990772.5534 | 999916.4324 | 971136.4196 | 1002771.5804 | 984692.5318 | 993335.3158 | 987611.4761 | 989927.9927 | 987084.8969 | 978015.0779 | 1002421.207 | 998548.1154 | 965503.8924 | 982054.4698
P95 | 1186217.0965 | 1177442.0041 | 1175110.5705 | 1177098.0882 | 1181321.3805 | 1190677.694 | 1200792.8796 | 1189857.9388 | 1173126.0111 | 1188288.2216 | 1195542.774 | 1179986.9207 | 1188657.1299 | 1182101.6253 | 1187603.2543 | 1183347.7181 | 1192070.3397 | 1194949.4311 | 1202158.6831 | 1182776.427
NETREVENUE - Net Revenue $
MEAN | 10075484.3093 | 13010811.9996 | 13319004.9427 | 12557224.0094 | 11947861.3284 | 10908790.3932 | 9796214.6758 | 8803422.4711 | 7679969.7822 | 7779544.9582 | 7665556.9799 | 7672240.9228 | 7597388.3294 | 7592797.2454 | 7491343.4876 | 7546077.4031 | 7527939.8435 | 7453379.5568 | 7362076.8993 | 7205266.1436
P5 | 6470715.8575 | 8391446.0051 | 8271600.0934 | 6844978.0447 | 6795154.5983 | 6223951.8321 | 5260903.1079 | 5590019.51 | 4327515.6488 | 5191261.0787 | 4482236.4499 | 4188591.7434 | 4855591.4469 | 4632884.3484 | 4397789.2033 | 4374201.447 | 4756794.757 | 4491435.9292 | 4714017.1023 | 4321003.0003
P95 | 13985444.1116 | 17765312.6804 | 18437164.0658 | 18593546.6497 | 17936731.2951 | 15538142.7269 | 14230224.1201 | 14204565.8811 | 13207741.348 | 12093069.6427 | 11907874.4815 | 10784287.112 | 11279559.95 | 12108741.8433 | 10593485.932 | 11394101.7487 | 11174129.1063 | 10982719.7275 | 10714820.8336 | 10417121.164
Load
NWE Load 2018 incl DSM and NEM main - with EPD
NETPOS - Net Position (MWh)
MEAN | -2444003.885 | -2440075.5536 | -2436170.0063 | -2439122.528 | -2468987.3777 | -2465969.6153 | -2483297.6921 | -2490180.7961 | -2489028.3446 | -2519515.404 | -2522466.7901 | -2535676.5628 | -2545681.407 | -2535039.8665 | -2559072.1313 | -2587570.4115 | -2600366.2259 | -2601468.0039 | -2640070.8706 | -2650661.0329
P5 | -2475819.07 | -2476619.455 | -2468524.945 | -2481587.8 | -2506395.805 | -2500491.83 | -2524625.485 | -2534425.46 | -2528264.42 | -2558095.38 | -2559192.75 | -2573304.175 | -2590871.625 | -2566916.785 | -2605014.865 | -2630035.68 | -2634503.975 | -2653206.765 | -2677936.525 | -2689622.125
P95 | -2413246.83 | -2406223.53 | -2406551.56 | -2402353.91 | -2436398.255 | -2436524.685 | -2449587.285 | -2450968.54 | -2457261.555 | -2483507.74 | -2490295.03 | -2502393.985 | -2509248.325 | -2494072.86 | -2518589.98 | -2545235.405 | -2563316.88 | -2563237.26 | -2600528.575 | -2615006.905
NETREVENUE - Net Revenue $
MEAN | -40662660.0649 | -46750932.1638 | -47703133.0413 | -48361664.669 | -50232607.661 | -47937071.5646 | -45848674.5704 | -43671874.2758 | -41280613.775 | -41944608.2064 | -42012199.3092 | -42230651.6459 | -42289038.4676 | -42220607.7591 | -42238785.7795 | -42995451.2295 | -43063642.9602 | -42838100.8892 | -43429482.4013 | -43529572.0287
P5 | -50167321.0028 | -58937275.6885 | -61050382.9357 | -62881772.3373 | -64783443.1257 | -58665985.3595 | -56631620.4556 | -57347209.5639 | -56020524.6078 | -52338245.5794 | -53799795.4012 | -51279432.7028 | -51503765.4808 | -54288488.1164 | -50412948.487 | -51694982.2255 | -52308910.8129 | -51143402.1223 | -51754652.0169 | -51760234.7587
P95 | -31963777.0441 | -36142703.5725 | -35701231.4686 | -34973025.5475 | -38366735.6117 | -37361535.8515 | -35049073.2144 | -35132379.9558 | -32701048.5487 | -34640039.924 | -33837654.3282 | -34208180.7829 | -35184862.4308 | -34305130.0015 | -33765965.909 | -35084292.7037 | -35511897.4435 | -34860740.5187 | -36001666.56 | -34893422.9283
Load - Total
NETPOS - Net Position (MWh)
MEAN | -2444003.885 | -2440075.5536 | -2436170.0063 | -2439122.528 | -2468987.3777 | -2465969.6153 | -2483297.6921 | -2490180.7961 | -2489028.3446 | -2519515.404 | -2522466.7901 | -2535676.5628 | -2545681.407 | -2535039.8665 | -2559072.1313 | -2587570.4115 | -2600366.2259 | -2601468.0039 | -2640070.8706 | -2650661.0329
P5 | -2475819.07 | -2476619.455 | -2468524.945 | -2481587.8 | -2506395.805 | -2500491.83 | -2524625.485 | -2534425.46 | -2528264.42 | -2558095.38 | -2559192.75 | -2573304.175 | -2590871.625 | -2566916.785 | -2605014.865 | -2630035.68 | -2634503.975 | -2653206.765 | -2677936.525 | -2689622.125
P95 | -2413246.83 | -2406223.53 | -2406551.56 | -2402353.91 | -2436398.255 | -2436524.685 | -2449587.285 | -2450968.54 | -2457261.555 | -2483507.74 | -2490295.03 | -2502393.985 | -2509248.325 | -2494072.86 | -2518589.98 | -2545235.405 | -2563316.88 | -2563237.26 | -2600528.575 | -2615006.905
NETREVENUE - Net Revenue $
MEAN | -40662660.0649 | -46750932.1638 | -47703133.0413 | -48361664.669 | -50232607.661 | -47937071.5646 | -45848674.5704 | -43671874.2758 | -41280613.775 | -41944608.2064 | -42012199.3092 | -42230651.6459 | -42289038.4676 | -42220607.7591 | -42238785.7795 | -42995451.2295 | -43063642.9602 | -42838100.8892 | -43429482.4013 | -43529572.0287
P5 | -50167321.0028 | -58937275.6885 | -61050382.9357 | -62881772.3373 | -64783443.1257 | -58665985.3595 | -56631620.4556 | -57347209.5639 | -56020524.6078 | -52338245.5794 | -53799795.4012 | -51279432.7028 | -51503765.4808 | -54288488.1164 | -50412948.487 | -51694982.2255 | -52308910.8129 | -51143402.1223 | -51754652.0169 | -51760234.7587
P95 | -31963777.0441 | -36142703.5725 | -35701231.4686 | -34973025.5475 | -38366735.6117 | -37361535.8515 | -35049073.2144 | -35132379.9558 | -32701048.5487 | -34640039.924 | -33837654.3282 | -34208180.7829 | -35184862.4308 | -34305130.0015 | -33765965.909 | -35084292.7037 | -35511897.4435 | -34860740.5187 | -36001666.56 | -34893422.9283
Physical Instrument
2018 Small QF - Aggregated Hydro Esc
NETPOS - Net Position (MWh)
MEAN | 42285.8826 | 42265.4199 | 41911.6185 | 42248.8615 | 42288.0334 | 32149.4219 | 19156.6102 | 19053.6806 | 18828.6831 | 19038.3123 | 19095.3443 | 19052.4913 | 19156.6102 | 2900.365
P5 | 42285.8826 | 42265.4199 | 41911.6185 | 42248.8615 | 42288.0334 | 32149.4219 | 19156.6102 | 19053.6806 | 18828.6831 | 19038.3123 | 19095.3443 | 19052.4913 | 19156.6102 | 2900.365
P95 | 42285.8826 | 42265.4199 | 41911.6185 | 42248.8615 | 42288.0334 | 32149.4219 | 19156.6102 | 19053.6806 | 18828.6831 | 19038.3123 | 19095.3443 | 19052.4913 | 19156.6102 | 2900.365
NETREVENUE - Net Revenue $
MEAN | -2570577.801 | -2479581.936 | -2447518.3288 | -2492863.1677 | -2526883.5337 | -1998075.4475 | -1206999.5758 | -1217576.9017 | -1222683.9969 | -1237246.7768 | -1241540.7848 | -1241512.5697 | -1248957.487 | -202971.42
P5 | -2700903.0878 | -2636281.7959 | -2619907.1629 | -2694364.9639 | -2690834.4539 | -2107495.0471 | -1262715.9879 | -1260484.5153 | -1263247.7104 | -1272441.6102 | -1283344.2355 | -1279495.1295 | -1285813.4002 | -206889.6799
P95 | -2426797.0165 | -2306789.3607 | -2248233.8313 | -2292480.669 | -2324747.4011 | -1896588.3948 | -1149538.6689 | -1154797.4211 | -1162240.3582 | -1186570.6686 | -1186141.6758 | -1193223.222 | -1203360.1779 | -197118.4262
2018 Small QF - Aggregated Hydro Fixed
NETPOS - Net Position (MWh)
MEAN | 3005.5614 | 2901.0948 | 2531.4131 | 2540.015 | 2541.9723 | 2544.5425 | 2547.8321 | 2546.1998 | 2531.4131 | 2547.277 | 2545.5216 | 2545.2159 | 2547.8321 | 2529.4752 | 2540.015 | 2444.2245 | 2356.9569 | 2358.4725 | 113.473
P5 | 3005.5614 | 2901.0948 | 2531.4131 | 2540.015 | 2541.9723 | 2544.5425 | 2547.8321 | 2546.1998 | 2531.4131 | 2547.277 | 2545.5216 | 2545.2159 | 2547.8321 | 2529.4752 | 2540.015 | 2444.2245 | 2356.9569 | 2358.4725 | 113.473
P95 | 3005.5614 | 2901.0948 | 2531.4131 | 2540.015 | 2541.9723 | 2544.5425 | 2547.8321 | 2546.1998 | 2531.4131 | 2547.277 | 2545.5216 | 2545.2159 | 2547.8321 | 2529.4752 | 2540.015 | 2444.2245 | 2356.9569 | 2358.4725 | 113.473
NETREVENUE - Net Revenue $
MEAN | -157064.0104 | -145062.0487 | -125908.4715 | -128047.4467 | -130117.1659 | -132363.5753 | -135118.9182 | -137397.6091 | -139067.3095 | -140295.8333 | -140182.9356 | -140015.2247 | -140417.9897 | -139366.7817 | -140360.8677 | -135179.0041 | -130467.3457 | -130664.0458 | -6886.329
P5 | -166216.5025 | -155801.3025 | -136382.8578 | -140178.7731 | -139910.4558 | -141108.0349 | -144137.0087 | -144083.8806 | -146159.5143 | -145766.214 | -146242.4 | -146148.1548 | -146175.4938 | -145430.1606 | -146538.4256 | -140915.7834 | -135649.5601 | -135870.4655 | -7549.9209
P95 | -146859.1457 | -133374.3121 | -113860.3664 | -116199.8259 | -118003.9536 | -123618.5312 | -126347.5612 | -126296.8709 | -127895.0981 | -132321.0284 | -131254.5094 | -132557.9632 | -132726.9894 | -130244.4494 | -134082.552 | -128714.8963 | -124062.9292 | -125091.238 | -5970.2855
2018 Small QF - Aggregated Hydro Index
NETPOS - Net Position (MWh)
MEAN | 576.3671 | 576.7627 | 573.1266 | 209.7873
P5 | 576.3671 | 576.7627 | 573.1266 | 209.7873
P95 | 576.3671 | 576.7627 | 573.1266 | 209.7873
NETREVENUE - Net Revenue $
MEAN | -5880.5027 | -5777.4776 | -5771.1371 | -1996.8891
P5 | -7520.3332 | -7824.2515 | -7993.0346 | -2996.3609
P95 | -4037.543 | -3530.4998 | -3198.4909 | -765.4907
2018 Small QF - Aggregated Wind Fixed
NETPOS - Net Position (MWh)
MEAN | 13117.2031 | 13101.2922 | 13072.5383 | 13034.103 | 13123.8658 | 13108.6284 | 8176.9863 | 2339.9749 | 2332.4948 | 2350.5312 | 2337.1002 | 2341.5604 | 2340.3501 | 2328.1365 | 2325.4481 | 2338.5313 | 2337.1002 | 2338.8218 | 2339.9749 | 2332.4948
P5 | 13117.2031 | 13101.2922 | 13072.5383 | 13034.103 | 13123.8658 | 13108.6284 | 8176.9863 | 2339.9749 | 2332.4948 | 2350.5312 | 2337.1002 | 2341.5604 | 2340.3501 | 2328.1365 | 2325.4481 | 2338.5313 | 2337.1002 | 2338.8218 | 2339.9749 | 2332.4948
P95 | 13117.2031 | 13101.2922 | 13072.5383 | 13034.103 | 13123.8658 | 13108.6284 | 8176.9863 | 2339.9749 | 2332.4948 | 2350.5312 | 2337.1002 | 2341.5604 | 2340.3501 | 2328.1365 | 2325.4481 | 2338.5313 | 2337.1002 | 2338.8218 | 2339.9749 | 2332.4948
NETREVENUE - Net Revenue $
MEAN | -544745.9856 | -505441.4753 | -500387.3027 | -508441.3893 | -519729.8761 | -531597.0413 | -356941.4646 | -98843.9714 | -100808.0733 | -101518.946 | -100900.304 | -101039.5104 | -100971.7094 | -100401.654 | -100375.1014 | -100825.7351 | -100774.9452 | -100910.2088 | -100989.8787 | -100682.5857
P5 | -590796.8272 | -562292.4068 | -567125.3991 | -579905.1336 | -581895.978 | -587968.9896 | -393701.7816 | -107163.2667 | -109435.4872 | -108180.592 | -108850.4307 | -108956.7375 | -108409.4395 | -108145.4346 | -108151.94 | -108582.4497 | -107776.0033 | -108143.0821 | -107754.2888 | -108732.4571
P95 | -494255.828 | -441808.2573 | -425191.6684 | -429641.7362 | -443211.0947 | -475085.6669 | -323139.6879 | -85347.757 | -85699.6474 | -91814.3892 | -89659.6925 | -92125.0129 | -91577.3475 | -89078.0465 | -92882.7565 | -91792.9132 | -92453.0057 | -92757.1658 | -92458.692 | -93324.8927
2018 Small QF - Aggregated Wind Index
NETPOS - Net Position (MWh)
MEAN | 4596.2179 | 4612.8058 | 4579.4642 | 4604.2814 | 4606.1022 | 4594.1555 | 4617.699 | 4614.8682 | 4579.4642 | 4622.1473 | 4606.9523 | 4596.2179 | 4617.699 | 4573.731 | 4604.2814 | 4606.1022 | 4606.9523 | 4615.6366 | 4614.8682 | 4579.4642
P5 | 4596.2179 | 4612.8058 | 4579.4642 | 4604.2814 | 4606.1022 | 4594.1555 | 4617.699 | 4614.8682 | 4579.4642 | 4622.1473 | 4606.9523 | 4596.2179 | 4617.699 | 4573.731 | 4604.2814 | 4606.1022 | 4606.9523 | 4615.6366 | 4614.8682 | 4579.4642
P95 | 4596.2179 | 4612.8058 | 4579.4642 | 4604.2814 | 4606.1022 | 4594.1555 | 4617.699 | 4614.8682 | 4579.4642 | 4622.1473 | 4606.9523 | 4596.2179 | 4617.699 | 4573.731 | 4604.2814 | 4606.1022 | 4606.9523 | 4615.6366 | 4614.8682 | 4579.4642
NETREVENUE - Net Revenue $
MEAN | -241544.1933 | -232335.0681 | -229336.5437 | -234051.2303 | -237099.4454 | -241000.2848 | -246671.3236 | -250868.009 | -253500.6708 | -255984.4496 | -255374.2828 | -255053.5863 | -256421.6494 | -254047.1725 | -256310.3698 | -259787.8583 | -263545.2169 | -267970.6063 | -271721.4022 | -273389.9462
P5 | -256691.7746 | -250760.1514 | -249757.7682 | -257138.2176 | -256762.0862 | -258040.1712 | -264532.6396 | -264753.1275 | -267607.7482 | -267102.0079 | -267675.0826 | -267040.8573 | -267821.0704 | -266509.953 | -268658.3297 | -271982.0596 | -274912.77 | -279174.5721 | -282061.0512 | -286086.2763
P95 | -224763.1752 | -212456.0548 | -205421.7767 | -209807.9307 | -213149.9759 | -223952.6696 | -229830.3434 | -228726.3681 | -230995.6997 | -239617.1737 | -237506.6322 | -241197.713 | -241260.3748 | -235449.3592 | -244892.4976 | -245946.4575 | -250089.6182 | -255263.7931 | -258286.6515 | -261275.688
Physical Instrument - Total
NETPOS - Net Position (MWh)
MEAN | 63581.2321 | 63457.3753 | 62668.1606 | 62637.0482 | 62559.9736 | 52396.7482 | 34499.1276 | 28554.7235 | 28272.0552 | 28558.2677 | 28584.9185 | 28535.4855 | 28662.4914 | 12331.7077 | 9469.7445 | 9388.858 | 9301.0094 | 9312.9309 | 7068.3161 | 6911.9589
P5 | 63581.2321 | 63457.3753 | 62668.1606 | 62637.0482 | 62559.9736 | 52396.7482 | 34499.1276 | 28554.7235 | 28272.0552 | 28558.2677 | 28584.9185 | 28535.4855 | 28662.4914 | 12331.7077 | 9469.7445 | 9388.858 | 9301.0094 | 9312.9309 | 7068.3161 | 6911.9589
P95 | 63581.2321 | 63457.3753 | 62668.1606 | 62637.0482 | 62559.9736 | 52396.7482 | 34499.1276 | 28554.7235 | 28272.0552 | 28558.2677 | 28584.9185 | 28535.4855 | 28662.4914 | 12331.7077 | 9469.7445 | 9388.858 | 9301.0094 | 9312.9309 | 7068.3161 | 6911.9589
NETREVENUE - Net Revenue $
MEAN | -3519812.4931 | -3368198.0058 | -3308921.7839 | -3365400.1231 | -3413830.0211 | -2903036.3489 | -1945731.2822 | -1704686.4912 | -1716060.0504 | -1735046.0057 | -1737998.3072 | -1737620.891 | -1746768.8355 | -696787.0283 | -497046.3388 | -495792.5975 | -494787.5077 | -499544.861 | -379597.6098 | -374072.5319
P5 | -3720735.2657 | -3612828.2284 | -3582903.5253 | -3670552.3878 | -3669513.7726 | -3087728.426 | -2064987.4499 | -1775311.8167 | -1786620.3083 | -1795639.8608 | -1803083.9407 | -1799473.27 | -1806812.3675 | -727122.0043 | -523474.615 | -521480.2927 | -518552.1766 | -523517.5288 | -397430.7234 | -394942.5608
P95 | -3296282.0747 | -3103126.8109 | -2992746.8909 | -3048788.3295 | -3095546.8082 | -2723547.8651 | -1830251.8758 | -1597527.0552 | -1607670.7436 | -1650493.3484 | -1645536.9042 | -1662142.2315 | -1670024.2018 | -651373.1497 | -471924.5483 | -466151.7876 | -466780.6761 | -473001.4696 | -356190.127 | -354646.1588
Transmission Line
NETREVENUE - Net Revenue $
MEAN | -4253346.2486 | -3432660.1023 | -3584222.1546 | -815367.615 | -564867.7331 | -674993.4738 | -1187402.5393 | -1321930.036 | -1753545.7059 | -1913778.2402 | -2747850.9794 | -2855323.2986 | -2964179.4719 | -3050062.7503 | -3245962.5555 | -3672613.1301 | -4484251.7277 | -4703303.8918 | -5235754.4696 | -5677320.3221
P5 | -5400338.5031 | -4462215.6007 | -4754323.787 | -1193175.4483 | -924299.5171 | -1049340.2371 | -1685679.2766 | -1846893.5166 | -2266423.2938 | -2484542.5803 | -3577153.1592 | -3690763.1766 | -3829356.6851 | -3975281.2004 | -4034846.5329 | -4650693.2138 | -5507932.3107 | -5608898.6766 | -6296765.4788 | -6826718.375
P95 | -3294137.1444 | -2523487.5022 | -2466826.652 | -487199.6362 | -317193.4847 | -354219.4547 | -806446.4486 | -860179.6559 | -1223177.5128 | -1408759.1755 | -1976121.4007 | -2121584.2341 | -2185994.8795 | -2322210.8988 | -2486664.5829 | -2908284.239 | -3622974.652 | -3791289.294 | -4177303.3564 | -4627589.9955
Wind Asset
15597: New 2022JAN IRP Wind - GF #1
NETPOS - Net Position (MWh)
MEAN |  |  |  | 172722.0067 | 173535.0416 | 172919.4962 | 173944.1979 | 174034.4075 | 173112.8173 | 174167.3099 | 173049.1794 | 173113.4526 | 173861.365 | 172591.2523 | 172893.0974 | 173678.7327 | 172720.9761 | 173788.7402 | 173988.1048 | 173504.1868
P5 |  |  |  | 154855.8377 | 157789.0426 | 155306.0165 | 157994.3018 | 156288.0459 | 155648.0548 | 156370.1988 | 155241.4917 | 157173.4709 | 158619.8883 | 157207.9581 | 157075.8231 | 158282.6306 | 155682.0206 | 158027.3719 | 157171.8909 | 159261.484
P95 |  |  |  | 187915.284 | 188804.7271 | 188308.3402 | 190971.5781 | 192299.6335 | 192826.2717 | 192408.1617 | 190448.2866 | 188063.5531 | 189911.351 | 190776.7259 | 188711.4139 | 189243.2196 | 187598.5543 | 189203.9613 | 191187.8625 | 187308.7771
NETREVENUE - Net Revenue $
MEAN |  | -124.298 | -128.0494 | 2186754.2567 | 2109500.0989 | 1938690.8815 | 1778871.2811 | 1628098.2287 | 1437525.2296 | 1469012.1894 | 1455784.8742 | 1449875.0274 | 1449889.3281 | 1444584.0798 | 1441503.8456 | 1441984.0561 | 1434546.4328 | 1429975.1725 | 1435940.9774 | 1427491.1278
P5 |  | -124.298 | -128.0494 | 1227478.144 | 1182828.6601 | 1187807.0584 | 1004169.9539 | 948120.5429 | 793669.8278 | 934423.5395 | 840987.4237 | 832546.7551 | 917128.2309 | 851078.9788 | 896884.7352 | 928098.5391 | 929663.9169 | 871401.0542 | 932203.0421 | 825247.438
P95 |  | -124.298 | -128.0494 | 3321029.6674 | 3156553.519 | 2719766.3188 | 2601530.3423 | 2572930.164 | 2475081.7075 | 2241489.0985 | 2289993.3099 | 2113463.9583 | 2136222.8956 | 2278803.1189 | 2034256.8481 | 2058023.4625 | 2024930.549 | 2142345.4877 | 2216853.9301 | 2001138.5175
15597: New 2022JAN IRP Wind - GF #2
NETPOS - Net Position (MWh)
MEAN |  |  |  | 172722.0067 | 173535.0416 | 172919.4962 | 173944.1979 | 174034.4075 | 173112.8173 | 174167.3099 | 173049.1794 | 173113.4526 | 173861.365 | 172591.2523 | 172893.0974 | 173678.7327 | 172720.9761 | 173788.7402 | 173988.1048 | 173504.1868
P5 |  |  |  | 154855.8377 | 157789.0426 | 155306.0165 | 157994.3018 | 156288.0459 | 155648.0548 | 156370.1988 | 155241.4917 | 157173.4709 | 158619.8883 | 157207.9581 | 157075.8231 | 158282.6306 | 155682.0206 | 158027.3719 | 157171.8909 | 159261.484
P95 |  |  |  | 187915.284 | 188804.7271 | 188308.3402 | 190971.5781 | 192299.6335 | 192826.2717 | 192408.1617 | 190448.2866 | 188063.5531 | 189911.351 | 190776.7259 | 188711.4139 | 189243.2196 | 187598.5543 | 189203.9613 | 191187.8625 | 187308.7771
NETREVENUE - Net Revenue $
MEAN |  | -124.298 | -128.0494 | 2186754.2567 | 2109500.0989 | 1938690.8815 | 1778871.2811 | 1628098.2287 | 1437525.2296 | 1469012.1894 | 1455784.8742 | 1449875.0274 | 1449889.3281 | 1444584.0798 | 1441503.8456 | 1441984.0561 | 1434546.4328 | 1429975.1725 | 1435940.9774 | 1427491.1278
P5 |  | -124.298 | -128.0494 | 1227478.144 | 1182828.6601 | 1187807.0584 | 1004169.9539 | 948120.5429 | 793669.8278 | 934423.5395 | 840987.4237 | 832546.7551 | 917128.2309 | 851078.9788 | 896884.7352 | 928098.5391 | 929663.9169 | 871401.0542 | 932203.0421 | 825247.438
P95 |  | -124.298 | -128.0494 | 3321029.6674 | 3156553.519 | 2719766.3188 | 2601530.3423 | 2572930.164 | 2475081.7075 | 2241489.0985 | 2289993.3099 | 2113463.9583 | 2136222.8956 | 2278803.1189 | 2034256.8481 | 2058023.4625 | 2024930.549 | 2142345.4877 | 2216853.9301 | 2001138.5175
IRP 2018 71 Ranch Wind
NETPOS - Net Position (MWh)
MEAN | 4950.395 | 4947.8239 | 4922.6209 | 4886.7561 | 4904.7132 | 4964.9544 | 4918.0774 | 4920.6824 | 4924.5656 | 4976.1618 | 4931.2482 | 4913.1189 | 4933.8104 | 4936.4468 | 4913.8922 | 4919.3146 | 4918.3049 | 4939.3365 | 4912.055 | 4917.133
P5 | 4558.2693 | 4563.2284 | 4562.91 | 4540.9216 | 4555.0934 | 4602.6852 | 4587.6857 | 4560.6443 | 4612.0425 | 4607.0644 | 4510.9402 | 4562.1297 | 4529.0485 | 4567.8184 | 4568.3127 | 4573.2636 | 4527.6596 | 4639.2422 | 4535.2647 | 4536.5999
P95 | 5348.6138 | 5257.6516 | 5240.1147 | 5208.8472 | 5309.7032 | 5336.6107 | 5251.2877 | 5251.646 | 5246.4469 | 5305.9266 | 5284.1815 | 5402.8546 | 5355.3523 | 5244.7113 | 5247.9203 | 5299.6356 | 5338.2857 | 5300.2253 | 5283.1911 | 5308.9172
NETREVENUE - Net Revenue $
MEAN | -215909.3724 | -200919.0714 | -198354.4798 | -201223.121 | -204054.2716 | -211719.2894 | -214239.5796 | -218784.7549 | -223647.3646 | -225773.203 | -223647.5771 | -223167.5012 | -224334.0628 | -223588.4638 | -223094.2062 | -223127.1368 | -223159.4583 | -224706.0849 | -223520.7752 | -223281.9282
P5 | -240860.3795 | -229987.6034 | -229509.1286 | -232315.3143 | -237390.6315 | -246065.2466 | -243288.7624 | -248830.2161 | -250526.2771 | -254437.2582 | -246936.3238 | -256818.1064 | -252535.5845 | -246151.0657 | -248162.8645 | -249415.8051 | -246913.5293 | -245570.6405 | -243760.4873 | -247927.3656
P95 | -192830.2512 | -174387.9653 | -167997.0886 | -165862.257 | -170855.6538 | -179563.5224 | -182774.5622 | -188522.6506 | -190576.0433 | -202062.9126 | -194553.8144 | -194946.1297 | -196398.8506 | -197318.6253 | -200155.0775 | -199892.0529 | -195640.9264 | -200757.2639 | -194858.8538 | -204012.8678
IRP 2018 Big Timber Wind
NETPOS - Net Position (MWh)
MEAN | 36798.0814 | 36767.5575 | 36629.941 | 36409.6338 | 36615.4993 | 36717.0875 | 36669.4211 | 36548.1668 | 36654.3326 | 36912.7159 | 36404.4295 | 36667.6806 | 36669.1307 | 36617.9268 | 36520.6176 | 36517.934 | 36487.7738 | 36757.6431 | 36717.242 | 36534.7713
P5 | 33618.7087 | 34064.6592 | 33896.1283 | 33316.1534 | 33351.1346 | 33939.4386 | 33394.1803 | 33753.136 | 33885.8368 | 33342.6426 | 33746.5204 | 33422.1767 | 33464.6908 | 33153.4878 | 33647.8478 | 33222.1748 | 33436.0043 | 33651.32 | 33752.6844 | 33488.2322
P95 | 40058.3339 | 39331.8838 | 39707.395 | 39187.2006 | 39820.0298 | 39972.8301 | 39350.2829 | 39928.3297 | 40036.152 | 40398.9663 | 39192.4058 | 39821.3054 | 40070.7805 | 40091.058 | 39723.2161 | 39549.1971 | 39963.8739 | 39679.5686 | 39417.5978 | 40093.1394
NETREVENUE - Net Revenue $
MEAN | -1300517.5288 | -1194014.3033 | -1180547.9788 | -1200890.0611 | -1224229.3974 | -1266081.3154 | -1298993.2069 | -1328637.0263 | -1366894.3358 | -1372923.0106 | -1355754.6163 | -1365395.9806 | -1365875.5235 | -1361780.5771 | -1365032.278 | -1361718.5253 | -1362114.3876 | -1374627.5923 | -1373745.1645 | -1367912.3086
P5 | -1488154.0015 | -1416884.2936 | -1383986.152 | -1446224.8741 | -1425200.1165 | -1510322.755 | -1516801.7622 | -1496804.2444 | -1579332.8589 | -1528738.7296 | -1511389.4272 | -1520692.5399 | -1525241.7213 | -1556507.0973 | -1530117.3431 | -1519958.3615 | -1535524.4146 | -1534929.7185 | -1531826.6576 | -1551413.187
P95 | -1127187.3156 | -995866.6464 | -947269.8038 | -966383.6681 | -985606.5118 | -1071386.0724 | -1081041.6143 | -1167622.8297 | -1089687.5358 | -1153438.1185 | -1177440.0166 | -1158733.1307 | -1164360.8294 | -1167399.9987 | -1203889.2376 | -1174764.8758 | -1180927.5112 | -1205627.3086 | -1218408.1099 | -1193101.7831
IRP 2018 Crazy Mountain
NETPOS - Net Position (MWh)
MEAN |  | 105796.6117 | 104900.1798 | 104629.5897 | 105415.551 | 105760.9236 | 105842.3901 | 105814.3802 | 105016.1489 | 106553.508 | 105277.8688 | 105094.1911 | 105392.3495 | 105294.9071 | 104919.0901 | 105562.0159 | 104915.4506 | 105720.5696 | 105636.4163 | 105389.2424
P5 |  | 98768.8396 | 95131.0026 | 94651.2359 | 97382.0355 | 95178.1907 | 97359.5762 | 94966.296 | 94060.4319 | 97583.2516 | 93784.5106 | 94326.857 | 95429.3091 | 96205.2658 | 94920.1577 | 96199.0277 | 95349.3126 | 96094.3241 | 95744.0209 | 97819.1024
P95 |  | 114824.8614 | 114413.2194 | 113902.0161 | 116654.7839 | 113961.3889 | 116362.2328 | 116784.2726 | 116309.0298 | 117483.0382 | 116659.3759 | 114062.8488 | 113547.3666 | 114895.9041 | 114790.5119 | 116842.573 | 114766.2679 | 116243.18 | 118394.4045 | 113281.5826
NETREVENUE - Net Revenue $
MEAN |  | -2517817.5022 | -2450204.7067 | -2539571.1392 | -2603343.424 | -2710737.1974 | -2818186.2233 | -2911095.6278 | -2996337.9259 | -3021260.7286 | -2976124.9851 | -2976016.6279 | -2994877.6741 | -2980747.5594 | -2981462.9242 | -2990983.619 | -2974584.791 | -3005855.4026 | -3002201.5142 | -2993703.9996
P5 |  | -3087717.9574 | -3059145.2298 | -3156269.9576 | -3144447.9028 | -3392947.5361 | -3335230.3954 | -3450651.4625 | -3581577.1907 | -3542046.4873 | -3586596.8682 | -3414130.7056 | -3493533.7907 | -3485589.6432 | -3422656.1429 | -3462800.5373 | -3478030.6109 | -3559496.9638 | -3509099.1483 | -3439429.507
P95 |  | -1929045.9018 | -1795702.3624 | -1942256.2178 | -1980072.7456 | -2088797.3947 | -2262398.4529 | -2332847.05 | -2267574.4143 | -2494157.0236 | -2446321.4155 | -2419038.6399 | -2430683.5186 | -2545854.4996 | -2462974.9285 | -2507537.7204 | -2416382.4668 | -2512852.9266 | -2492808.926 | -2523940.8329
IRP 2018 DA Wind
NETPOS - Net Position (MWh)
MEAN | 4950.395 | 4947.8239 | 4922.6209 | 4886.7561 | 4904.7132 | 4964.9544 | 4918.0774 | 4920.6824 | 4924.5656 | 4976.1618 | 4931.2482 | 4913.1189 | 4933.8104 | 4936.4468 | 4913.8922 | 4919.3146 | 4918.3049 | 4939.3365 | 4912.055 | 4917.133
P5 | 4558.2693 | 4563.2284 | 4562.91 | 4540.9216 | 4555.0934 | 4602.6852 | 4587.6857 | 4560.6443 | 4612.0425 | 4607.0644 | 4510.9402 | 4562.1297 | 4529.0485 | 4567.8184 | 4568.3127 | 4573.2636 | 4527.6596 | 4639.2422 | 4535.2647 | 4536.5999
P95 | 5348.6138 | 5257.6516 | 5240.1147 | 5208.8472 | 5309.7032 | 5336.6107 | 5251.2877 | 5251.646 | 5246.4469 | 5305.9266 | 5284.1815 | 5402.8546 | 5355.3523 | 5244.7113 | 5247.9203 | 5299.6356 | 5338.2857 | 5300.2253 | 5283.1911 | 5308.9172
NETREVENUE - Net Revenue $
MEAN | -215909.3724 | -200919.0714 | -198354.4798 | -201223.121 | -204054.2716 | -211719.2894 | -214239.5796 | -218784.7549 | -223647.3646 | -225773.203 | -223647.5771 | -223167.5012 | -224334.0628 | -223588.4638 | -223094.2062 | -223127.1368 | -223159.4583 | -224706.0849 | -223520.7752 | -223281.9282
P5 | -240860.3795 | -229987.6034 | -229509.1286 | -232315.3143 | -237390.6315 | -246065.2466 | -243288.7624 | -248830.2161 | -250526.2771 | -254437.2582 | -246936.3238 | -256818.1064 | -252535.5845 | -246151.0657 | -248162.8645 | -249415.8051 | -246913.5293 | -245570.6405 | -243760.4873 | -247927.3656
P95 | -192830.2512 | -174387.9653 | -167997.0886 | -165862.257 | -170855.6538 | -179563.5224 | -182774.5622 | -188522.6506 | -190576.0433 | -202062.9126 | -194553.8144 | -194946.1297 | -196398.8506 | -197318.6253 | -200155.0775 | -199892.0529 | -195640.9264 | -200757.2639 | -194858.8538 | -204012.8678
IRP 2018 Fairfield
NETPOS - Net Position (MWh)
MEAN | 13073.5062 | 13079.8976 | 12967.2624 | 12918.9089 | 13033.8348 | 13051.6085 | 13011.4417 | 12964.583 | 12993.1433 | 13189.8455 | 12961.1649 | 13035.775 | 13010.2274 | 13016.5348 | 12951.6033
P5 | 11676.6018 | 11816.9461 | 11588.55 | 11745.6016 | 11603.3277 | 11807.3595 | 11711.7825 | 11626.64 | 11673.2029 | 11875.7434 | 11613.3495 | 11599.8315 | 11532.4637 | 11395.9924 | 11787.3601
P95 | 14424.3417 | 14252.3112 | 14188.8306 | 14123.2182 | 14373.3871 | 14431.1578 | 14261.1462 | 14160.9463 | 14350.3352 | 14643.4331 | 14255.4657 | 14336.053 | 14511.1974 | 14381.3098 | 14214.8344
NETREVENUE - Net Revenue $
MEAN | -682848.6757 | -643863.3738 | -635112.075 | -641470.1748 | -654438.2279 | -668648.8306 | -678713.7464 | -688033.1567 | -702453.9765 | -711296.9776 | -698707.4532 | -702687.9459 | -701944.8927 | -701141.5039 | -699808.6018
P5 | -771775.4581 | -741677.522 | -743412.2577 | -728227.8701 | -751069.2589 | -765892.0095 | -765796.2357 | -771479.5739 | -796710.8664 | -783493.0189 | -787594.6619 | -790851.6824 | -801002.2808 | -789358.9069 | -786154.4352
P95 | -598444.2069 | -553470.535 | -538948.1884 | -557322.7153 | -547442.9968 | -577629.7849 | -584698.2148 | -600338.2397 | -587413.7212 | -617875.9898 | -624145.8699 | -597373.5211 | -614950.1568 | -598923.257 | -613374.5476
IRP 2018 Gordon Butte
NETPOS - Net Position (MWh)
MEAN | 17262.0569 | 17252.7027 | 17148.8284 | 17109.0065 | 17208.1689 | 17232.6768 | 17210.706 | 17158.9008 | 17196.9192 | 17365.3645 | 17121.6597 | 17219.2942 | 17201.0951 | 17197.2804 | 17118.4084 | 17157.3665 | 17125.7606 | 5208.7503
P5 | 15669.0781 | 16002.8957 | 15824.9586 | 15769.5022 | 15830.8188 | 16019.8957 | 15868.3799 | 15764.1291 | 15845.1719 | 16002.6693 | 15698.8433 | 15700.501 | 15767.2228 | 15785.7466 | 15912.9434 | 15676.7464 | 15803.8311 | 4566.2437
P95 | 18774.5797 | 18579.7346 | 18346.3124 | 18292.7805 | 18513.6934 | 18463.7946 | 18534.4422 | 18539.1682 | 18526.5766 | 18743.191 | 18448.5677 | 18770.8325 | 18687.2606 | 18395.4696 | 18216.7524 | 18331.838 | 18326.2199 | 5843.8483
NETREVENUE - Net Revenue $
MEAN | -1009809.9076 | -957444.819 | -947587.9105 | -958875.824 | -972638.5594 | -991628.0639 | -1006376.5012 | -1018507.6021 | -1037838.0835 | -1046399.088 | -1031533.2994 | -1036509.788 | -1036714.9556 | -1034982.7299 | -1033181.1647 | -1033713.2812 | -1031883.0191 | -302264.2888
P5 | -1126731.3554 | -1075731.4428 | -1070940.4945 | -1069809.8251 | -1090961.7587 | -1114271.6624 | -1130498.634 | -1119797.9717 | -1159471.19 | -1147904.8347 | -1135012.0012 | -1131590.1381 | -1147948.595 | -1144070.3021 | -1130632.9232 | -1129637.0287 | -1131611.7991 | -346363.8697
P95 | -912874.4999 | -838094.7442 | -820190.0638 | -852146.7645 | -838026.0882 | -877611.4688 | -881440.4311 | -924895.1103 | -891078.0956 | -928358.9497 | -923501.1597 | -907981.8748 | -921381.9001 | -924912.701 | -933312.4903 | -930047.2574 | -935130.2186 | -250681.5077
IRP 2018 Greenfield
NETPOS - Net Position (MWh)
MEAN | 34972.4324 | 34867.1826 | 34894.2814 | 34777.2644 | 35040.3026 | 34761.9337 | 34897.8656 | 34816.2126 | 34941.4675 | 35118.0995 | 34706.5804 | 34865.7413 | 34890.1154 | 34850.2507 | 34828.5218 | 34900.144 | 34801.0126 | 34967.6954 | 35015.274 | 34849.6133
P5 | 32034.4723 | 32309.3138 | 31513.384 | 31885.7874 | 31868.2121 | 31804.4077 | 31712.2393 | 31555.9379 | 31902.9255 | 32303.8846 | 31616.4426 | 31435.1148 | 31459.7754 | 31353.0992 | 32212.1255 | 31902.2446 | 32047.466 | 31873.0889 | 31601.1521 | 31976.4925
P95 | 38320.6027 | 37394.3454 | 38021.4007 | 37881.4399 | 38390.6809 | 37862.5943 | 37679.9798 | 38024.2919 | 38367.8671 | 38237.321 | 37717.7489 | 37492.2606 | 38109.5838 | 37986.9172 | 37201.863 | 37889.7664 | 38345.6655 | 37831.6082 | 38038.4984 | 38118.2039
NETREVENUE - Net Revenue $
MEAN | -1529991.9031 | -1420076.1816 | -1413359.3329 | -1431681.7771 | -1463504.9412 | -1487480.8357 | -1525270.2955 | -1553423.4697 | -1593281.2972 | -1599459.2851 | -1580857.2402 | -1586748.2571 | -1590011.1128 | -1584342.1024 | -1589712.0379 | -1590817.0134 | -1586978.1863 | -1595797.7063 | -1598036.4013 | -1592090.1091
P5 | -1732646.3135 | -1628090.4062 | -1625984.8414 | -1646647.2384 | -1681409.887 | -1711975.6125 | -1752333.6466 | -1770676.2515 | -1844198.5541 | -1782762.2127 | -1741254.9461 | -1770868.6989 | -1776248.4606 | -1798505.7541 | -1748565.4667 | -1763865.415 | -1788709.6563 | -1791256.5001 | -1785073.4329 | -1786550.8778
P95 | -1330615.3424 | -1207067.8336 | -1194461.8803 | -1187204.0547 | -1209775.7742 | -1261759.3301 | -1310577.031 | -1355011.803 | -1294088.088 | -1367055.0703 | -1395094.8696 | -1360086.6122 | -1360977.1868 | -1393566.7181 | -1432398.9784 | -1393016.4805 | -1426665.7824 | -1397122.0243 | -1447883.1747 | -1440543.5394
IRP 2018 Judith Gap
NETPOS - Net Position (MWh)
MEAN | 196830.5494 | 196573.776 | 195747.7193 | 195125.8532 | 196353.0226 | 196045.7687 | 195851.2396 | 195111.0103
P5 | 175392.3612 | 181877.6091 | 176837.2007 | 179213.0703 | 179878.2919 | 177939.4287 | 179813.0455 | 179333.0835
P95 | 216839.0844 | 210381.367 | 211335.4922 | 214661.6878 | 215610.0725 | 215969.901 | 212836.6371 | 213263.7449
NETREVENUE - Net Revenue $
MEAN | -2231354.3628 | -1642847.4479 | -1583059.7555 | -1732849.2788 | -1830874.621 | -2026139.2675 | -2209568.4237 | -2374172.6607
P5 | -3000416.5327 | -2661449.0451 | -2610576.6629 | -2901095.8634 | -2868019.4842 | -3001400.4978 | -3199771.4701 | -3154428.0326
P95 | -1471688.3407 | -632099.8497 | -329717.2339 | -570405.7971 | -672310.4975 | -1093299.6828 | -1315461.0625 | -1447249.9144
IRP 2018 Musselshell 1
NETPOS - Net Position (MWh)
MEAN | 10630.7646 | 10649.9964 | 10543.2072 | 10483.9477 | 10589.388 | 10626.8136 | 10549.0239 | 10509.0316 | 10551.7037 | 10753.5475 | 10528.9103 | 10591.7523 | 10558.7862 | 10620.4311 | 10521.7511 | 10561.3012 | 10538.5312 | 3427.0219
P5 | 9452.1011 | 9656.4419 | 9291.4568 | 9415.138 | 9444.4135 | 9494.2692 | 9535.6856 | 9384.5164 | 9496.821 | 9664.3558 | 9576.7101 | 9409.1123 | 9315.8855 | 9361.1788 | 9583.1671 | 9288.5811 | 9420.9642 | 2843.434
P95 | 11831.1398 | 11785.8947 | 11615.1925 | 11731.593 | 11740.703 | 11917.8741 | 11604.0866 | 11730.29 | 11756.7761 | 11964.3144 | 11754.4179 | 11680.4202 | 11890.8065 | 11716.0014 | 11373.5137 | 11776.6776 | 11583.5867 | 4041.8357
NETREVENUE - Net Revenue $
MEAN | -625232.8555 | -594093.7968 | -585343.3584 | -589518.2468 | -601035.3527 | -613601.1574 | -619227.3506 | -626394.3698 | -639451.4302 | -649910.0381 | -636146.5182 | -639724.4075 | -638534.6552 | -640925.37 | -637262.513 | -638567.067 | -637259.8566 | -199626.6972
P5 | -709520.2821 | -671259.2729 | -670487.5295 | -667210.8152 | -684034.1689 | -708832.7319 | -693785.2455 | -703582.695 | -727356.416 | -729676.3931 | -716980.3266 | -710033.5923 | -726123.7119 | -715755.3614 | -711629.7606 | -719432.0741 | -716579.4671 | -234653.7395
P95 | -552963.8202 | -508912.3686 | -495904.563 | -507446.4188 | -506390.4809 | -525779.3612 | -526128.7779 | -560557.9917 | -557747.5782 | -554137.9491 | -560910.3404 | -553079.4533 | -553693.8253 | -553713.705 | -582828.8759 | -553542.1708 | -568856.7742 | -160554.0336
IRP 2018 Musselshell 2
NETPOS - Net Position (MWh)
MEAN | 12733.7511 | 12695.9165 | 12628.776 | 12576.8982 | 12692.0807 | 12665.4966 | 12649.6702 | 12610.445 | 12642.1521 | 12803.1467 | 12618.8267 | 12686.5061 | 12655.0157 | 12653.4589 | 12606.3304 | 12655.0257 | 12629.573 | 3896.8489
P5 | 11368.173 | 11598.4384 | 11156.1888 | 11394.5152 | 11419.2032 | 11366.6614 | 11493.8254 | 11383.4391 | 11509.0176 | 11717.4526 | 11444.8801 | 11475.5393 | 11261.3263 | 11271.364 | 11652.2242 | 11246.1208 | 11446.0098 | 3296.7739
P95 | 14050.2632 | 13933.3819 | 13790.2317 | 13874.7704 | 13996.5911 | 14167.6492 | 13854.4381 | 14013.5693 | 13914.6712 | 14086.7744 | 13881.8805 | 13866.3347 | 14101.6733 | 13794.9346 | 13617.7768 | 13931.6621 | 13692.3337 | 4553.1272
NETREVENUE - Net Revenue $
MEAN | -749825.959 | -709008.376 | -701894.1251 | -707968.0924 | -721408.7577 | -732485.144 | -743577.7326 | -752594.4331 | -767309.8489 | -775379.2168 | -763808.5485 | -767517.8305 | -766867.9024 | -765407.583 | -764828.9327 | -766755.251 | -765304.4538 | -227453.6076
P5 | -851069.6618 | -794523.8722 | -791754.2524 | -799400.0411 | -817823.1071 | -837905.3294 | -837127.2741 | -838325.2202 | -867735.2586 | -859569.1335 | -853001.5129 | -846243.7147 | -865957.7738 | -847823.3827 | -850077.2372 | -853647.0017 | -844503.8516 | -263358.6896
P95 | -662874.7092 | -613614.6687 | -599535.9588 | -610496.5768 | -613609.8224 | -628223.332 | -629578.0062 | -674747.2114 | -676352.9076 | -667294.927 | -676820.6482 | -666116.1522 | -669689.5393 | -664414.7638 | -701241.1817 | -669484.5936 | -690918.1727 | -186305.6329
IRP 2018 Oversight Wind
NETPOS - Net Position (MWh)
MEAN | 4950.395 | 4947.8239 | 4922.6209 | 4886.7561 | 4904.7132 | 4964.9544 | 4918.0774 | 4920.6824 | 4924.5656 | 4976.1618 | 4931.2482 | 4913.1189 | 4933.8104 | 4936.4468 | 4913.8922 | 4919.3146 | 4918.3049 | 4939.3365 | 4912.055 | 4917.133
P5 | 4558.2693 | 4563.2284 | 4562.91 | 4540.9216 | 4555.0934 | 4602.6852 | 4587.6857 | 4560.6443 | 4612.0425 | 4607.0644 | 4510.9402 | 4562.1297 | 4529.0485 | 4567.8184 | 4568.3127 | 4573.2636 | 4527.6596 | 4639.2422 | 4535.2647 | 4536.5999
P95 | 5348.6138 | 5257.6516 | 5240.1147 | 5208.8472 | 5309.7032 | 5336.6107 | 5251.2877 | 5251.646 | 5246.4469 | 5305.9266 | 5284.1815 | 5402.8546 | 5355.3523 | 5244.7113 | 5247.9203 | 5299.6356 | 5338.2857 | 5300.2253 | 5283.1911 | 5308.9172
NETREVENUE - Net Revenue $
MEAN | -215909.3724 | -200919.0714 | -198354.4798 | -201223.121 | -204054.2716 | -211719.2894 | -214239.5796 | -218784.7549 | -223647.3646 | -225773.203 | -223647.5771 | -223167.5012 | -224334.0628 | -223588.4638 | -223094.2062 | -223127.1368 | -223159.4583 | -224706.0849 | -223520.7752 | -223281.9282
P5 | -240860.3795 | -229987.6034 | -229509.1286 | -232315.3143 | -237390.6315 | -246065.2466 | -243288.7624 | -248830.2161 | -250526.2771 | -254437.2582 | -246936.3238 | -256818.1064 | -252535.5845 | -246151.0657 | -248162.8645 | -249415.8051 | -246913.5293 | -245570.6405 | -243760.4873 | -247927.3656
P95 | -192830.2512 | -174387.9653 | -167997.0886 | -165862.257 | -170855.6538 | -179563.5224 | -182774.5622 | -188522.6506 | -190576.0433 | -202062.9126 | -194553.8144 | -194946.1297 | -196398.8506 | -197318.6253 | -200155.0775 | -199892.0529 | -195640.9264 | -200757.2639 | -194858.8538 | -204012.8678
IRP 2018 South Peak Wind 80 MW
NETPOS - Net Position (MWh)
MEAN | 19298.522 | 129000.9698 | 128442.356 | 127622.9114 | 128893.2176 | 128919.6386 | 128432.6236 | 128119.672 | 128611.9198 | 130167.8836 | 127926.2673 | 128599.7231 | 128474.8483 | 128979.6452 | 127771.9007 | 109062.4434
P5 | 15531.6149 | 118971.3189 | 116202.4988 | 117170.5888 | 120001.9654 | 119196.4188 | 119076.0329 | 117691.134 | 118546.2044 | 119906.9604 | 118354.3987 | 117489.8295 | 117268.9898 | 116656.0956 | 118402.6344 | 96327.1664
P95 | 22409.4282 | 138869.0803 | 139049.7763 | 138526.6712 | 140770.5444 | 140011.0554 | 138874.3033 | 139421.7358 | 139099.0151 | 140736.0214 | 137896.6045 | 138822.7748 | 139253.8496 | 138979.362 | 137684.1503 | 119750.3927
NETREVENUE - Net Revenue $
MEAN | -121736.3924 | -1098492.3574 | -1061927.8935 | -1158613.7852 | -1228692.5083 | -1354816.6187 | -1473524.3182 | -1584157.8876 | -1714683.9822 | -1721185.2559 | -1689260.2978 | -1688553.6098 | -1696784.9162 | -1688868.7701 | -1696163.7965 | -1566598.5693
P5 | -218572.1299 | -1756286.8057 | -1756635.1195 | -1941200.0975 | -1899128.3008 | -2058005.8206 | -2145494.091 | -2088998.3206 | -2242053.0117 | -2209035.405 | -2167050.2102 | -2161459.8432 | -2142342.0254 | -2171654.8506 | -2180040.0763 | -1963004.7837
P95 | -21159.331 | -428437.7283 | -243345.4998 | -385698.243 | -475099.6069 | -710580.4716 | -860085.3914 | -983893.1895 | -796619.7683 | -1215967.6891 | -1000272.5537 | -1052608.7099 | -1117878.9674 | -993971.0971 | -1276023.7259 | -1164845.1063
IRP 2018 Spion Kop
NETPOS - Net Position (MWh)
MEAN | 57023.5085 | 56871.7943 | 56600.7363 | 56367.5581 | 56811.5315 | 56795.2876 | 56742.5143 | 56561.8407 | 56674.7468 | 57387.1285 | 56483.8614 | 56841.102 | 56737.79 | 56658.457 | 56498.2291 | 56659.2782 | 56523.1747 | 56846.7713 | 56872.3257 | 56541.4309
P5 | 50694.7191 | 52221.7873 | 50791.3694 | 51555.6697 | 51966.1964 | 51476.7202 | 51639.2294 | 50643.1307 | 51868.6295 | 52335.4206 | 51598.9908 | 51547.1802 | 51056.2584 | 50380.1117 | 52035.6097 | 50512.315 | 51249.8178 | 51790.3345 | 51729.1499 | 51632.9838
P95 | 62567.8728 | 61951.6965 | 61441.6931 | 62211.8443 | 62001.1434 | 62915.754 | 61545.5689 | 62515.9322 | 61452.2815 | 63467.3985 | 61353.215 | 61423.34 | 62669.9413 | 61384.3558 | 60782.9753 | 62470.8749 | 61377.7461 | 61845.9986 | 61313.1974 | 62470.149
NETREVENUE - Net Revenue $
MEAN | 612175.0406 | 780896.9669 | 792227.2819 | 747030.4648 | 722067.215 | 663864.7386 | 611064.9762 | 558256.3101 | 503472.5745 | 516872.6829 | 510645.9581 | 516009.082 | 510740.5221 | 515603.5436 | 504854.3168 | 510933.8459 | 509711.9913 | 508937.5402 | 508355.9459 | 504170.4084
P5 | 373108.3779 | 505699.4737 | 485529.2985 | 422950.2516 | 427462.6136 | 421448.9595 | 352823.7115 | 341014.5979 | 319298.8732 | 335509.5107 | 314590.3209 | 295375.5394 | 341374.1091 | 320259.1225 | 320080.8865 | 320784.276 | 332877.6308 | 341288.0615 | 346477.7141 | 309796.8153
P95 | 821479.6327 | 1079792.3749 | 1142576.6983 | 1127931.2651 | 1104314.4455 | 929871.504 | 851915.3001 | 885940.5549 | 845489.48 | 775110.9441 | 795221.4693 | 710849.827 | 735603.5893 | 853387.2347 | 723767.5167 | 743010.4176 | 734355.3048 | 728947.6895 | 732969.2147 | 738800.1251
IRP 2018 Stillwater Wind
NETPOS - Net Position (MWh)
MEAN | 123818.6135 | 123522.0486 | 123796.9478 | 122887.2311 | 123865.983 | 124281.2988 | 123925.5593 | 123608.5632 | 123230.7651 | 124915.7564 | 123911.9455 | 124215.5824 | 123689.3976 | 123484.5558 | 123103.0339 | 124144.1562 | 123929.6712 | 124310.9697 | 123692.4848 | 123855.5789
P5 | 111398.4856 | 112768.0202 | 111190.6722 | 111935.3277 | 110813.7605 | 112638.8656 | 111157.832 | 110812.9844 | 112847.5302 | 113589.5184 | 111718.5927 | 114554.2075 | 109804.106 | 112030.797 | 112533.2917 | 112685.8751 | 111041.3043 | 112046.8424 | 113127.1639 | 112144.2507
P95 | 135699.7127 | 134503.8501 | 134657.8424 | 136274.546 | 136228.0607 | 135228.7047 | 135366.9452 | 137214.5618 | 136294.0218 | 136746.7875 | 133144.9445 | 134718.7218 | 137410.9854 | 135293.5767 | 133990.3661 | 137058.3326 | 133906.2095 | 133831.764 | 136062.5639 | 135585.7197
NETREVENUE - Net Revenue $
MEAN | -3371024.8516 | -3004473.1374 | -2965738.0168 | -3045111.1953 | -3130687.9344 | -3264627.0826 | -3369158.9741 | -3483497.5811 | -3593816.1857 | -3617369.8851 | -3590011.37 | -3613618.1355 | -3595592.4952 | -3586273.2819 | -3585217.7305 | -3606272.8363 | -3613842.1746 | -3627603.9722 | -3620015.0122 | -3621354.3828
P5 | -3915469.1616 | -3692267.354 | -3666533.4147 | -3909399.1431 | -3820461.9297 | -3992219.733 | -3913654.8844 | -4067963.0094 | -4205762.1964 | -4165400.606 | -4188881.7612 | -4134906.1103 | -4187676.6063 | -4129085.5485 | -4116526.1884 | -4146279.4504 | -4223876.1439 | -4238602.8839 | -4128175.2116 | -4239754.514
P95 | -2751132.2362 | -2338880.608 | -2183938.0156 | -2442669.3552 | -2346881.5218 | -2653807.5072 | -2700339.5941 | -2870465.5042 | -2983738.3098 | -3015415.1984 | -2955331.0485 | -3039627.1559 | -3058762.3409 | -2898914.2461 | -2957223.0949 | -3131341.2943 | -3065546.5762 | -2992628.3443 | -3095611.996 | -3069157.5782
IRP 2018 Two Dot Wind
NETPOS - Net Position (MWh)
MEAN | 13258.9771 | 13272.3695 | 13152.4709 | 13123.7231 | 13214.1583 | 13235.2413 | 13205.8141 | 13160.2477 | 13192.1233 | 13354.8358 | 13140.1415 | 13233.6867 | 13207.1782 | 13203.7113 | 13165.9204 | 13183.2677 | 13168.8033 | 13249.2877 | 13257.6555 | 13149.2768
P5 | 11707.1131 | 11922.7665 | 11662.1987 | 11635.3586 | 11977.3988 | 11942.2221 | 11816.4171 | 11756.4138 | 11873.7457 | 12021.6168 | 11795.4909 | 11836.6662 | 11765.7377 | 11743.6924 | 11971.4808 | 11720.1195 | 11895.8753 | 11767.5303 | 11810.7938 | 12015.089
P95 | 14704.6592 | 14572.6248 | 14511.8797 | 14532.1462 | 14688.5697 | 14723.6433 | 14466.3145 | 14719.3047 | 14526.3055 | 14656.9835 | 14470.5048 | 14615.5278 | 14860.7511 | 14498.1688 | 14376.2109 | 14602.5657 | 14651.4495 | 14548.4944 | 14532.1016 | 14641.5831
NETREVENUE - Net Revenue $
MEAN | 139579.4838 | 176438.259 | 177902.3746 | 168999.6561 | 163318.1338 | 150430.1043 | 137582.89 | 125134.6421 | 112833.7004 | 115575.6915 | 114419.6152 | 115558.7203 | 114215.8707 | 115495.9301 | 112303.0837 | 114174.1488 | 113669.1275 | 113790.0086 | 113383.2323 | 112315.6958
P5 | 83537.3623 | 111943.1426 | 109970.0246 | 96873.3761 | 94353.8672 | 97499.1609 | 74967.188 | 75465.1069 | 71576.6963 | 75465.6903 | 69320.016 | 66781.7526 | 76623.0874 | 67756.5723 | 68315.0739 | 70384.5828 | 72399.5125 | 76287.1169 | 76398.7967 | 67993.0585
P95 | 189470.4212 | 246595.862 | 258740.0848 | 253818.123 | 249760.297 | 213852.2524 | 194569.2996 | 201028.3456 | 189269.83 | 175334.59 | 171354.7602 | 163311.7409 | 172053.7245 | 192469.9424 | 158707.2264 | 166576.4386 | 167586.1933 | 163733.7939 | 167512.5319 | 168331.0257
IRP_2018 Black Eagle Solar
NETPOS - Net Position (MWh)
MEAN | 1017.1605 | 1056.4444 | 1004.1249 | 1028.2 | 1029.1918 | 1030.6745 | 1035.5178 | 1026.4393 | 1018.5569 | 1039.4766 | 1023.92 | 1008.2179 | 1033.3788 | 1013.2983 | 1015.5887 | 1026.4704 | 1017.556 | 1029.2687 | 1016.4969 | 1005.1507
P5 | 538.4799 | 495.7383 | 494.1108 | 542.669 | 516.8781 | 495.3681 | 539.5307 | 483.3236 | 563.1026 | 556.2309 | 526.3593 | 508.0401 | 468.6661 | 526.3095 | 465.8316 | 537.3812 | 484.1399 | 548.2202 | 530.2124 | 553.0602
P95 | 1555.5427 | 1633.6542 | 1567.62 | 1683.6241 | 1599.1391 | 1654.0351 | 1606.5586 | 1550.2172 | 1625.8294 | 1630.8778 | 1627.9629 | 1609.8574 | 1676.5613 | 1617.2337 | 1596.6189 | 1636.5267 | 1614.9113 | 1608.3819 | 1569.7038 | 1569.1019
NETREVENUE - Net Revenue $
MEAN | -52465.896 | -55182.1001 | -51487.3394 | -53146.0038 | -53313.2519 | -54173.1758 | -55509.0888 | -55767.0914 | -55744.7712 | -56910.7541 | -55842.2455 | -54925.2608 | -56483.5047 | -55146.7386 | -55664.1929 | -56081.2427 | -55727.8528 | -56707.8827 | -55935.8418 | -54992.6672
P5 | -83620.8465 | -85793.2769 | -81122.7045 | -86656.2123 | -84825.9842 | -84689.8017 | -84249.437 | -86394.8745 | -87591.2742 | -90317.2193 | -88341.2755 | -88210.0317 | -90287.3693 | -89237.3515 | -87793.5641 | -89020.3042 | -88251.861 | -86647.0115 | -86642.1424 | -87507.5385
P95 | -26561.4309 | -25894.1485 | -25676.8623 | -26460.8491 | -24566.5295 | -25867.1817 | -27021.6811 | -27150.5796 | -31086.2741 | -27144.7583 | -28280.4071 | -25774.7398 | -26427.2393 | -27476.42 | -24514.1204 | -29142.5977 | -25078.0867 | -29467.9884 | -27422.1288 | -27423.2739
IRP_2018 Energy of Utah MTSUN
NETPOS - Net Position (MWh)
MEAN | 1130.1139 | 32512.6893 | 31839.8533 | 32261.1348 | 32285.3019 | 32393.1403 | 32443.1102 | 32473.4863 | 31607.9268 | 32401.0371 | 32230.486 | 32454.5568 | 32440.219 | 31622.6276 | 32402.088 | 31230.6743
P5 | 719.792 | 12594.7723 | 11921.7237 | 12668.3897 | 12787.8159 | 11968.7295 | 11696.1303 | 12000.7951 | 13230.1173 | 12122.4238 | 11730.1919 | 13156.16 | 12139.1472 | 12561.7769 | 11732.4816 | 12024.5452
P95 | 1773.8283 | 51787.1285 | 50509.8106 | 51435.4798 | 51209.4109 | 51186.9121 | 50759.5116 | 51965.6743 | 50118.5434 | 50936.6111 | 51392.378 | 51180.6066 | 51825.2896 | 49915.3709 | 52072.2977 | 50386.4128
NETREVENUE - Net Revenue $
MEAN | -5094.6886 | -386851.5328 | -347490.9602 | -360284.1901 | -366495.6493 | -393664.9309 | -429344.7809 | -459236.1482 | -457258.9569 | -462970.5332 | -455716.7792 | -461658.0323 | -464712.4545 | -441719.5253 | -467701.5014 | -455907.0292
P5 | -13254.1409 | -720904.3526 | -627738.7987 | -666303.6697 | -640178.7684 | -720646.1149 | -768168.8166 | -846699.9678 | -779356.5503 | -788697.6501 | -792974.1396 | -781192.3052 | -758867.5322 | -819285.8277 | -831929.5635 | -797314.0123
P95 | 1745.9242 | -120537.8898 | -95900.0089 | -136295.6113 | -134544.3975 | -93743.3457 | -157174.5178 | -127085.694 | -184057.5315 | -148903.6137 | -144057.9312 | -128375.5216 | -138757.4695 | -161625.073 | -152651.4412 | -174974.3085
IRP_2018 Great Divide Solar
NETPOS - Net Position (MWh)
MEAN | 1189.3888 | 1215.8257 | 1180.3167 | 1198.0359 | 1192.7161 | 1191.2931 | 1207.6291 | 1202.5966 | 1172.366 | 1198.3464 | 1187.4584 | 1184.9773 | 1200.9584 | 1168.1279 | 1199.505 | 1190.8469 | 1192.8332 | 1191.9452 | 1199.7043 | 1166.0776
P5 | 415.3305 | 433.418 | 372.4205 | 434.1513 | 452.0065 | 373.8991 | 427.873 | 412.1943 | 394.8089 | 430.7449 | 439.7345 | 440.5726 | 455.2274 | 416.6631 | 436.8905 | 452.2069 | 441.2924 | 463.1757 | 454.3657 | 376.4773
P95 | 1823.7962 | 1860.6793 | 1791.8782 | 1784.0965 | 1839.3236 | 1796.4573 | 1808.8427 | 1864.7408 | 1751.2877 | 1816.592 | 1791.6594 | 1799.569 | 1820.4234 | 1743.9686 | 1806.6102 | 1790.82 | 1799.2625 | 1810.0779 | 1801.0617 | 1786.4725
NETREVENUE - Net Revenue $
MEAN | -61653.5381 | -63605.6551 | -60554.4294 | -61729.9432 | -61747.9044 | -62756.3348 | -64769.8097 | -65661.3113 | -64291.6623 | -65819.6798 | -65005.3345 | -64824.2959 | -65826.3183 | -63701.1546 | -65937.9027 | -65061.1288 | -65710.7797 | -65960.5542 | -66454.7221 | -64331.3143
P5 | -93331.9341 | -97912.4021 | -93150.2401 | -94869.3944 | -93655.2673 | -96530.8022 | -96835.3292 | -100803.6458 | -95761.1637 | -99188.4453 | -98382.1239 | -97024.2039 | -96882.6149 | -95636.9083 | -100549.5065 | -97775.2752 | -101871.2246 | -100352.9999 | -98797.8744 | -99297.6815
P95 | -20455.1795 | -21273.6365 | -18856.4551 | -23925.8557 | -25034.3763 | -19996.9292 | -24161.925 | -21501.881 | -22250.395 | -23683.1843 | -25986.4365 | -22927.9333 | -24529.1162 | -22999.4737 | -25027.1582 | -24675.5617 | -23741.8077 | -25887.8567 | -23570.8266 | -21471.0267
IRP_2018 Green Meadow Solar
NETPOS - Net Position (MWh)
MEAN | 1135.163 | 1141.392 | 1118.9721 | 1140.6501 | 1131.3738 | 1133.7641 | 1139.6622 | 1136.3775 | 1110.5004 | 1141.6768 | 1125.6142 | 1133.8276 | 1141.2376 | 1115.0929 | 1135.5891 | 1131.3273 | 1123.5081 | 1143.1083 | 1137.4772 | 1109.7703
P5 | 493.5523 | 477.0401 | 429.4043 | 503.3573 | 528.203 | 483.5779 | 496.8079 | 479.9006 | 488.5298 | 454.5774 | 461.772 | 538.7102 | 486.8252 | 465.4316 | 480.2736 | 523.5873 | 442.6015 | 485.4672 | 517.47 | 444.8166
P95 | 1957.7568 | 1938.8487 | 1881.4466 | 1832.0354 | 1927.6315 | 1873.3979 | 1842.6835 | 1890.2187 | 1859.973 | 1890.1732 | 1863.4933 | 1844.4626 | 1908.713 | 1870.6648 | 1945.4267 | 1882.8411 | 1905.7223 | 1894.5014 | 1887.5732 | 1879.1723
NETREVENUE - Net Revenue $
MEAN | -59061.8348 | -60200.647 | -57828.375 | -59589.6375 | -59541.6476 | -60618.8913 | -62230.2427 | -63119.4271 | -62022.3001 | -63792.0604 | -62736.5792 | -63313.6844 | -63893.8178 | -62126.7903 | -63592.1345 | -63199.0342 | -63104.5859 | -64470.7202 | -64167.6763 | -62450.4634
P5 | -99281.9709 | -103694.0843 | -99035.6465 | -98283.0008 | -99585.632 | -101508.7325 | -105129.4944 | -106553.3746 | -103475.6596 | -109888.556 | -105007.5969 | -105196.8256 | -108715.4868 | -105718.9302 | -111467.3745 | -105689.7529 | -108679.8766 | -106920.0661 | -107541.873 | -107640.8046
P95 | -23024.7139 | -24599.3929 | -22625.4978 | -26048.2923 | -25741.6639 | -25162.7719 | -26534.2627 | -25219.8485 | -26159.1024 | -25112.9649 | -26177.7965 | -28213.6362 | -26133.8173 | -24947.4444 | -26019.2433 | -30390.2131 | -23551.5622 | -26659.5976 | -28000.6569 | -23634.7425
IRP_2018 Magpie Solar
NETPOS - Net Position (MWh)
MEAN | 1146.2447 | 1150.5279 | 1125.5477 | 1151.5085 | 1147.8843 | 1142.3333 | 1144.1867 | 1141.5094 | 1124.3887 | 1145.1851 | 1139.8579 | 1142.5544 | 1150.9747 | 1111.7255 | 1154.7713 | 1149.261 | 1150.2217 | 1148.2095 | 1140.7389 | 1112.0374
P5 | 514.1154 | 466.0756 | 426.378 | 447.8319 | 482.1912 | 443.3545 | 427.9723 | 492.2005 | 466.9505 | 465.7616 | 428.1705 | 487.258 | 390.6768 | 484.1235 | 475.6762 | 450.2994 | 443.0241 | 496.7266 | 484.2536 | 455.4123
P95 | 1806.1792 | 1820.2447 | 1763.5111 | 1816.029 | 1836.4018 | 1792.0552 | 1773.473 | 1806.4781 | 1797.8772 | 1792.5368 | 1823.6465 | 1793.0817 | 1837.8327 | 1752.2374 | 1846.4919 | 1787.1772 | 1829.0267 | 1824.6435 | 1771.9638 | 1767.0381
NETREVENUE - Net Revenue $
MEAN | -59270.4306 | -60472.7408 | -58163.3613 | -59837.3202 | -60111.713 | -60783.6982 | -62165.3064 | -62972.9814 | -62503.1804 | -63499.6904 | -63032.5304 | -63321.8232 | -63961.2509 | -61440.2812 | -64298.611 | -63726.5458 | -64133.5385 | -64361.5116 | -63906.6047 | -62091.627
P5 | -94431.5329 | -98115.428 | -96824.2393 | -93904.8341 | -94752.2182 | -98490.5609 | -100342.4971 | -101980.4746 | -101535.5678 | -100993.0528 | -100483.5345 | -101407.2517 | -105055.9607 | -100647.9914 | -106759.1965 | -101121.2291 | -105936.9088 | -103984.2645 | -103356.5664 | -103234.0486
P95 | -26273.7603 | -24379.8425 | -23287.7212 | -23138.7009 | -25576.0298 | -21415.3052 | -22300.2324 | -26614.7588 | -24329.6779 | -24922.5747 | -23252.5434 | -26050.0968 | -21447.5608 | -24891.1125 | -25805.8656 | -24145.9986 | -22064.2586 | -25420.1831 | -26794.9936 | -24556.6905
IRP_2018 River Bend Solar
NETPOS - Net Position (MWh)
MEAN | 652.5065 | 672.6146 | 639.0379 | 657.4812 | 665.4992 | 656.9057 | 664.7827 | 656.188 | 640.3678 | 663.7979 | 655.9269 | 655.8175 | 664.1093 | 648.2386 | 667.5595 | 660.1231 | 650.6556 | 659.8907 | 661.6463 | 635.3836
P5 | 320.3513 | 291.6117 | 331.8807 | 298.2107 | 350.7433 | 301.2842 | 285.3093 | 321.3229 | 317.3209 | 316.6402 | 332.2409 | 320.7801 | 347.1442 | 316.1665 | 326.4494 | 326.7254 | 296.6579 | 336.1746 | 348.9076 | 296.311
P95 | 977.1796 | 1023.7841 | 940.6919 | 975.4874 | 999.2902 | 1004.8196 | 1007.5554 | 995.6158 | 946.3354 | 1003.6775 | 989.4692 | 974.3022 | 985.2085 | 960.3321 | 1000.2907 | 978.8666 | 969.2666 | 985.3559 | 972.3092 | 958.7792
NETREVENUE - Net Revenue $
MEAN | -33291.8816 | -35130.7993 | -32649.1417 | -33793.6875 | -34392.4873 | -34417.9938 | -35624.4595 | -35755.8081 | -35046.7936 | -36358.7851 | -35746.9669 | -35743.2447 | -36340.0201 | -35272.3407 | -36598.3013 | -36053.4291 | -35643.4897 | -36376.9389 | -36583.7602 | -34917.1381
P5 | -50852.1772 | -53609.2777 | -49294.6268 | -49217.3169 | -52005.6419 | -52008.5676 | -54047.313 | -53949.1794 | -52759.6144 | -55620.9876 | -53213.6452 | -52938.9848 | -52656.4472 | -52637.1706 | -56029.6792 | -54121.5062 | -54168.1508 | -53949.5292 | -53795.9159 | -52931.202
P95 | -15888.0844 | -15326.5992 | -16148.7794 | -15446.9503 | -17608.5409 | -14246.1619 | -14609.3194 | -17388.7041 | -17520.6434 | -16722.4622 | -18627.2591 | -17145.9691 | -19170.0695 | -16765.1559 | -17482.9628 | -17558.3344 | -15258.4473 | -16794.3171 | -18433.8682 | -15812.9082
IRP_2018 South Mills Solar
NETPOS - Net Position (MWh)
MEAN | 1007.9819 | 1021.6026 | 975.6705 | 1004.5178 | 1001.5106 | 1006.3299 | 1016.3759 | 1015.4603 | 981.0173 | 1006.3419 | 992.5226 | 1008.671 | 1004.5362 | 987.6617 | 997.4904 | 999.5294 | 994.7323 | 1003.0352 | 1015.3734 | 976.1221
P5 | 442.8412 | 380.0104 | 395.1268 | 425.2491 | 425.2565 | 396.9287 | 385.2515 | 370.5469 | 408.5973 | 374.3479 | 429.4941 | 432.4705 | 420.3202 | 402.2888 | 434.4507 | 413.5188 | 365.9863 | 395.929 | 448.4351 | 399.7992
P95 | 1653.615 | 1658.5146 | 1594.7979 | 1626.8519 | 1613.4987 | 1670.9485 | 1695.7824 | 1669.2573 | 1618.5132 | 1626.6437 | 1651.5314 | 1628.0131 | 1631.6514 | 1603.09 | 1640.9246 | 1632.5206 | 1632.1486 | 1649.8859 | 1649.0897 | 1610.5692
NETREVENUE - Net Revenue $
MEAN | -51277.8403 | -52885.4282 | -49407.0051 | -51102.5322 | -51150.3416 | -52201.2498 | -53849.0511 | -54507.1276 | -52938.9471 | -54171.565 | -53166.4721 | -54185.6326 | -54029.7797 | -52784.1471 | -53711.2602 | -53658.356 | -53630.9433 | -54229.3171 | -54980.9106 | -52641.3371
P5 | -87304.0395 | -87022.7564 | -84317.6 | -83606.8493 | -84845.8949 | -87079.2492 | -93960.1618 | -92577.7241 | -88951.033 | -88431.318 | -89710.2035 | -90503.5394 | -88322.2333 | -88019.6164 | -89074.9516 | -90519.461 | -90389.0774 | -89771.7047 | -90686.2276 | -89137.593
P95 | -21300.7491 | -19407.863 | -18857.0865 | -20989.8423 | -21060.7791 | -17844.9752 | -18705.883 | -19179.9549 | -21444.9124 | -19890.4089 | -22152.9016 | -22213.2509 | -22492.0207 | -20901.1666 | -22190.0721 | -21510.21 | -17536.4223 | -20823.2454 | -22902.3369 | -20300.5059
Wind Asset - Total
NETPOS - Net Position (MWh)
MEAN | 557830.5073 | 803965.3914 | 800104.0921 | 1142578.3362 | 1149970.4389 | 1149382.0721 | 1150282.1622 | 1148465.9736 | 950359.8773 | 960380.799 | 950329.5457 | 952605.9192 | 953645.5092 | 950235.7766 | 949105.8702 | 919906.5745 | 776446.1249 | 752956.5056 | 740075.2098 | 738084.2277
P5 | 508851.2288 | 750623.26 | 730209.1686 | 1062030.4674 | 1067346.0237 | 1073493.8414 | 1072298.6763 | 1062876.3845 | 878023.6502 | 899029.1869 | 882678.1877 | 886465.7633 | 889959.5831 | 891390.0296 | 897777.6565 | 853887.4461 | 720574.7052 | 700619.6103 | 685573.9672 | 691779.6619
P95 | 599883.272 | 860901.8022 | 859469.5645 | 1216682.666 | 1236012.244 | 1233094.4051 | 1227835.6321 | 1233832.47 | 1028674.7171 | 1028055.7789 | 1008717.3196 | 1020534.5258 | 1021970.4916 | 1022870.6082 | 1005391.6395 | 990915.0509 | 827029.9552 | 808816.4907 | 797103.4326 | 793159.4647
NETREVENUE - Net Revenue $
MEAN | -11840432.1393 | -14142130.7829 | -13807545.647 | -10000163.6182 | -10625383.9874 | -11778343.0501 | -12842417.822 | -13834300.5651 | -12381459.0375 | -12425553.4097 | -12247758.6461 | -12312929.2031 | -12340718.4132 | -12267158.2133 | -12329291.4101 | -11509418.2318 | -9486922.4494 | -7866776.553 | -7112968.8003 | -7104862.772
P5 | -14072497.1482 | -18219815.4478 | -18163804.5158 | -16765511.6754 | -16228569.8741 | -17537862.1364 | -18314495.1084 | -18310346.1425 | -16182469.8254 | -15679323.544 | -15715615.6952 | -15750910.6022 | -15644612.3808 | -15352784.2487 | -15991168.8421 | -14406915.9799 | -12197017.072 | -10476944.3882 | -9322858.4516 | -9681902.3351
P95 | -9718642.4797 | -9963399.5639 | -8890160.3247 | -3326015.1646 | -4253877.2364 | -6351645.9155 | -7377800.3312 | -8079917.0388 | -6650531.2376 | -8533314.8123 | -7481330.3165 | -7870305.7669 | -8599730.7782 | -7823676.22 | -8883949.0452 | -8496378.7514 | -6685204.9794 | -5008228.8721 | -4207797.3219 | -4525268.2194
Total
Total - Total
Total - Total - Total
CAPACITYFACTOR - Net Generation Capacity Factor
MEAN | 0.40814 | 0.40152 | 0.39261 | 0.38733 | 0.34712 | 0.29648 | 0.23338 | 0.20673 | 0.18713 | 0.18388 | 0.15402 | 0.14656 | 0.14327 | 0.14114 | 0.13756 | 0.13798 | 0.13528 | 0.1297 | 0.12547 | 0.11826
P5 | 0.37219 | 0.35813 | 0.3433 | 0.33015 | 0.28846 | 0.2362 | 0.17561 | 0.16342 | 0.14778 | 0.15488 | 0.12252 | 0.11701 | 0.11496 | 0.10813 | 0.10824 | 0.10721 | 0.10947 | 0.10729 | 0.10581 | 0.095505
P95 | 0.44102 | 0.43554 | 0.42712 | 0.43799 | 0.41011 | 0.34731 | 0.28867 | 0.26594 | 0.24551 | 0.2248 | 0.19769 | 0.18027 | 0.17717 | 0.17606 | 0.17065 | 0.16584 | 0.16461 | 0.15361 | 0.14883 | 0.14181
CO2EMISSIONS - CO2 Emissions
MEAN | 554483.8553 | 540854.7178 | 543517.523 | 619211.2107 | 700027.3892 | 761648.2076 | 727247.0878 | 672537.8966 | 633599.4696 | 619264.8205 | 635421.0775 | 645240.5197 | 626911.0041 | 619595.5647 | 626122.2796 | 613409.9672 | 609670.7592 | 614469.4328 | 589754.3076 | 571848.0836
P5 | 473727.9793 | 445444.6794 | 441169.0249 | 487310.1785 | 538794.1821 | 584574.1275 | 530241.686 | 521195.4709 | 492059.8183 | 508563.0268 | 518686.1265 | 528155.4593 | 519591.1884 | 494401.5299 | 511973.3247 | 495025.501 | 503542.4496 | 522710.7561 | 507382.0796 | 474997.4211
P95 | 625286.0547 | 612905.8764 | 615553.205 | 753571.261 | 873367.3242 | 912726.9507 | 907774.033 | 872410.084 | 841671.2524 | 764690.1842 | 783469.3281 | 776919.3033 | 758993.935 | 748688.8907 | 763642.802 | 721613.5136 | 720749.0424 | 717683.5595 | 675246.1671 | 665362.3404
FUELCONSUMED - Fuel Consumed
MEAN | 5394272.2336 | 5340591.5296 | 5331196.1166 | 6849194.2563 | 8048445.3451 | 8941417.6147 | 8478102.6803 | 7744530.6427 | 7005822.2891 | 6924191.623 | 7126602.2111 | 7163724.4603 | 7047795.5621 | 6962681.285 | 6941077.1362 | 6889452.3668 | 6786227.5169 | 6693919.7341 | 6454726.6613 | 6186503.9091
P5 | 4606903.9244 | 4370088.3107 | 4262697.1398 | 5392700.2621 | 6210308.8184 | 6787117.9291 | 6076886.3654 | 5872667.3454 | 5325306.2876 | 5621931.3287 | 5785260.1544 | 5849709.3928 | 5768544.2548 | 5485314.5339 | 5584746.7105 | 5496301.6419 | 5585761.6458 | 5625671.4878 | 5536764.4741 | 5078267.9639
P95 | 6097023.8099 | 6040798.9614 | 6107170.4611 | 8239107.6665 | 10033929.5431 | 10849463.4295 | 10751586.6104 | 10243758.9307 | 9544840.696 | 8702875.7054 | 8941147.9031 | 8657004.7553 | 8589515.433 | 8489883.3035 | 8460172.9495 | 8181537.4155 | 8086987.2088 | 7833988.9882 | 7525128.4373 | 7300241.7124
FUELCOST - Fuel Cost
MEAN | 5507861.0856 | 5429780.9226 | 5676763.2504 | 8836674.2866 | 10787285.2275 | 12643556.9078 | 12585792.1904 | 11713242.643 | 10609692.2815 | 10664319.2749 | 11316517.4233 | 11490961.187 | 11655595.0994 | 11799190.2433 | 11853108.9747 | 12125965.0437 | 12104943.7929 | 12057466.4102 | 11927245.0375 | 11625699.9132
P5 | 4491054.5762 | 4112456.0926 | 4248167.0334 | 5905086.2762 | 7009558.109 | 7902100.7094 | 7252569.4476 | 7519297.8663 | 6752238.4561 | 7643820.1905 | 7856237.291 | 8224443.7133 | 8402422.5252 | 7861506.2148 | 8156599.0398 | 8343164.4275 | 8740476.9885 | 8974523.5221 | 9163727.7361 | 8286104.1759
P95 | 6554076.7464 | 6634070.794 | 7031280.8629 | 12183907.7408 | 15619771.7143 | 17320827.8066 | 18443371.9329 | 19705887.2382 | 17830698.1458 | 15499251.4551 | 16576102.5736 | 16088991.5841 | 16216280.2633 | 17483058.5789 | 16652009.3999 | 16132993.5536 | 16475619.1262 | 15724088.3287 | 15435207.4382 | 15206438.2263
NETPOS - Net Position (MWh)
MEAN | 4945.6113 | 249672.5193 | 244994.1818 | 791790.9926 | 914783.2876 | 947973.2067 | 800704.9418 | 707870.4625 | 422654.8335 | 409232.6983 | 216625.2076 | 207572.4519 | 193639.0355 | 170948.8895 | 136625.3315 | 80983.4506 | -82204.501 | -122842.0006 | -198617.8663 | -247441.3038
P5 | -127477.4804 | 125663.3373 | 96117.7316 | 596876.922 | 628371.2294 | 702680.8594 | 532514.2544 | 481265.136 | 201057.0326 | 256472.077 | 25437.1614 | 13959.0162 | 21575.1411 | 1122.3859 | -42199.4761 | -99877.3275 | -238685.4733 | -294782.9929 | -358041.8545 | -401671.0236
P95 | 130976.452 | 364037.8433 | 392617.5864 | 1003183.0925 | 1147507.1213 | 1197176.9366 | 1054014.9503 | 1013202.1815 | 691865.5192 | 610733.4481 | 438004.6983 | 378824.083 | 393295.8273 | 380198.6137 | 319509.7884 | 268708.1018 | 75737.0484 | 29002.5349 | -68720.6448 | -91984.0622
NETREVENUE - Net Revenue $
MEAN | -207126411.1651 | -208705797.0835 | -207316210.6867 | -202616141.5745 | -206663608.122 | -202006638.168 | -196244429.604 | -197945936.1776 | -195861791.1463 | -197344884.9284 | -176380797.9235 | -177479332.382 | -177592100.0649 | -176180727.2453 | -177273847.4474 | -177732969.3259 | -177131195.8726 | -175608740.685 | -174744420.7072 | -175446718.1594
P5 | -209555470.8228 | -210643235.6212 | -209709433.8118 | -206363149.8426 | -210447317.0072 | -205322385.809 | -199356253.1206 | -201135790.402 | -197851718.7975 | -199270491.9449 | -178197740.2813 | -179396769.2137 | -179426036.2189 | -177993350.6596 | -179401565.6599 | -180149166.3179 | -179084348.8593 | -177885378.8628 | -177109076.7478 | -178223283.0316
P95 | -204902121.3084 | -206736982.9821 | -204848847.668 | -198310971.424 | -201989959.563 | -197935745.9752 | -192482327.8448 | -194608572.0853 | -193182229.6391 | -195223155.9874 | -174565289.374 | -175978038.6763 | -175710519.4499 | -174390123.0322 | -175214361.6097 | -175811531.1153 | -175274048.9189 | -173673557.414 | -172170756.0854 | -173148304.8393
STARTS - Number Starts
MEAN | 2058.94 | 2114.55 | 2071.88 | 2995.8 | 4268.15 | 5430.19 | 6494.08 | 6025.77 | 4958.32 | 5196.84 | 5454.12 | 5065.43 | 5396.64 | 5371.69 | 4996.68 | 5136.57 | 5006.16 | 4562.89 | 4608.98 | 4312.38
P5 | 1909.5 | 1977.5 | 1945 | 2631 | 3551.5 | 4273 | 5382 | 4614.5 | 3708.5 | 4267.5 | 4253 | 4026 | 4470.5 | 4251 | 3845.5 | 3853 | 4064 | 3455 | 3781.5 | 3358.5
P95 | 2199.5 | 2231.5 | 2219 | 3366 | 5103.5 | 6355.5 | 7665 | 7269 | 6067 | 6144 | 6863.5 | 6096.5 | 6500 | 6398 | 6417 | 6241.5 | 5906.5 | 5414.5 | 5562 | 5299.5
VOMCOSTS - VOM Costs
MEAN | 1638942.8621 | 1686219.2408 | 1697757.6788 | 1621731.8101 | 1722528.638 | 1827149.6782 | 1876906.093 | 1765039.8548 | 1696658.1879 | 1717737.156 | 1797186.7661 | 1842780.9344 | 1829285.7975 | 1842100.733 | 1886982.4673 | 1906035.1755 | 1910295.2967 | 1967277.43 | 1930803.0402 | 1909454.3245
P5 | 1351495.0756 | 1301019.9186 | 1272087.0027 | 1206580.7329 | 1280678.1442 | 1366520.5491 | 1310483.0967 | 1331437.4841 | 1265444.7982 | 1369745.753 | 1409810.7554 | 1461235.0127 | 1470280.4596 | 1417337.5367 | 1484710.7455 | 1494893.1499 | 1526490.0982 | 1607429.654 | 1604262.7923 | 1518444.3957
P95 | 1907429.8063 | 1991576.2475 | 2034805.2644 | 2042565.9827 | 2211361.1276 | 2243731.1984 | 2447944.6962 | 2383536.4515 | 2333131.3468 | 2162441.3993 | 2307684.8262 | 2294727.7029 | 2271062.6835 | 2304149.8344 | 2370914.0105 | 2266196.0905 | 2326522.5612 | 2349602.1933 | 2281501.2161 | 2277418.0737

## 15 Year - Current
Books | Montana
Study Portfolios | 2019.01.21 IRP Base - Load dispatch - IRP Planning MAIN load dispatch v7
Date Intervals | Annual
Peak Period Label | Light Load
Value | Column Labels
Row Labels | 2019-01 | 2020-01 | 2021-01 | 2022-01 | 2023-01 | 2024-01 | 2025-01 | 2026-01 | 2027-01 | 2028-01 | 2029-01 | 2030-01 | 2031-01 | 2032-01 | 2033-01
Ancillary Reserve
2018 IRP Anc Req v6
NETREVENUE - Net Revenue $
MEAN | -311967.816 | -541349.7057 | -540443.1035 | -647505.0455 | -655918.5858 | -633803.4985 | -1775635.5762 | -1773889.1485 | -1446931.3826 | -1402811.3396 | -1456596.5021 | -1620193.5216 | -1554743.3147 | -1569117.9545 | -1715031.8026
P5 | -395928.109 | -662708.026 | -656238.4608 | -767272.2128 | -775403.9452 | -734136.9094 | -1970438.0007 | -1967150.4542 | -1526304.3233 | -1474384.0903 | -1524571.9344 | -1696390.6614 | -1631832.0234 | -1656204.3567 | -1814186.6909
P95 | -252382.2357 | -437028.2689 | -438442.3914 | -507127.8814 | -547864.0613 | -541820.7933 | -1639594.0511 | -1628867.0383 | -1368293.5173 | -1328702.6004 | -1373180.963 | -1535391.0298 | -1477536.3353 | -1497395.3908 | -1624651.5995
Ancillary Reserve - Total
NETREVENUE - Net Revenue $
MEAN | -311967.816 | -541349.7057 | -540443.1035 | -647505.0455 | -655918.5858 | -633803.4985 | -1775635.5762 | -1773889.1485 | -1446931.3826 | -1402811.3396 | -1456596.5021 | -1620193.5216 | -1554743.3147 | -1569117.9545 | -1715031.8026
P5 | -395928.109 | -662708.026 | -656238.4608 | -767272.2128 | -775403.9452 | -734136.9094 | -1970438.0007 | -1967150.4542 | -1526304.3233 | -1474384.0903 | -1524571.9344 | -1696390.6614 | -1631832.0234 | -1656204.3567 | -1814186.6909
P95 | -252382.2357 | -437028.2689 | -438442.3914 | -507127.8814 | -547864.0613 | -541820.7933 | -1639594.0511 | -1628867.0383 | -1368293.5173 | -1328702.6004 | -1373180.963 | -1535391.0298 | -1477536.3353 | -1497395.3908 | -1624651.5995
Battery Storage
NETPOS - Net Position (MWh)
MEAN
P5
P95
Financial Instrument
NETREVENUE - Net Revenue $
MEAN | -4468253.75 | -2197268.75
P5 | -4796800.3222 | -2430648.3252
P95 | -4108727.5897 | -1967674.9187
Fixed Cost
NETREVENUE - Net Revenue $
MEAN | -121157947.0263 | -121133735.2685 | -120725709.4923 | -120770799.5701 | -121487394.786 | -121569496.6134 | -121820161.4476 | -121668440.2689 | -121018910.6762 | -122140311.8572 | -121917087.0109 | -122126168.9306 | -122344148.5928 | -121981892.1233 | -122298385.0149
P5 | -121157947.0263 | -121133735.2685 | -120725709.4923 | -120770799.5701 | -121487394.786 | -121569496.6134 | -121820161.4476 | -121668440.2689 | -121018910.6762 | -122140311.8572 | -121917087.0109 | -122126168.9306 | -122344148.5928 | -121981892.1233 | -122298385.0149
P95 | -121157947.0263 | -121133735.2685 | -120725709.4923 | -120770799.5701 | -121487394.786 | -121569496.6134 | -121820161.4476 | -121668440.2689 | -121018910.6762 | -122140311.8572 | -121917087.0109 | -122126168.9306 | -122344148.5928 | -121981892.1233 | -122298385.0149
Generation Asset
Simple HR 2018 Basin Creek 1-9 2015 single
CAPACITYFACTOR - Net Generation Capacity Factor
MEAN | 0.014394 | 0.006429 | 0.007457 | 0.029312 | 0.010597 | 0.005623 | 0.027578 | 0.020877 | 0.019345 | 0.020803 | 0.03167 | 0.029821 | 0.031063 | 0.0162 | 0.015095
P5 | 0 | 0 | 0 | 0 | 0 | 0 | 0.010517 | 0.008835 | 0.009035 | 0.011751 | 0.014377 | 0.016524 | 0.017215 | 0.008384 | 0.008047
P95 | 0.060981 | 0.029957 | 0.030754 | 0.060666 | 0.035894 | 0.027438 | 0.067472 | 0.049413 | 0.04287 | 0.036938 | 0.053233 | 0.058693 | 0.050226 | 0.031232 | 0.026439
CO2EMISSIONS - CO2 Emissions
MEAN | 1516.9798 | 681.8756 | 786.526 | 3079.7689 | 1120.0717 | 595.2998 | 2895.5731 | 2190.5058 | 2022.9343 | 2196.103 | 3329.5065 | 3126.9613 | 3271.4281 | 1699.5989 | 1580.1515
P5 | 0 | 0 | 0 | 0 | 0 | 0 | 1111.5175 | 933.7754 | 946.3836 | 1249.6113 | 1508.7091 | 1730.231 | 1819.974 | 878.8475 | 835.039
P95 | 6422.0237 | 3171.5491 | 3259.8384 | 6399.7483 | 3793.4155 | 2914.0796 | 7104.205 | 5228.8331 | 4488.0652 | 3916.7637 | 5584.3345 | 6084.4481 | 5291.5244 | 3282.8001 | 2773.8691
FUELCONSUMED - Fuel Consumed
MEAN | 25711.5212 | 11557.2137 | 13330.9493 | 52199.4729 | 18984.2668 | 10089.8276 | 49077.51 | 37127.2168 | 34287.0228 | 37222.0854 | 56432.3131 | 52999.344 | 55447.9341 | 28806.7607 | 26782.2295
P5 | 0 | 0 | 0 | 0 | 0 | 0 | 18839.279 | 15826.7025 | 16040.4004 | 21179.8519 | 25571.3406 | 29325.9487 | 30847.0176 | 14895.72 | 14153.2037
P95 | 108847.8589 | 53755.0699 | 55251.4988 | 108470.3109 | 64295.178 | 49391.1799 | 120410.2539 | 88624.2892 | 76068.902 | 66385.8251 | 94649.7367 | 103126.2394 | 89686.8539 | 55640.6804 | 47014.7307
FUELCOST - Fuel Cost
MEAN | 26527.843 | 11358.5903 | 13663.4702 | 61133.4375 | 21785.4546 | 12227.2211 | 80390.2644 | 65448.6034 | 64012.0899 | 71383.4327 | 104824.1023 | 100807.7266 | 108516.8789 | 63183.5507 | 59932.9885
P5 | 0 | 0 | 0 | 0 | 0 | 0 | 31323.9241 | 28989.9604 | 29073.884 | 39199.4624 | 57359.7557 | 63856.8075 | 67405.9823 | 30445.8324 | 28420.735
P95 | 110780.5605 | 53608.4666 | 54759.4311 | 122893.3196 | 71937.5059 | 56762.7995 | 149842.2452 | 140315.2231 | 127938.9992 | 121569.0315 | 168042.2509 | 153209.4493 | 155886.1334 | 134160.2048 | 118985.8079
NETPOS - Net Position (MWh)
MEAN | 2851.5969 | 1275.7584 | 1471.6171 | 5771.5259 | 2097.9139 | 1114.9866 | 5452.5746 | 4125.7453 | 3810.5154 | 4137.0149 | 6272.3852 | 5890.9387 | 6162.6736 | 3202.0928 | 2977.1154
P5 | 0 | 0 | 0 | 0 | 0 | 0 | 2094.3737 | 1759.5 | 1782.4764 | 2354.625 | 2840.2902 | 3260.25 | 3428.1642 | 1656 | 1572.48
P95 | 12077.0103 | 5936.9649 | 6098.741 | 11990.121 | 7113.0346 | 5457.2796 | 13368.4984 | 9839.8711 | 8452.2227 | 7374.8264 | 10518.7534 | 11461.5014 | 9969.3286 | 6183.1085 | 5226.755
NETREVENUE - Net Revenue $
MEAN | -2557.6177 | 433.9374 | 1998.0411 | 13329.3379 | 566.6373 | 3051.7175 | 60945.2414 | 52748.1697 | 46178.4861 | 59574.4405 | 63974.6719 | 63023.3474 | 63836.0162 | 63190.0055 | 62673.6095
P5 | -15344.1225 | -7006.0436 | -3250.4211 | -4003.3605 | -9530.4211 | -1309.1847 | -5060.6378 | 3597.3485 | -2530.4234 | 12035.839 | 9014.5666 | 7475.0643 | 14625.8749 | 12670.5643 | 19549.8786
P95 | 4660.6603 | 6181.3104 | 12911.543 | 47244.6794 | 12281.7427 | 20008.3159 | 145735.3334 | 124752.997 | 125835.1081 | 126168.4861 | 165481.4467 | 124857.8507 | 115846.0194 | 133040.0899 | 127360.2548
STARTS - Number Starts
MEAN | 14.28 | 21.21 | 27.14 | 70.23 | 32.7 | 18.58 | 38.86 | 29.46 | 27.74 | 28.39 | 39.9 | 38.19 | 39.89 | 24.17 | 23.62
P5 | 0 | 0 | 0 | 0 | 0 | 0 | 15.5 | 14.5 | 14.5 | 15.5 | 22 | 22.5 | 23.5 | 12.5 | 13
P95 | 53 | 96 | 109 | 145 | 108.5 | 78 | 92 | 62.5 | 53.5 | 54 | 63.5 | 67.5 | 65 | 45 | 37
VOMCOSTS - VOM Costs
MEAN | 12889.2181 | 5881.2464 | 6916.6001 | 27703.3241 | 10258.799 | 5563.7829 | 27753.6048 | 21412.6183 | 20195.7316 | 22339.8806 | 34560.8423 | 33107.0757 | 35312.1196 | 18732.2431 | 17773.3789
P5 | 0 | 0 | 0 | 0 | 0 | 0 | 10660.3621 | 9131.805 | 9447.1252 | 12714.975 | 15649.999 | 18322.605 | 19643.3811 | 9687.6 | 9387.7053
P95 | 54588.0867 | 27369.4081 | 28664.0828 | 57552.5808 | 34782.7394 | 27231.8252 | 68045.6569 | 51068.931 | 44796.7804 | 39824.0625 | 57958.3315 | 64413.6381 | 57124.2527 | 36171.1846 | 31203.7274
Simple HR 2018 CELP 2015 v2
CAPACITYFACTOR - Net Generation Capacity Factor
MEAN | 1 | 1 | 1 | 1 | 1 | 1
P5 | 1 | 1 | 1 | 1 | 1 | 1
P95 | 1 | 1 | 1 | 1 | 1 | 1
NETPOS - Net Position (MWh)
MEAN | 130665.85 | 130922.4 | 130175.15 | 130114.6 | 130699.1 | 64667.05
P5 | 117512.5 | 119070 | 118720 | 118562.5 | 119262.5 | 58397.5
P95 | 134680 | 134960 | 134120 | 134120 | 134680 | 66640
NETREVENUE - Net Revenue $
MEAN | -10555499.6092 | -10657747.7484 | -11005043.869 | -11549320.5102 | -12156375.5705 | -6490732.9099
P5 | -11278006.1822 | -11536883.5302 | -11963889.5705 | -12517982.8534 | -13109960.3148 | -6857684.1506
P95 | -9461696.8765 | -9551752.7026 | -9802066.5957 | -10430863.9648 | -10836216.3294 | -5869581.3702
STARTS - Number Starts
MEAN | 1.52 | 1.55 | 1.65 | 1.64 | 1.45 | 0.85
P5 | 0 | 0 | 0 | 0 | 0 | 0
P95 | 6.5 | 7 | 7 | 7 | 6 | 4
Simple HR 2018 Colstrip 3 economic dispatch
CAPACITYFACTOR - Net Generation Capacity Factor
MEAN | 0.31179 | 0.31955 | 0.27427 | 0.20456 | 0.2628 | 0.22489 | 0.30714 | 0.31174 | 0.27771 | 0.27045 | 0.332 | 0.27831 | 0.2693 | 0.29657 | 0.254
P5 | 0.20139 | 0.19428 | 0.14861 | 0.091914 | 0.13474 | 0.11386 | 0.16739 | 0.18542 | 0.15345 | 0.17767 | 0.22498 | 0.183 | 0.18106 | 0.17932 | 0.16004
P95 | 0.39485 | 0.40878 | 0.35717 | 0.31619 | 0.36515 | 0.30172 | 0.43095 | 0.47186 | 0.4247 | 0.38707 | 0.47367 | 0.38569 | 0.38589 | 0.42727 | 0.34668
CO2EMISSIONS - CO2 Emissions
MEAN | 105484.2031 | 95177.8358 | 92229.1657 | 69160.57 | 76372.7307 | 76630.9477 | 104392.048 | 92050.824 | 93783.2757 | 92170.7384 | 96825.2038 | 94574.6863 | 91355.6152 | 87889.5427 | 85711.0208
P5 | 68406.31 | 56166.4305 | 50211.2282 | 30039.4989 | 38421.581 | 39658.7525 | 55351.9816 | 53846.4741 | 51195.0448 | 60252.5505 | 63978.3505 | 62821.8122 | 60521.0339 | 52616.0752 | 53700.8261
P95 | 136368.912 | 125814.8221 | 122945.4364 | 111016.6882 | 106794.2602 | 105477.4488 | 147281.1726 | 138667.3735 | 140619.6654 | 129776.8111 | 138362.1246 | 131954.7389 | 129652.559 | 130108.6004 | 116451.7913
FUELCONSUMED - Fuel Consumed
MEAN | 958947.301 | 865253.0524 | 838446.9612 | 628732.4544 | 694297.5514 | 696644.9795 | 949018.6184 | 836825.6729 | 852575.234 | 837915.8038 | 880229.1253 | 859769.875 | 830505.5931 | 798995.8425 | 779191.0981
P5 | 621875.5453 | 510603.9137 | 456465.7106 | 273086.3539 | 349287.1001 | 360534.1136 | 503199.8332 | 489513.4013 | 465409.4985 | 547750.459 | 581621.368 | 571107.3838 | 550191.2176 | 478327.9563 | 488189.328
P95 | 1239717.3818 | 1143771.1104 | 1117685.7853 | 1009242.6198 | 970856.9107 | 958885.8981 | 1338919.7511 | 1260612.4859 | 1278360.5942 | 1179789.192 | 1257837.4962 | 1199588.5358 | 1178659.6276 | 1182805.4583 | 1058652.648
FUELCOST - Fuel Cost
MEAN | 920589.409 | 813337.8693 | 830062.4916 | 729329.6471 | 763727.3066 | 780242.377 | 1081881.2249 | 979086.0373 | 1014564.5284 | 1013878.1226 | 1091484.1153 | 1083310.0425 | 1071352.2152 | 1046684.5537 | 1044116.0714
P5 | 597000.5235 | 479967.6789 | 451901.0535 | 316780.1706 | 384215.8101 | 403798.2072 | 573647.8098 | 572730.6796 | 553837.3032 | 662778.0553 | 721210.4963 | 719595.3036 | 709746.6708 | 626609.6228 | 654173.6995
P95 | 1190128.6866 | 1075144.8437 | 1106508.9275 | 1170721.439 | 1067942.6017 | 1073952.2059 | 1526368.5162 | 1474916.6085 | 1521249.1071 | 1427544.9223 | 1559718.4952 | 1511481.5551 | 1520470.9196 | 1549475.1504 | 1418594.5483
NETPOS - Net Position (MWh)
MEAN | 90312.7475 | 81423.2285 | 78890.3022 | 59137.1212 | 65317.4493 | 65542.9 | 89436.4227 | 78860.4058 | 80361.0043 | 78977.2141 | 82973.9242 | 81040.9546 | 78281.7807 | 75313.0485 | 73443.8627
P5 | 58534.5456 | 48029.1847 | 42929.9389 | 25651.4197 | 32835.2901 | 33895.683 | 47382.4285 | 46100.3065 | 43845.9443 | 51611.3386 | 54809.2717 | 53813.0858 | 51850.5247 | 45075.0746 | 45999.78
P95 | 116768.1233 | 107649.5479 | 105159.6256 | 94957.8096 | 91351.6639 | 90228.5092 | 126224.9589 | 118848.6975 | 120530.108 | 111226.3537 | 118589.1396 | 113099.3104 | 111118.0219 | 111512.8298 | 99801.6123
NETREVENUE - Net Revenue $
MEAN | -106211.094 | 118650.2645 | 141620.2246 | 70993.1627 | 39522.2305 | -6069.9451 | 64592.6548 | 23738.8101 | -85991.3247 | -60802.7965 | -51259.3579 | -63252.6087 | -55380.1955 | -24165.2144 | -26915.998
P5 | -316847.2216 | -183006.5655 | -173245.1544 | -170916.9748 | -192690.7969 | -193859.6604 | -253377.2981 | -218079.5685 | -307588.206 | -244614.0839 | -273845.5453 | -248293.733 | -224593.2581 | -227267.9834 | -200979.0457
P95 | 262442.8891 | 524150.9291 | 682862.3956 | 525936.3565 | 440417.0404 | 299953.2924 | 566806.8467 | 639674.1441 | 558970.8904 | 305760.0123 | 442112.6466 | 242994.3623 | 220559.5994 | 407292.0313 | 295450.8523
STARTS - Number Starts
MEAN | 4.77 | 3.07 | 2.45 | 2.26 | 2.88 | 2.26 | 65.5 | 63.26 | 111.16 | 112.82 | 31.49 | 27.03 | 27.39 | 32.53 | 24.84
P5 | 1 | 1 | 0 | 0 | 1 | 0 | 28.5 | 29 | 72 | 73.5 | 13.5 | 6 | 8.5 | 10.5 | 7
P95 | 9 | 5 | 5 | 5 | 5 | 5 | 96 | 93 | 139 | 149.5 | 55 | 49 | 51.5 | 59.5 | 46.5
VOMCOSTS - VOM Costs
MEAN | 304353.9591 | 279281.6737 | 276116.0578 | 211119.5227 | 237755.5154 | 243819.5882 | 338964.0422 | 305189.7703 | 316622.357 | 317488.4009 | 340193.089 | 339561.6 | 334263.2035 | 327611.7609 | 326090.7503
P5 | 197261.4187 | 164740.1036 | 150254.7861 | 91575.5684 | 119520.4559 | 126091.9409 | 179579.4041 | 178408.186 | 172753.0207 | 207477.5813 | 224718.0141 | 225476.8294 | 221401.7407 | 196076.5745 | 204239.023
P95 | 393508.5756 | 369237.9494 | 368058.6897 | 338999.3802 | 332520.0565 | 335650.0543 | 478392.5943 | 459944.4595 | 474888.6257 | 447129.9418 | 486215.4722 | 473886.1104 | 474473.9534 | 485080.8098 | 443119.1586
Simple HR 2018 Colstrip 3 must run
CAPACITYFACTOR - Net Generation Capacity Factor
MEAN | 1 | 1 | 1 | 1 | 1 | 1 | 1 | 1 | 1 | 1 | 1 | 1 | 1 | 1 | 1
P5 | 1 | 1 | 1 | 1 | 1 | 1 | 1 | 1 | 1 | 1 | 1 | 1 | 1 | 1 | 1
P95 | 1 | 1 | 1 | 1 | 1 | 1 | 1 | 1 | 1 | 1 | 1 | 1 | 1 | 1 | 1
CO2EMISSIONS - CO2 Emissions
MEAN | 159591.9105 | 140446.1025 | 159154.875 | 158961.0825 | 137074.113 | 159766.992 | 160268.1795 | 139862.052 | 159940.2915 | 160387.5735 | 138116.583 | 158999.841 | 160258.824 | 139682.961 | 159193.6335
P5 | 150801.75 | 130798.8 | 150913.125 | 149398.425 | 128081.25 | 149688 | 152784.225 | 132447.15 | 151559.1 | 150890.85 | 128014.425 | 149754.825 | 150979.95 | 131066.1 | 150467.625
P95 | 167418.9 | 147638.7 | 168042.6 | 166772.925 | 144987.975 | 167485.725 | 167173.875 | 146747.7 | 166906.575 | 168198.525 | 144475.65 | 166126.95 | 167374.35 | 146569.5 | 166817.475
FUELCONSUMED - Fuel Consumed
MEAN | 1450835.55 | 1276782.75 | 1446862.5 | 1445100.75 | 1246128.3 | 1452427.2 | 1456983.45 | 1271473.2 | 1454002.65 | 1458068.85 | 1255605.3 | 1445453.1 | 1456898.4 | 1269845.1 | 1447214.85
P5 | 1370925 | 1189080 | 1371937.5 | 1358167.5 | 1164375 | 1360800 | 1388947.5 | 1204065 | 1377810 | 1371735 | 1163767.5 | 1361407.5 | 1372545 | 1191510 | 1367887.5
P95 | 1521990 | 1342170 | 1527660 | 1516117.5 | 1318072.5 | 1522597.5 | 1519762.5 | 1334070 | 1517332.5 | 1529077.5 | 1313415 | 1510245 | 1521585 | 1332450 | 1516522.5
FUELCOST - Fuel Cost
MEAN | 1392802.128 | 1200175.785 | 1432393.875 | 1676316.87 | 1370741.13 | 1626718.464 | 1660961.133 | 1487623.644 | 1730263.1535 | 1764263.3085 | 1556950.572 | 1821270.906 | 1879398.936 | 1663497.081 | 1939267.899
P5 | 1316088 | 1117735.2 | 1358218.125 | 1575474.3 | 1280812.5 | 1524096 | 1583400.15 | 1408756.05 | 1639593.9 | 1659799.35 | 1443071.7 | 1715373.45 | 1770583.05 | 1560878.1 | 1832969.25
P95 | 1461110.4 | 1261639.8 | 1512383.4 | 1758696.3 | 1449879.75 | 1705309.2 | 1732529.25 | 1560861.9 | 1805625.675 | 1850183.775 | 1628634.6 | 1902908.7 | 1962844.65 | 1745509.5 | 2032140.15
NETPOS - Net Position (MWh)
MEAN | 107469.3 | 94576.5 | 107175 | 107044.5 | 92305.8 | 107587.2 | 107924.7 | 94183.2 | 107703.9 | 108005.1 | 93007.8 | 107070.6 | 107918.4 | 94062.6 | 107201.1
P5 | 101550 | 88080 | 101625 | 100605 | 86250 | 100800 | 102885 | 89190 | 102060 | 101610 | 86205 | 100845 | 101670 | 88260 | 101325
P95 | 112740 | 99420 | 113160 | 112305 | 97635 | 112785 | 112575 | 98820 | 112395 | 113265 | 97290 | 111870 | 112710 | 98700 | 112335
NETREVENUE - Net Revenue $
MEAN | -1621970.5847 | -1051986.6805 | -1339070.5699 | -1687763.4457 | -1323486.2798 | -1822541.4588 | -1970121.21 | -1757805.3428 | -2272698.3894 | -2315121.6117 | -1907181.1839 | -2399774.6621 | -2481407.2418 | -2085214.8669 | -2568012.0853
P5 | -2019519.9919 | -1500209.3987 | -1860317.59 | -2258329.1709 | -1761228.0426 | -2283806.603 | -2411958.5905 | -2134111.2327 | -2598624.5978 | -2673843.5906 | -2240043.4109 | -2764389.1084 | -2836275.3404 | -2414376.9127 | -2911875.5412
P95 | -1193069.9454 | -615641.9995 | -718320.2633 | -1080590.0032 | -757812.9289 | -1382680.6984 | -1515307.9488 | -1228390.0597 | -1692535.0388 | -1883493.3101 | -1409084.9871 | -1998655.741 | -2082090.2199 | -1622773.1334 | -2245250.7465
STARTS - Number Starts
MEAN | 2.29 | 2.8 | 2.21 | 2.22 | 2.89 | 2.37 | 1.94 | 2.88 | 1.81 | 2.05 | 2.71 | 2.07 | 2.13 | 2.91 | 2.15
P5 | 0 | 1 | 0 | 0 | 1 | 0 | 0 | 1 | 0 | 0 | 1 | 0 | 0 | 1 | 0
P95 | 5 | 5 | 5 | 5 | 5 | 5.5 | 4 | 5 | 4 | 5 | 5 | 4.5 | 5 | 5.5 | 5
VOMCOSTS - VOM Costs
MEAN | 362171.541 | 324397.395 | 375112.5 | 382148.865 | 335993.112 | 400224.384 | 409034.613 | 364488.984 | 424353.366 | 434180.502 | 381331.98 | 448625.814 | 460811.568 | 409172.31 | 475972.884
P5 | 342223.5 | 302114.4 | 355687.5 | 359159.85 | 313950 | 374976 | 389934.15 | 345165.3 | 402116.4 | 408472.2 | 353440.5 | 422540.55 | 434130.9 | 383931 | 449883
P95 | 379933.8 | 341010.6 | 396060 | 400928.85 | 355391.4 | 419560.2 | 426659.25 | 382433.4 | 442836.3 | 455325.3 | 398889 | 468735.3 | 481271.7 | 429345 | 498767.4
Simple HR 2018 Colstrip 4 economic dispatch
CAPACITYFACTOR - Net Generation Capacity Factor
MEAN | 0.35035 | 0.26843 | 0.2583 | 0.2267 | 0.21536 | 0.21581 | 0.3482 | 0.27168 | 0.27567 | 0.31465 | 0.28508 | 0.27563 | 0.30494 | 0.25857 | 0.25392
P5 | 0.22533 | 0.15487 | 0.14044 | 0.093791 | 0.1086 | 0.11023 | 0.18667 | 0.16652 | 0.14897 | 0.20517 | 0.17333 | 0.17492 | 0.20309 | 0.15679 | 0.15318
P95 | 0.45215 | 0.35502 | 0.34051 | 0.36246 | 0.31078 | 0.29568 | 0.48552 | 0.40827 | 0.42293 | 0.44036 | 0.39393 | 0.3798 | 0.43633 | 0.37944 | 0.34486
CO2EMISSIONS - CO2 Emissions
MEAN | 104013.7243 | 91548.1132 | 87223.8233 | 65384.2217 | 72900.8034 | 73179.9736 | 103234.6782 | 91568.2474 | 93404.4439 | 92101.7282 | 96712.2783 | 93553.3504 | 90790.1894 | 87026.7395 | 85959.6449
P5 | 66185.7484 | 53218.7169 | 47333.1063 | 28313.7608 | 36905.3385 | 38157.1747 | 56301.5287 | 56598.6723 | 50466.8522 | 58918.1049 | 58831.394 | 57864.8658 | 58441.2498 | 53600.6606 | 51423.2952
P95 | 137196.0736 | 123056.2563 | 114944.4358 | 102288.3882 | 102515.5468 | 99085.0488 | 148185.0785 | 137301.7042 | 143317.5033 | 130133.2802 | 136540.2127 | 129859.1975 | 128502.6528 | 124694.6515 | 121345.7004
FUELCONSUMED - Fuel Consumed
MEAN | 945579.3115 | 832255.5743 | 792943.848 | 594402.0158 | 662734.5762 | 665272.4875 | 938497.0746 | 832438.6131 | 849131.3085 | 837288.4382 | 879202.5301 | 850485.0039 | 825365.3583 | 791152.1772 | 781451.3169
P5 | 601688.6221 | 483806.5175 | 430300.9665 | 257397.8252 | 335503.0776 | 346883.4067 | 511832.0791 | 514533.3844 | 458789.5655 | 535619.1355 | 534830.8541 | 526044.2347 | 531284.0892 | 487278.7328 | 467484.5022
P95 | 1247237.0326 | 1118693.2389 | 1044949.416 | 929894.4378 | 931959.5164 | 900773.1708 | 1347137.0774 | 1248197.3107 | 1302886.3939 | 1183029.82 | 1241274.6607 | 1180538.1586 | 1168205.9342 | 1133587.7407 | 1103142.7313
FUELCOST - Fuel Cost
MEAN | 907756.1391 | 782320.2399 | 785014.4096 | 689506.3383 | 729008.0338 | 745105.186 | 1069886.665 | 973953.1773 | 1010466.2572 | 1013119.0102 | 1090211.1373 | 1071611.105 | 1064721.3122 | 1036409.3521 | 1047144.7647
P5 | 577621.0772 | 454778.1264 | 425997.9569 | 298581.4772 | 369053.3854 | 388509.4155 | 583488.5702 | 602004.0598 | 545959.583 | 648099.1539 | 663190.2591 | 662815.7357 | 685356.475 | 638335.1399 | 626429.233
P95 | 1197347.5513 | 1051571.6445 | 1034499.9219 | 1078677.5479 | 1025155.4681 | 1008865.9513 | 1535736.2683 | 1460390.8536 | 1550434.8087 | 1431466.0822 | 1539180.5792 | 1487478.0799 | 1506985.6551 | 1484999.9403 | 1478211.2599
NETPOS - Net Position (MWh)
MEAN | 89055.2329 | 78294.4799 | 74584.4342 | 55898.1847 | 62327.014 | 62575.5902 | 88446.9971 | 78444.1141 | 80036.5118 | 78919.682 | 82876.0246 | 80166.72 | 77799.2631 | 74571.6259 | 73656.4662
P5 | 56645.7497 | 45499.77 | 40460.3821 | 24173.2596 | 31543.1635 | 32600.8456 | 48198.5782 | 48459.948 | 43217.8832 | 50470.4789 | 50393.9801 | 49574.1853 | 50065.687 | 45912.5663 | 44045.0607
P95 | 117494.6186 | 105247.7311 | 98285.0834 | 87481.6889 | 87655.8619 | 84742.785 | 127001.1019 | 117674.4423 | 122843.5371 | 111530.1485 | 117031.4804 | 111302.7288 | 110145.914 | 106876.0773 | 104004.2282
NETREVENUE - Net Revenue $
MEAN | -97893.8386 | 109536.1677 | 133069.0539 | 69298.2319 | 37473.6622 | -3415.0094 | 72574.1204 | 27358.3688 | -76924.6892 | -59928.4435 | -52398.2621 | -61655.3604 | -50689.3425 | -22447.4634 | -19796.7719
P5 | -299247.829 | -175339.3743 | -157804.3367 | -153712.4909 | -183206.262 | -186324.3693 | -254948.8687 | -208793.0147 | -295879.0605 | -231278.3853 | -275659.4191 | -243383.6914 | -223695.1237 | -225980.2918 | -201987.8301
P95 | 247917.6592 | 543377.8919 | 629606.6784 | 508838.9246 | 421189.8348 | 278568.3651 | 578232.8083 | 639365.9445 | 607727.2204 | 355795.2372 | 438000.4632 | 248481.1118 | 263246.5759 | 430439.7732 | 323620.2194
STARTS - Number Starts
MEAN | 13.29 | 3.37 | 3.18 | 3.2 | 2.75 | 2.68 | 28.38 | 24.59 | 75.38 | 63.68 | 21.33 | 23.34 | 16.67 | 14.76 | 14.36
P5 | 5 | 1 | 1 | 1 | 0 | 0.5 | 17 | 12.5 | 52 | 41.5 | 8.5 | 10 | 8 | 7 | 5
P95 | 24.5 | 7 | 6 | 6 | 5.5 | 5 | 42 | 36.5 | 97.5 | 85.5 | 35 | 41.5 | 26 | 26 | 25
VOMCOSTS - VOM Costs
MEAN | 300116.135 | 268550.0662 | 261045.5196 | 199556.5195 | 226870.331 | 232781.1955 | 335214.119 | 303578.7216 | 315343.8565 | 317257.1216 | 339791.7009 | 335898.5569 | 332202.8534 | 324386.5728 | 327034.7098
P5 | 190896.1763 | 156064.211 | 141611.3373 | 86298.5367 | 114817.1151 | 121275.1455 | 182672.6112 | 187539.9986 | 170278.4598 | 202891.3253 | 206615.3186 | 207715.8363 | 213780.4833 | 199719.6633 | 195560.0693
P95 | 395956.8646 | 360999.7178 | 343997.7919 | 312309.6293 | 319067.3373 | 315243.1601 | 481334.1761 | 455400.0915 | 484003.5361 | 448351.1969 | 479829.0697 | 466358.4338 | 470323.0527 | 464910.9363 | 461778.7731
Simple HR 2018 Colstrip 4 must run
CAPACITYFACTOR - Net Generation Capacity Factor
MEAN | 1 | 1 | 1 | 1 | 1 | 1 | 1 | 1 | 1 | 1 | 1 | 1 | 1 | 1 | 1
P5 | 1 | 1 | 1 | 1 | 1 | 1 | 1 | 1 | 1 | 1 | 1 | 1 | 1 | 1 | 1
P95 | 1 | 1 | 1 | 1 | 1 | 1 | 1 | 1 | 1 | 1 | 1 | 1 | 1 | 1 | 1
CO2EMISSIONS - CO2 Emissions
MEAN | 140394.4245 | 159963.4575 | 158969.547 | 135213.2595 | 160162.1505 | 160467.318 | 140654.5965 | 160047.2115 | 158726.7495 | 137858.193 | 159885.0495 | 159125.0265 | 139669.596 | 158822.532 | 159062.6565
P5 | 132046.2 | 151536.825 | 149888.475 | 125252.325 | 150757.2 | 152093.7 | 133182.225 | 150757.2 | 150133.5 | 127613.475 | 149910.75 | 148329.225 | 130442.4 | 148440.6 | 149420.7
P95 | 147705.525 | 168399 | 167886.675 | 142938.675 | 168955.875 | 168510.375 | 147326.85 | 168198.525 | 166951.125 | 145077.075 | 168443.55 | 168287.625 | 147081.825 | 167931.225 | 167508
FUELCONSUMED - Fuel Consumed
MEAN | 1276312.95 | 1454213.25 | 1445177.7 | 1229211.45 | 1456019.55 | 1458793.8 | 1278678.15 | 1454974.65 | 1442970.45 | 1253256.3 | 1453500.45 | 1446591.15 | 1269723.6 | 1443841.2 | 1446024.15
P5 | 1200420 | 1377607.5 | 1362622.5 | 1138657.5 | 1370520 | 1382670 | 1210747.5 | 1370520 | 1364850 | 1160122.5 | 1362825 | 1348447.5 | 1185840 | 1349460 | 1358370
P95 | 1342777.5 | 1530900 | 1526242.5 | 1299442.5 | 1535962.5 | 1531912.5 | 1339335 | 1529077.5 | 1517737.5 | 1318882.5 | 1531305 | 1529887.5 | 1337107.5 | 1526647.5 | 1522800
FUELCOST - Fuel Cost
MEAN | 1225260.432 | 1366960.455 | 1430725.923 | 1425885.282 | 1601621.505 | 1633849.056 | 1457693.091 | 1702320.3405 | 1717134.8355 | 1516440.123 | 1802340.558 | 1822704.849 | 1637943.444 | 1891431.972 | 1937672.361
P5 | 1152403.2 | 1294951.05 | 1348996.275 | 1320842.7 | 1507572 | 1548590.4 | 1380252.15 | 1603508.4 | 1624171.5 | 1403748.225 | 1689903 | 1699043.85 | 1529733.6 | 1767792.6 | 1820215.8
P95 | 1289066.4 | 1439046 | 1510980.075 | 1507353.3 | 1689558.75 | 1715742 | 1526841.9 | 1789020.675 | 1806107.625 | 1595847.825 | 1898818.2 | 1927658.25 | 1724868.675 | 1999908.225 | 2040552
NETPOS - Net Position (MWh)
MEAN | 94541.7 | 107719.5 | 107050.2 | 91052.7 | 107853.3 | 108058.8 | 94716.9 | 107775.9 | 106886.7 | 92833.8 | 107666.7 | 107154.9 | 94053.6 | 106951.2 | 107112.9
P5 | 88920 | 102045 | 100935 | 84345 | 101520 | 102420 | 89685 | 101520 | 101100 | 85935 | 100950 | 99885 | 87840 | 99960 | 100620
P95 | 99465 | 113400 | 113055 | 96255 | 113775 | 113475 | 99210 | 113265 | 112425 | 97695 | 113430 | 113325 | 99045 | 113085 | 112800
NETREVENUE - Net Revenue $
MEAN | -1329290.5263 | -1317716.2919 | -1344627.2681 | -1322570.3912 | -1688454.9503 | -1830265.5875 | -1616200.6837 | -2131115.9114 | -2263304.8321 | -1867549.9102 | -2374408.5682 | -2400866.3131 | -2052695.1399 | -2500398.093 | -2569044.0064
P5 | -1680104.6695 | -1794624.2624 | -1849085.1897 | -1892138.9169 | -2154130.7716 | -2262540.6568 | -2076679.9155 | -2507173.9819 | -2631143.3207 | -2151505.7307 | -2718677.0503 | -2759162.0075 | -2359895.5049 | -2879286.0689 | -2874905.3354
P95 | -951857.686 | -840306.0137 | -737701.5957 | -723968.1244 | -1139716.2748 | -1402575.6648 | -1199352.1276 | -1603847.8013 | -1669603.1113 | -1463550.4207 | -1880939.3378 | -2062706.2565 | -1709837.383 | -1994381.4054 | -2228934.1143
STARTS - Number Starts
MEAN | 3.1 | 2.4 | 2.39 | 3.02 | 2.36 | 2.16 | 2.68 | 2.19 | 2.61 | 2.92 | 2.39 | 2.38 | 3.07 | 2.48 | 2.26
P5 | 1 | 0 | 0 | 1 | 0 | 0 | 1 | 0 | 0 | 1 | 0 | 0 | 1 | 0 | 0
P95 | 6 | 5 | 4.5 | 6 | 5 | 4 | 5 | 5 | 5.5 | 5 | 5 | 5 | 5 | 5 | 5
VOMCOSTS - VOM Costs
MEAN | 318605.529 | 369477.885 | 374675.7 | 325058.139 | 392586.012 | 401978.736 | 358977.051 | 417092.733 | 421133.598 | 373191.876 | 441433.47 | 448979.031 | 401608.872 | 465237.72 | 475581.276
P5 | 299660.4 | 350014.35 | 353272.5 | 301111.65 | 369532.8 | 381002.4 | 339906.15 | 392882.4 | 398334 | 345458.7 | 413895 | 418518.15 | 375076.8 | 434826 | 446752.8
P95 | 335197.05 | 388962 | 395692.5 | 343630.35 | 414141 | 422127 | 376005.9 | 438335.55 | 442954.5 | 392733.9 | 465063 | 474831.75 | 422922.15 | 491919.75 | 500832
Simple HR 2018 David Gates Generating Station updated HRs
CAPACITYFACTOR - Net Generation Capacity Factor
MEAN | 0.066964 | 0.084637 | 0.079358 | 0.072059 | 0.07404 | 0.065485 | 0.05742 | 0.050149 | 0.035284 | 0.040804 | 0.041821 | 0.036092 | 0.038112 | 0.038826 | 0.033817
P5 | 0.043863 | 0.049562 | 0.041933 | 0.042908 | 0.046662 | 0.040222 | 0.031079 | 0.031115 | 0.018055 | 0.026659 | 0.024353 | 0.020274 | 0.023735 | 0.02516 | 0.01923
P95 | 0.09119 | 0.11814 | 0.11542 | 0.10795 | 0.10113 | 0.084124 | 0.081997 | 0.074135 | 0.060004 | 0.057868 | 0.064537 | 0.05176 | 0.053328 | 0.05313 | 0.048519
CO2EMISSIONS - CO2 Emissions
MEAN | 43463.7182 | 53259.1865 | 48456.1825 | 46477.2311 | 48083.4676 | 42077.706 | 31836.7076 | 28461.5561 | 19562.6562 | 23261.8164 | 23372.484 | 19243.34 | 21252.0883 | 21598.0713 | 17964.8535
P5 | 32097.0031 | 36242.0851 | 30114.0768 | 32688.4389 | 35030.0001 | 29982.5613 | 18721.3805 | 18429.2802 | 9730.7673 | 15388.5737 | 13969.8501 | 11131.4039 | 13551.6283 | 14770.4789 | 10633.3537
P95 | 55131.9815 | 67906.0155 | 64321.8559 | 63219.4778 | 60837.8891 | 51154.0134 | 43089.5015 | 40988.8456 | 33425.8214 | 33064.968 | 34907.783 | 28033.7306 | 29892.544 | 29816.7768 | 26050.2914
FUELCONSUMED - Fuel Consumed
MEAN | 736673.1897 | 902698.0767 | 821291.2295 | 787749.6805 | 814974.0273 | 713181.4572 | 539605.2128 | 482399.256 | 331570.4447 | 394268.0748 | 396143.7974 | 326158.3058 | 360204.886 | 366069.0043 | 304489.0423
P5 | 544017.001 | 614272.628 | 510408.0809 | 554041.3381 | 593728.8158 | 508179.0051 | 317311.5335 | 312360.6817 | 164928.26 | 260823.2839 | 236777.1207 | 188667.8627 | 229688.6145 | 250347.0997 | 180226.3345
P95 | 934440.3646 | 1150949.4152 | 1090200.9468 | 1071516.5731 | 1031150.6631 | 867017.1765 | 730330.5332 | 694726.1968 | 566539.3465 | 560423.1856 | 591657.3391 | 475147.977 | 506653.2889 | 505369.0975 | 441530.3633
FUELCOST - Fuel Cost
MEAN | 1034685.9721 | 1257801.1797 | 1207225.2084 | 1187476.0702 | 1285323.6908 | 1185141.9711 | 975226.4703 | 891615.3826 | 677767.5396 | 782338.8802 | 820074.0797 | 707057.5421 | 774230.5412 | 804756.9813 | 699650.4657
P5 | 570930.8779 | 597856.0777 | 520795.4633 | 510230.8146 | 665566.7414 | 587505.9617 | 379760.2433 | 434510.1195 | 250092.4257 | 415519.0278 | 365760.7069 | 284817.0528 | 381063.2254 | 400381.1954 | 298820.8504
P95 | 1589154.6093 | 1939784.8942 | 2031482.1045 | 2098311.3269 | 2105020.9947 | 1807162.7921 | 1640105.781 | 1725625.4999 | 1530937.6926 | 1377722.9391 | 1528762.1394 | 1287140.3213 | 1337644.0338 | 1447342.5333 | 1220265.0125
NETPOS - Net Position (MWh)
MEAN | 37522.1842 | 47463.7272 | 44220.8563 | 40214.9121 | 41462.9537 | 36775.8789 | 32146.5982 | 28077.6268 | 19653.3833 | 22991.0419 | 23427.3584 | 20193.7853 | 21335.7102 | 21693.8423 | 18864.1344
P5 | 24551.5358 | 27847.682 | 23310.0397 | 23965.5201 | 26084.9973 | 22548.7394 | 17460.6695 | 17365.7155 | 10045.6763 | 15004.4823 | 13663.8876 | 11294.9048 | 13241.5784 | 14038.6221 | 10708.2586
P95 | 51377.7475 | 66551.1963 | 64123.9821 | 60678.8193 | 56244.974 | 47279.5207 | 46153.1181 | 41443.5309 | 33406.7507 | 32699.2605 | 36267.5859 | 28945.0534 | 29877.55 | 29769.0792 | 27185.4159
NETREVENUE - Net Revenue $
MEAN | -1098215.7159 | -1159427.3737 | -1019903.5642 | -1138855.9241 | -1277976.4466 | -1158194.3096 | -696371.9396 | -693184.4347 | -436193.7109 | -557952.2964 | -564946.6024 | -397819.9328 | -529011.9797 | -553382.9998 | -395543.3143
P5 | -1361151.4983 | -1419935.2499 | -1277297.0506 | -1487073.4591 | -1599262.4612 | -1437456.3177 | -957714.5582 | -1044611.6262 | -819990.2498 | -879834.2919 | -840813.7048 | -655526.2711 | -803755.4864 | -872244.2532 | -610025.4503
P95 | -830486.2631 | -890321.2695 | -736811.0006 | -871092.9994 | -976157.0011 | -865571.8091 | -411419.6378 | -439804.9223 | -195593.552 | -341328.5187 | -313798.2342 | -192398.8891 | -338400.2499 | -334589.0113 | -220836.9786
STARTS - Number Starts
MEAN | 2019.5 | 2101.8 | 2016.64 | 2115.76 | 2161.16 | 2073.81 | 1436.91 | 1383.18 | 882.77 | 1079.09 | 1087.87 | 827.72 | 992.2 | 1011.88 | 795.96
P5 | 1888 | 1986 | 1898 | 1980 | 2017 | 1923.5 | 1009 | 1021.5 | 549.5 | 832 | 727.5 | 568.5 | 738 | 774.5 | 531.5
P95 | 2156.5 | 2225 | 2179.5 | 2239 | 2296 | 2196 | 1720 | 1722.5 | 1207 | 1363 | 1401 | 1066 | 1278 | 1312 | 1073.5
VOMCOSTS - VOM Costs
MEAN | 340701.4324 | 439514.1135 | 417444.8835 | 387269.6033 | 407166.205 | 368494.3062 | 328538.2338 | 292849.6472 | 208915.4645 | 249452.8046 | 259106.5837 | 227987.8356 | 245574.0244 | 254685.7089 | 225992.3303
P5 | 222927.9453 | 257869.5351 | 220046.7749 | 230787.9585 | 256154.6732 | 225938.3689 | 178448.0419 | 181124.4131 | 106785.5394 | 162798.6326 | 151122.5967 | 127519.4756 | 152410.5676 | 164813.4231 | 128284.9377
P95 | 466509.9476 | 616264.0777 | 605330.3912 | 584337.0301 | 552325.645 | 473740.797 | 471684.8666 | 432256.0271 | 355113.7598 | 354786.977 | 401119.4999 | 326789.6526 | 343890.6001 | 349488.9897 | 325681.2829
Simple HR 2018 YELP 2015 v2
CAPACITYFACTOR - Net Generation Capacity Factor
MEAN | 1 | 1 | 1 | 1 | 1 | 1 | 1 | 1 | 1 | 1
P5 | 1 | 1 | 1 | 1 | 1 | 1 | 1 | 1 | 1 | 1
P95 | 1 | 1 | 1 | 1 | 1 | 1 | 1 | 1 | 1 | 1
NETPOS - Net Position (MWh)
MEAN | 193828.96 | 194754.56 | 193468.08 | 192903.88 | 193879.4 | 194975.04 | 193937.12 | 194259 | 193346.4 | 195608.92
P5 | 188864 | 187928 | 187980 | 187590 | 188318 | 190268 | 188136 | 188084 | 188084 | 189904
P95 | 198146 | 199342 | 197392 | 197990 | 198328 | 198978 | 198848 | 198510 | 197340 | 199368
NETREVENUE - Net Revenue $
MEAN | -16175779.9149 | -16193276.7471 | -16487447.6874 | -17013831.365 | -17671734.6764 | -19019672.9395 | -20189333.9068 | -21577974.7259 | -21402111.8784 | -21643777.2337
P5 | -17002223.3467 | -17286063.3837 | -17468023.2966 | -18025111.0618 | -18702601.4894 | -20055129.3267 | -21231261.8012 | -22498358.8324 | -22276795.9881 | -22416857.4065
P95 | -15250370.6759 | -15000583.1465 | -15425037.4158 | -15795408.9131 | -16688689.3739 | -18148488.3333 | -19031880.9054 | -20536317.001 | -20509623.7277 | -20802682.8645
STARTS - Number Starts
MEAN | 1.59 | 1.45 | 1.47 | 1.71 | 1.69 | 1.61 | 1.76 | 1.74 | 1.55 | 1.45
P5 | 0 | 0 | 0 | 0 | 0 | 0 | 0 | 0 | 0 | 0
P95 | 4 | 4 | 3 | 4 | 4 | 4 | 4 | 5 | 3.5 | 4
Generation Asset - Total
CAPACITYFACTOR - Net Generation Capacity Factor
MEAN | 0.40813 | 0.40163 | 0.39434 | 0.37645 | 0.38218 | 0.35304 | 0.3602 | 0.34538 | 0.33982 | 0.34178 | 0.26421 | 0.25849 | 0.25605 | 0.25057 | 0.24752
P5 | 0.37213 | 0.35735 | 0.34486 | 0.33599 | 0.34112 | 0.31088 | 0.30613 | 0.30244 | 0.2971 | 0.31003 | 0.22114 | 0.22043 | 0.21715 | 0.20719 | 0.2063
P95 | 0.44104 | 0.43589 | 0.42947 | 0.42088 | 0.41662 | 0.38335 | 0.40936 | 0.40272 | 0.39753 | 0.38557 | 0.31538 | 0.3054 | 0.30607 | 0.29859 | 0.29108
CO2EMISSIONS - CO2 Emissions
MEAN | 554464.9603 | 541076.5711 | 546820.1196 | 478276.1338 | 495713.3369 | 512718.2372 | 543281.7829 | 514180.3969 | 527440.3513 | 507976.1526 | 518241.1051 | 528623.2055 | 506597.741 | 496719.4453 | 509471.9607
P5 | 473653.6093 | 444432.0219 | 442507.3736 | 391927.8033 | 407622.5597 | 425993.1838 | 434167.8394 | 431944.8798 | 433371.6558 | 442662.8379 | 443469.3438 | 453480.2393 | 439924.0216 | 424726.7996 | 436977.3506
P95 | 625340.5197 | 613540.3302 | 619185.3232 | 575445.2969 | 566387.405 | 576012.0621 | 638976.2649 | 621770.8712 | 638067.6094 | 590602.4167 | 605341.3693 | 611414.5386 | 595686.702 | 576345.3984 | 589196.0246
FUELCONSUMED - Fuel Consumed
MEAN | 5394059.8235 | 5342759.9172 | 5358053.1881 | 4737395.8235 | 4893138.2718 | 4996409.7518 | 5211860.0157 | 4915238.6088 | 4964537.11 | 4818019.5522 | 4921113.5158 | 4981456.7788 | 4798145.7715 | 4698710.0847 | 4785152.6868
P5 | 4605947.0673 | 4366850.8727 | 4279767.0371 | 3870381.8197 | 4007311.3027 | 4140504.1267 | 4142411.1479 | 4098191.3684 | 4061738.0494 | 4180335.8507 | 4182184.5133 | 4257869.6126 | 4137369.0714 | 3996171.3757 | 4075932.3724
P95 | 6096539.0994 | 6047546.4581 | 6132443.1885 | 5718939.3674 | 5616129.6892 | 5627627.4933 | 6174560.2765 | 5975192.1265 | 6068974.1611 | 5658690.573 | 5796027.5338 | 5807819.5227 | 5649879.8321 | 5483863.3347 | 5587070.8448
FUELCOST - Fuel Cost
MEAN | 5507621.9232 | 5431954.1192 | 5699085.3778 | 5769647.6451 | 5772207.1208 | 5983284.2752 | 6326038.8486 | 6100047.1852 | 6214208.4041 | 6161422.8773 | 6465884.5646 | 6606762.1712 | 6536163.3274 | 6505963.4907 | 6727784.5503
P5 | 4491635.7298 | 4124382.3221 | 4259793.5645 | 4391819.6284 | 4424225.9859 | 4701772.689 | 4767967.8773 | 4886938.0651 | 4881119.9275 | 5187388.6667 | 5267563.5673 | 5477534.3288 | 5444969.8598 | 5314513.2563 | 5519703.6506
P95 | 6552374.2828 | 6637951.7896 | 7050396.7162 | 7468676.9414 | 7173690.7266 | 7085500.1729 | 7912340.2981 | 8008251.5405 | 8163147.5767 | 7568002.4321 | 8064115.522 | 8073947.0049 | 7982305.3412 | 8073649.7337 | 8195874.3647
NETPOS - Net Position (MWh)
MEAN | 746247.5715 | 736430.154 | 737035.6397 | 682137.4239 | 695942.9309 | 641297.4456 | 612061.3127 | 585725.992 | 591798.4148 | 581472.773 | 396224.1923 | 401517.8987 | 385551.4276 | 375794.4096 | 383255.5786
P5 | 676146.1983 | 651212.9071 | 648219.2812 | 607433.8524 | 620153.145 | 565484.5368 | 517915.1293 | 513837.4606 | 513365.7939 | 523181.595 | 331448.4432 | 339103.3131 | 327912.0979 | 313019.7192 | 320559.3704
P95 | 808067.9243 | 803902.2726 | 802115.9963 | 767794.1687 | 758250.5448 | 699171.0468 | 699511.4454 | 681862.5094 | 692384.8308 | 654426.3105 | 473678.5066 | 474799.678 | 461760.5724 | 447103.6057 | 453423.6378
NETREVENUE - Net Revenue $
MEAN | -30987418.9013 | -30151534.4721 | -30919405.639 | -32558720.9037 | -34040465.3935 | -30327840.4422 | -24273915.7235 | -26056235.0662 | -26491046.3387 | -26445557.8514 | -4886219.3026 | -5260345.5297 | -5105347.8833 | -5122418.632 | -5516638.5664
P5 | -33444612.1469 | -33132632.4175 | -33900807.7097 | -35619128.4081 | -36997972.6588 | -32098247.0411 | -26421163.5923 | -27810476.747 | -28128160.8945 | -27817954.7269 | -5781159.841 | -6142661.6651 | -5962854.8037 | -6040807.2375 | -6308302.11
P95 | -27919027.8726 | -26828569.296 | -26961231.9311 | -28851664.214 | -30472541.6123 | -28241160.7972 | -21511455.8362 | -22905109.908 | -23329725.6511 | -24279617.1595 | -3013199.111 | -4109149.3153 | -4087360.2714 | -3535333.8214 | -4313135.589
STARTS - Number Starts
MEAN | 2060.34 | 2137.65 | 2057.13 | 2200.04 | 2207.88 | 2104.32 | 1576.03 | 1507.3 | 1103.02 | 1290.4 | 1185.69 | 920.73 | 1081.35 | 1088.73 | 863.19
P5 | 1920.5 | 2002.5 | 1923.5 | 2030.5 | 2087.5 | 1993 | 1150 | 1137 | 775.5 | 1017 | 817 | 651 | 823 | 850.5 | 590
P95 | 2195.5 | 2272.5 | 2219 | 2313 | 2330.5 | 2222 | 1875 | 1867 | 1447 | 1595.5 | 1518 | 1169.5 | 1384.5 | 1427.5 | 1161.5
VOMCOSTS - VOM Costs
MEAN | 1638837.8146 | 1687102.3798 | 1711311.261 | 1532855.9736 | 1610629.9744 | 1652861.9928 | 1798481.6639 | 1704612.4744 | 1706564.3736 | 1713910.5856 | 1796417.666 | 1834159.9133 | 1809772.6409 | 1799826.3157 | 1848445.3292
P5 | 1351721.9601 | 1303016.8335 | 1275770.775 | 1172499.6084 | 1245931.2672 | 1296491.4855 | 1358429.8405 | 1368200.5782 | 1337832.1373 | 1446986.4855 | 1469472.3796 | 1525528.8862 | 1504696.4084 | 1458648.9052 | 1509812.4674
P95 | 1906598.4545 | 1993208.8309 | 2059554.535 | 1954641.0516 | 1920856.3701 | 1916676.7801 | 2202836.0963 | 2157975.3448 | 2180109.3516 | 2073264.886 | 2191196.9825 | 2209720.1585 | 2187947.8588 | 2160851.6053 | 2239468.5635
Hydro
IRP Black Eagle 2018
NETPOS - Net Position (MWh)
MEAN | 57040.7834 | 57192.4599 | 56760.1129 | 56782.3464 | 56982.4346 | 57116.281 | 57023.0601 | 57065.2962 | 56735.0128 | 57267.0927 | 56960.2578 | 57016.9848 | 57060.623 | 56859.6721 | 56774.4643
P5 | 52743.5277 | 53033.8711 | 52177.989 | 52528.0242 | 53026.4635 | 52320.3188 | 52932.7189 | 53370.7813 | 51775.8709 | 52948.2509 | 52532.2801 | 52942.395 | 52306.8955 | 52585.5857 | 53136.7755
P95 | 61097.7235 | 60843.7916 | 60980.4071 | 60291.521 | 60726.0926 | 61142.0114 | 61289.2754 | 60864.5249 | 60279.0432 | 61051.9001 | 60921.5498 | 60413.4034 | 60708.9999 | 60687.1849 | 61440.2634
NETREVENUE - Net Revenue $
MEAN | 532423.972 | 684898.3882 | 696366.3571 | 657155.479 | 623648.76 | 569790.4644 | 511626.7251 | 460987.3138 | 402057.9723 | 406312.4702 | 399140.7318 | 401001.2235 | 397374.8463 | 397014.7448 | 391538.3022
P5 | 335208.1209 | 442292.3433 | 435083.6102 | 360695.2996 | 364313.3962 | 322832.7922 | 281617.3085 | 282441.8266 | 222488.4754 | 267018.4385 | 233377.9736 | 221013.0342 | 255979.6191 | 231719.9705 | 228143.1436
P95 | 738747.3648 | 943846.229 | 970324.8528 | 952490.9983 | 927549.8824 | 810580.0479 | 742301.6015 | 726438.5806 | 684974.9515 | 623196.3756 | 625059.221 | 574669.3273 | 589429.4534 | 627865.385 | 555315.5165
IRP Cochrane 2018
NETPOS - Net Position (MWh)
MEAN | 118246.8074 | 118373.6086 | 117567.077 | 117683.4156 | 118058.407 | 118234.9692 | 118011.1549 | 118349.0739 | 117587.4051 | 118655.8522 | 117995.4063 | 118243.531 | 118187.4123 | 117516.5142 | 117755.2788
P5 | 109795.9571 | 110965.7037 | 109247.0428 | 110860.725 | 110326.8799 | 109979.7147 | 110665.0989 | 111125.4716 | 110193.4813 | 109856.4957 | 110701.1659 | 108981.6718 | 110948.2469 | 109447.1618 | 110519.0703
P95 | 126404.8449 | 125344.1551 | 124742.2318 | 123677.6958 | 124484.8796 | 124781.9144 | 127183.7773 | 125210.1485 | 124032.7683 | 126116.855 | 126056.826 | 125706.781 | 125632.1886 | 124006.2044 | 126168.8918
NETREVENUE - Net Revenue $
MEAN | 1061919.6149 | 1373637.6158 | 1398628.1351 | 1313691.0344 | 1247779.6294 | 1135026.5236 | 1011671.6307 | 909317.552 | 785019.1869 | 793277.5128 | 781042.1077 | 781145.3898 | 772101.6687 | 769945.8711 | 757762.8325
P5 | 674108.8994 | 877140.9093 | 865234.0918 | 722136.1538 | 731005.6098 | 656413.4636 | 526317.2472 | 544859.9427 | 425229.1563 | 508057.1109 | 442942.2713 | 421024.5968 | 468099.0807 | 455779.517 | 432793.7331
P95 | 1509054.8088 | 1898923.4284 | 2001586.9895 | 1937525.0932 | 1877644.3362 | 1603176.1863 | 1457160.9454 | 1461497.1205 | 1366796.3166 | 1229059.8377 | 1222731.8747 | 1120827.3244 | 1172013.1307 | 1253563.5051 | 1064958.2968
IRP Hauser 2018
NETPOS - Net Position (MWh)
MEAN | 54062.5544 | 54143.3134 | 53819.1128 | 53819.3905 | 54051.2456 | 54143.2362 | 54063.5633 | 54072.8402 | 53826.1912 | 54363.5446 | 54055.7341 | 54062.3152 | 54074.615 | 53899.3107 | 53827.1224
P5 | 49462.943 | 49222.2572 | 49168.0615 | 49304.3582 | 49594.7448 | 49631.0304 | 49379.696 | 50078.664 | 48556.0938 | 50329.7841 | 49118.949 | 49592.4577 | 49946.0004 | 49129.4953 | 48164.2074
P95 | 58130.4023 | 57618.0005 | 57518.5458 | 57409.5596 | 57701.3758 | 57702.995 | 58010.6517 | 57713.2706 | 57113.5899 | 57612.5983 | 57793.1402 | 57579.0508 | 57863.8877 | 57999.2099 | 57921.8821
NETREVENUE - Net Revenue $
MEAN | 538074.0682 | 680939.9186 | 693815.0606 | 654762.5822 | 624297.3146 | 574025.1769 | 519838.652 | 469633.3947 | 415340.7651 | 421722.0792 | 415954.0251 | 416973.5903 | 414708.6003 | 413944.9801 | 409617.8253
P5 | 352968.6864 | 447743.1995 | 432902.0004 | 355538.5485 | 361436.3164 | 322285.4312 | 288845.8098 | 303998.5584 | 235950.91 | 286029.681 | 249052.7094 | 242924.518 | 272906.1559 | 244858.1887 | 247961.4431
P95 | 746812.3166 | 921545.9036 | 967827.445 | 969241.6739 | 922943.3278 | 804583.3413 | 753970.673 | 728420.2792 | 704221.8702 | 660938.2438 | 643545.5191 | 592252.3267 | 598966.7195 | 643132.4394 | 563669.0038
IRP Holter 2018
NETPOS - Net Position (MWh)
MEAN | 124170.4351 | 124403.0616 | 123680.9426 | 123897.8368 | 124076.4426 | 124568.4087 | 124416.7498 | 123994.0691 | 123752.3921 | 124886.4609 | 124372.5565 | 124195.1108 | 124050.1719 | 124005.476 | 123065.8963
P5 | 64202.334 | 64788.1819 | 64151.8872 | 71298.3769 | 64668.4596 | 63336.8587 | 70825.4639 | 73970.2455 | 66179.4206 | 76048.023 | 72363.8014 | 63605.0419 | 66733.1716 | 66473.0551 | 70206.639
P95 | 177900.0467 | 175829.1348 | 170954.9722 | 176408.0486 | 180332.6241 | 183359.4875 | 182553.6627 | 183001.7745 | 178031.1206 | 179461.9377 | 180286.2356 | 175862.5871 | 189273.914 | 176205.7174 | 178746.8984
NETREVENUE - Net Revenue $
MEAN | 1175704.0068 | 1503854.3896 | 1539845.8509 | 1462442.041 | 1388163.5865 | 1268847.2487 | 1145403.0748 | 1010681.978 | 888807.4748 | 908579.0866 | 897379.349 | 895000.1277 | 883893.2742 | 886472.6927 | 877759.1827
P5 | 554257.309 | 771989.1028 | 756892.8266 | 636027.0098 | 571281.6924 | 605633.5313 | 491631.3787 | 550305.2754 | 384214.0921 | 505698.9913 | 432068.9394 | 397674.176 | 431535.3281 | 463107.6925 | 411240.6663
P95 | 1940211.7981 | 2529614.0537 | 2414187.6433 | 2595323.7893 | 2362927.8777 | 2340229.4846 | 1970346.8202 | 1702942.6244 | 1548527.5386 | 1630126.7261 | 1503139.1239 | 1428285.6426 | 1619080.8003 | 1522020.6245 | 1480524.0078
IRP Madison 2018
NETPOS - Net Position (MWh)
MEAN | 26766.2004 | 26831.6528 | 26652.7861 | 26651.4869 | 26752.5961 | 26818.2114 | 26766.1772 | 26771.8094 | 26649.2326 | 26926.7321 | 26744.7419 | 26762.4146 | 26770.0315 | 26704.0311 | 26656.7498
P5 | 25879.5208 | 25925.982 | 25732.2316 | 25960.5078 | 25988.3936 | 25929.1759 | 25973.9205 | 26085.4665 | 25666.6233 | 26118.0486 | 25775.5952 | 25875.0298 | 25937.8068 | 25984.233 | 25806.308
P95 | 27675.1664 | 27541.0664 | 27478.3803 | 27366.991 | 27517.5966 | 27546.1186 | 27671.2184 | 27451.1627 | 27325.8713 | 27699.5963 | 27506.4969 | 27480.7738 | 27479.9827 | 27478.5606 | 27590.5509
NETREVENUE - Net Revenue $
MEAN | 266307.396 | 337856.988 | 343531.3087 | 323884.552 | 309141.7429 | 284600.5023 | 257588.7788 | 233334.8352 | 206148.7817 | 208889.8753 | 206252.0127 | 206531.809 | 205423.4367 | 205729.7911 | 203075.0542
P5 | 172747.0184 | 227165.1083 | 217831.1229 | 182033.9984 | 187105.0849 | 173176.5508 | 143082.7835 | 147675.9238 | 119834.4943 | 139636.3747 | 125506.9808 | 126447.3441 | 132602.7947 | 125802.1674 | 124958.8522
P95 | 367625.9449 | 460902.9874 | 481187.4942 | 474896.0952 | 460486.5179 | 400245.6328 | 365903.7883 | 369423.0958 | 351548.2682 | 315187.8058 | 316323.9095 | 291512.0929 | 295760.4724 | 327969.0331 | 275290.2866
IRP Morony 2018
NETPOS - Net Position (MWh)
MEAN | 115586.1311 | 115833.5258 | 115119.758 | 115144.7227 | 115627.3204 | 115695.1296 | 115462.766 | 115626.5106 | 115061.704 | 116229.9878 | 115522.5683 | 115573.2623 | 115557.0039 | 115116.9234 | 115226.331
P5 | 108244.5007 | 108954.3715 | 107004.9218 | 109090.3232 | 107994.4382 | 107800.3686 | 108807.6892 | 110075.0893 | 107649.4698 | 107159.3891 | 108473.1107 | 108775.0396 | 108453.4003 | 107663.6375 | 107973.6038
P95 | 122726.9271 | 122209.7532 | 122156.2408 | 120739.3525 | 121986.4733 | 122687.8201 | 123958.3047 | 122101.1091 | 121121.1558 | 123792.6347 | 122386.4604 | 121791.6234 | 122167.1539 | 121469.5271 | 123327.1117
NETREVENUE - Net Revenue $
MEAN | 1087826.7791 | 1396062.6271 | 1421902.024 | 1339521.5527 | 1275051.2242 | 1165664.7532 | 1046239.7129 | 944221.8692 | 824784.8506 | 833940.6293 | 822886.631 | 823192.1243 | 815429.6388 | 815893.7969 | 805095.3282
P5 | 703430.9549 | 919711.489 | 893912.6292 | 738216.0228 | 756119.2111 | 684724.4854 | 565717.8279 | 580727.8328 | 466962.9779 | 551945.4934 | 486457.7302 | 462889.0291 | 517145.2054 | 505494.5449 | 473571.4261
P95 | 1512713.333 | 1909070.6748 | 1985328.4753 | 1952313.1724 | 1887925.2948 | 1633401.9497 | 1513218.6036 | 1491562.1178 | 1420394.4199 | 1273172.4851 | 1269430.2372 | 1166087.7092 | 1217473.6171 | 1292770.4282 | 1117606.7406
IRP Mystic 2018
NETPOS - Net Position (MWh)
MEAN | 20999.5628 | 20969.9527 | 20835.1718 | 20900.1122 | 21001.1188 | 20968.7532 | 21019.9608 | 20995.4743 | 20824.7661 | 21120.3429 | 21012.3408 | 21030.5324 | 21069.8421 | 20803.0329 | 20911.6917
P5 | 20332.2705 | 20306.1408 | 20137.4133 | 20335.157 | 20479.2103 | 20391.3546 | 20369.7464 | 20484.7154 | 20215.8938 | 20425.4131 | 20456.6919 | 20368.4175 | 20459.2226 | 20224.9922 | 20253.0203
P95 | 21746.882 | 21684.4816 | 21551.2729 | 21521.4672 | 21558.7935 | 21581.8712 | 21655.2501 | 21535.6919 | 21389.7104 | 21858.9455 | 21601.1745 | 21684.5106 | 21568.3908 | 21336.3319 | 21574.4705
NETREVENUE - Net Revenue $
MEAN | 224858.2154 | 262475.1423 | 269528.6416 | 255446.9536 | 246836.7192 | 226600.1903 | 208176.5758 | 188810.4973 | 168460.7108 | 171925.1274 | 171263.994 | 170675.5871 | 170009.4417 | 169535.5971 | 166722.3175
P5 | 151779.6363 | 181133.3602 | 177719.2702 | 147582.7877 | 154236.1126 | 143051.6126 | 123890.3071 | 123743.8131 | 99205.1527 | 114298.7687 | 105309.1741 | 109540.8854 | 110517.2272 | 111148.089 | 104796.1435
P95 | 306064.4387 | 355549.5625 | 370408.3936 | 360218.2064 | 351783.0557 | 305856.8485 | 292925.7376 | 293839.286 | 276398.2933 | 252524.8713 | 265722.4484 | 239036.4704 | 247362.3974 | 259366.8536 | 224352.2014
IRP Rainbow 2018
NETPOS - Net Position (MWh)
MEAN | 156998.1972 | 157271.8304 | 156290.1623 | 156331.9808 | 156893.6116 | 157097.5417 | 156798.1899 | 157025.3841 | 156227.5787 | 157732.8861 | 156691.2778 | 156996.2734 | 157066.8329 | 156370.1103 | 156441.1019
P5 | 148687.3243 | 149862.6082 | 148231.6467 | 150031.2157 | 148258.7615 | 150458.6105 | 150342.9762 | 150760.64 | 148224.9959 | 149477.5681 | 149528.9842 | 149461.6366 | 149430.0873 | 148774.9817 | 148935.9749
P95 | 165253.4282 | 163881.5687 | 163044.4398 | 161924.322 | 163311.7943 | 164144.8183 | 163802.1448 | 162880.9273 | 162763.0948 | 165173.7256 | 163957.2702 | 164112.2043 | 163337.273 | 162869.6441 | 164400.4524
NETREVENUE - Net Revenue $
MEAN | 1453623.9748 | 1873668.8214 | 1906061.8255 | 1791033.8485 | 1704002.9971 | 1554979.9484 | 1394104.6803 | 1256759.4769 | 1093753.6175 | 1103848.0274 | 1087562.5908 | 1088610.5022 | 1078816.061 | 1078345.1998 | 1062126.7947
P5 | 930927.0227 | 1214596.657 | 1200084.9304 | 1001176.0093 | 1014430.2669 | 902663.4926 | 751728.1792 | 765193.8012 | 622925.8448 | 720856.4868 | 634593.7165 | 620093.2677 | 673983.7794 | 654666.9573 | 631366.0268
P95 | 2039824.8993 | 2573594.8026 | 2679703.863 | 2610342.6019 | 2578290.4389 | 2179334.6709 | 1999491.7963 | 1996128.7037 | 1876034.1348 | 1667225.589 | 1691025.7263 | 1550381.2978 | 1625396.4541 | 1754983.8388 | 1473151.9779
IRP Ryan 2018
NETPOS - Net Position (MWh)
MEAN | 187503.496 | 187957.0589 | 186808.2514 | 186795.3777 | 187582.711 | 187811.5667 | 187326.869 | 187634.1688 | 186722.7115 | 188486.2458 | 187409.3684 | 187590.0113 | 187648.1014 | 186952.2209 | 186931.2129
P5 | 181344.6409 | 181818.356 | 180316.0449 | 182173.3551 | 182146.523 | 181872.4063 | 182622.9795 | 183619.0581 | 180371.9848 | 182480.9318 | 182414.9579 | 182069.098 | 182020.2563 | 181596.2304 | 181369.984
P95 | 193251.9343 | 193252.6296 | 192596.56 | 191537.9016 | 192266.5835 | 193336.0002 | 193150.7156 | 192143.697 | 191736.378 | 193850.2795 | 192968.3577 | 192871.2971 | 192100.0988 | 192351.3443 | 193131.927
NETREVENUE - Net Revenue $
MEAN | 1790747.9854 | 2300348.112 | 2338314.286 | 2201248.9894 | 2097561.7241 | 1922452.7258 | 1731704.3017 | 1564108.6225 | 1369527.954 | 1385788.9482 | 1371098.3497 | 1371671.8281 | 1359160.5236 | 1359366.5934 | 1341404.5388
P5 | 1164113.2085 | 1515739.1326 | 1476973.7393 | 1239094.9736 | 1273449.8915 | 1151447.941 | 957035.6018 | 967433.8767 | 785197.0235 | 919065.2914 | 817551.3019 | 815301.172 | 866343.2404 | 835214.6113 | 807820.8707
P95 | 2491063.5041 | 3133314.3495 | 3287975.5716 | 3235722.0055 | 3153260.2845 | 2682224.1165 | 2469259.9724 | 2474368.4685 | 2332758.4015 | 2083609.2318 | 2132595.4539 | 1950094.0952 | 2004871.9592 | 2175235.0187 | 1817800.4401
IRP Thompson 2018
NETPOS - Net Position (MWh)
MEAN | 219863.3899 | 220321.3745 | 218611.8112 | 219200.9667 | 220069.2219 | 220146.3253 | 219585.4596 | 219916.8894 | 218590.4121 | 221069.3756 | 219805.8998 | 219712.8616 | 219893.7392 | 218686.5596 | 219302.0496
P5 | 202314.2947 | 203967.1453 | 199073.9283 | 203644.1048 | 205610.7411 | 204535.9124 | 204111.1001 | 206144.2101 | 201741.194 | 205615.9416 | 203721.0131 | 205859.2166 | 205154.1673 | 203303.1986 | 203554.8836
P95 | 235459.5602 | 235442.2399 | 236152.591 | 231403.6919 | 235100.289 | 234453.4369 | 237597.0323 | 234356.9508 | 233102.5838 | 235363.095 | 234126.5285 | 232228.1771 | 233594.7093 | 234209.7143 | 238004.1464
NETREVENUE - Net Revenue $
MEAN | 1943750.9224 | 2563546.1869 | 2606980.4941 | 2455072.2809 | 2333527.2162 | 2117207.8804 | 1888958.3611 | 1692810.2708 | 1462211.351 | 1480788.1878 | 1449205.3878 | 1453654.0997 | 1437019.2872 | 1433401.8132 | 1413750.659
P5 | 1226082.3547 | 1653540.4939 | 1620477.6299 | 1341462.169 | 1327431.2367 | 1196309.1076 | 1003370.1543 | 1015463.5899 | 785257.1286 | 936883.2278 | 842878.2157 | 752124.7565 | 877658.2862 | 834777.2076 | 810367.6061
P95 | 2729017.0588 | 3538649.8082 | 3679759.4951 | 3615051.2938 | 3569129.8138 | 3042818.2301 | 2801367.937 | 2749835.7137 | 2545974.6178 | 2304986.3843 | 2283605.1576 | 2081942.4281 | 2189111.6501 | 2316623.1046 | 2066999.1345
Hydro - Total
NETPOS - Net Position (MWh)
MEAN | 1081237.5577 | 1083297.8386 | 1076145.1861 | 1077207.6363 | 1081095.1096 | 1082600.4231 | 1080473.9507 | 1081451.516 | 1075977.4062 | 1086738.5209 | 1080570.1515 | 1081183.2973 | 1081378.3733 | 1076913.8514 | 1076891.8989
P5 | 973152.3303 | 980103.3188 | 972514.5904 | 984112.544 | 987188.5671 | 976991.2423 | 982221.4052 | 991509.254 | 962785.8327 | 994344.5983 | 976486.7403 | 984967.1863 | 979309.9469 | 981527.1865 | 978996.0888
P95 | 1186185.8814 | 1174586.6433 | 1166264.6295 | 1168045.9389 | 1172140.005 | 1181562.9799 | 1191664.667 | 1180606.6952 | 1163957.3141 | 1179146.8368 | 1186355.209 | 1170821.8984 | 1179489.3037 | 1172873.0278 | 1178357.2912
NETREVENUE - Net Revenue $
MEAN | 10075236.935 | 12977288.1899 | 13214973.9836 | 12454259.3138 | 11850010.9143 | 10819195.414 | 9715312.4933 | 8730665.8103 | 7616112.6647 | 7715071.9441 | 7601785.1796 | 7608456.2817 | 7533936.7784 | 7529651.0803 | 7428852.8352
P5 | 6470553.1314 | 8367058.2886 | 8205276.4255 | 6788726.6085 | 6736688.3465 | 6172875.5843 | 5216550.9075 | 5543522.3602 | 4291049.1183 | 5146957.6997 | 4442996.0781 | 4150919.6345 | 4814654.5982 | 4591970.9917 | 4360587.2969
P95 | 13985139.7169 | 17719212.6091 | 18294255.2101 | 18439715.4236 | 17789373.2397 | 15409605.0128 | 14113905.0229 | 14086919.9177 | 13095638.9587 | 11995771.9261 | 11809817.6974 | 10695234.2322 | 11189202.1358 | 12007502.4889 | 10508591.367
Load
NWE Load 2018 incl DSM and NEM main - with EPD
NETPOS - Net Position (MWh)
MEAN | -2444003.885 | -2440075.5536 | -2436170.0063 | -2439122.528 | -2468987.3777 | -2465969.6153 | -2483297.6921 | -2490180.7961 | -2489028.3446 | -2519515.404 | -2522466.7901 | -2535676.5628 | -2545681.407 | -2535039.8665 | -2559072.1313
P5 | -2475819.07 | -2476619.455 | -2468524.945 | -2481587.8 | -2506395.805 | -2500491.83 | -2524625.485 | -2534425.46 | -2528264.42 | -2558095.38 | -2559192.75 | -2573304.175 | -2590871.625 | -2566916.785 | -2605014.865
P95 | -2413246.83 | -2406223.53 | -2406551.56 | -2402353.91 | -2436398.255 | -2436524.685 | -2449587.285 | -2450968.54 | -2457261.555 | -2483507.74 | -2490295.03 | -2502393.985 | -2509248.325 | -2494072.86 | -2518589.98
NETREVENUE - Net Revenue $
MEAN | -40662660.0649 | -46750932.1638 | -47703133.0413 | -48361664.669 | -50232607.661 | -47937071.5646 | -45848674.5704 | -43671874.2758 | -41280613.775 | -41944608.2064 | -42012199.3092 | -42230651.6459 | -42289038.4676 | -42220607.7591 | -42238785.7795
P5 | -50167321.0028 | -58937275.6885 | -61050382.9357 | -62881772.3373 | -64783443.1257 | -58665985.3595 | -56631620.4556 | -57347209.5639 | -56020524.6078 | -52338245.5794 | -53799795.4012 | -51279432.7028 | -51503765.4808 | -54288488.1164 | -50412948.487
P95 | -31963777.0441 | -36142703.5725 | -35701231.4686 | -34973025.5475 | -38366735.6117 | -37361535.8515 | -35049073.2144 | -35132379.9558 | -32701048.5487 | -34640039.924 | -33837654.3282 | -34208180.7829 | -35184862.4308 | -34305130.0015 | -33765965.909
Load - Total
NETPOS - Net Position (MWh)
MEAN | -2444003.885 | -2440075.5536 | -2436170.0063 | -2439122.528 | -2468987.3777 | -2465969.6153 | -2483297.6921 | -2490180.7961 | -2489028.3446 | -2519515.404 | -2522466.7901 | -2535676.5628 | -2545681.407 | -2535039.8665 | -2559072.1313
P5 | -2475819.07 | -2476619.455 | -2468524.945 | -2481587.8 | -2506395.805 | -2500491.83 | -2524625.485 | -2534425.46 | -2528264.42 | -2558095.38 | -2559192.75 | -2573304.175 | -2590871.625 | -2566916.785 | -2605014.865
P95 | -2413246.83 | -2406223.53 | -2406551.56 | -2402353.91 | -2436398.255 | -2436524.685 | -2449587.285 | -2450968.54 | -2457261.555 | -2483507.74 | -2490295.03 | -2502393.985 | -2509248.325 | -2494072.86 | -2518589.98
NETREVENUE - Net Revenue $
MEAN | -40662660.0649 | -46750932.1638 | -47703133.0413 | -48361664.669 | -50232607.661 | -47937071.5646 | -45848674.5704 | -43671874.2758 | -41280613.775 | -41944608.2064 | -42012199.3092 | -42230651.6459 | -42289038.4676 | -42220607.7591 | -42238785.7795
P5 | -50167321.0028 | -58937275.6885 | -61050382.9357 | -62881772.3373 | -64783443.1257 | -58665985.3595 | -56631620.4556 | -57347209.5639 | -56020524.6078 | -52338245.5794 | -53799795.4012 | -51279432.7028 | -51503765.4808 | -54288488.1164 | -50412948.487
P95 | -31963777.0441 | -36142703.5725 | -35701231.4686 | -34973025.5475 | -38366735.6117 | -37361535.8515 | -35049073.2144 | -35132379.9558 | -32701048.5487 | -34640039.924 | -33837654.3282 | -34208180.7829 | -35184862.4308 | -34305130.0015 | -33765965.909
Physical Instrument
2018 Small QF - Aggregated Hydro Esc
NETPOS - Net Position (MWh)
MEAN | 42285.8826 | 42265.4199 | 41911.6185 | 42248.8615 | 42288.0334 | 32149.4219 | 19156.6102 | 19053.6806 | 18828.6831 | 19038.3123 | 19095.3443 | 19052.4913 | 19156.6102 | 2900.365
P5 | 42285.8826 | 42265.4199 | 41911.6185 | 42248.8615 | 42288.0334 | 32149.4219 | 19156.6102 | 19053.6806 | 18828.6831 | 19038.3123 | 19095.3443 | 19052.4913 | 19156.6102 | 2900.365
P95 | 42285.8826 | 42265.4199 | 41911.6185 | 42248.8615 | 42288.0334 | 32149.4219 | 19156.6102 | 19053.6806 | 18828.6831 | 19038.3123 | 19095.3443 | 19052.4913 | 19156.6102 | 2900.365
NETREVENUE - Net Revenue $
MEAN | -2570577.801 | -2479581.936 | -2447518.3288 | -2492863.1677 | -2526883.5337 | -1998075.4475 | -1206999.5758 | -1217576.9017 | -1222683.9969 | -1237246.7768 | -1241540.7848 | -1241512.5697 | -1248957.487 | -202971.42
P5 | -2700903.0878 | -2636281.7959 | -2619907.1629 | -2694364.9639 | -2690834.4539 | -2107495.0471 | -1262715.9879 | -1260484.5153 | -1263247.7104 | -1272441.6102 | -1283344.2355 | -1279495.1295 | -1285813.4002 | -206889.6799
P95 | -2426797.0165 | -2306789.3607 | -2248233.8313 | -2292480.669 | -2324747.4011 | -1896588.3948 | -1149538.6689 | -1154797.4211 | -1162240.3582 | -1186570.6686 | -1186141.6758 | -1193223.222 | -1203360.1779 | -197118.4262
2018 Small QF - Aggregated Hydro Fixed
NETPOS - Net Position (MWh)
MEAN | 3005.5614 | 2901.0948 | 2531.4131 | 2540.015 | 2541.9723 | 2544.5425 | 2547.8321 | 2546.1998 | 2531.4131 | 2547.277 | 2545.5216 | 2545.2159 | 2547.8321 | 2529.4752 | 2540.015
P5 | 3005.5614 | 2901.0948 | 2531.4131 | 2540.015 | 2541.9723 | 2544.5425 | 2547.8321 | 2546.1998 | 2531.4131 | 2547.277 | 2545.5216 | 2545.2159 | 2547.8321 | 2529.4752 | 2540.015
P95 | 3005.5614 | 2901.0948 | 2531.4131 | 2540.015 | 2541.9723 | 2544.5425 | 2547.8321 | 2546.1998 | 2531.4131 | 2547.277 | 2545.5216 | 2545.2159 | 2547.8321 | 2529.4752 | 2540.015
NETREVENUE - Net Revenue $
MEAN | -157064.0104 | -145062.0487 | -125908.4715 | -128047.4467 | -130117.1659 | -132363.5753 | -135118.9182 | -137397.6091 | -139067.3095 | -140295.8333 | -140182.9356 | -140015.2247 | -140417.9897 | -139366.7817 | -140360.8677
P5 | -166216.5025 | -155801.3025 | -136382.8578 | -140178.7731 | -139910.4558 | -141108.0349 | -144137.0087 | -144083.8806 | -146159.5143 | -145766.214 | -146242.4 | -146148.1548 | -146175.4938 | -145430.1606 | -146538.4256
P95 | -146859.1457 | -133374.3121 | -113860.3664 | -116199.8259 | -118003.9536 | -123618.5312 | -126347.5612 | -126296.8709 | -127895.0981 | -132321.0284 | -131254.5094 | -132557.9632 | -132726.9894 | -130244.4494 | -134082.552
2018 Small QF - Aggregated Hydro Index
NETPOS - Net Position (MWh)
MEAN | 576.3671 | 576.7627 | 573.1266 | 209.7873
P5 | 576.3671 | 576.7627 | 573.1266 | 209.7873
P95 | 576.3671 | 576.7627 | 573.1266 | 209.7873
NETREVENUE - Net Revenue $
MEAN | -5880.5027 | -5777.4776 | -5771.1371 | -1996.8891
P5 | -7520.3332 | -7824.2515 | -7993.0346 | -2996.3609
P95 | -4037.543 | -3530.4998 | -3198.4909 | -765.4907
2018 Small QF - Aggregated Wind Fixed
NETPOS - Net Position (MWh)
MEAN | 13117.2031 | 13101.2922 | 13072.5383 | 13034.103 | 13123.8658 | 13108.6284 | 8176.9863 | 2339.9749 | 2332.4948 | 2350.5312 | 2337.1002 | 2341.5604 | 2340.3501 | 2328.1365 | 2325.4481
P5 | 13117.2031 | 13101.2922 | 13072.5383 | 13034.103 | 13123.8658 | 13108.6284 | 8176.9863 | 2339.9749 | 2332.4948 | 2350.5312 | 2337.1002 | 2341.5604 | 2340.3501 | 2328.1365 | 2325.4481
P95 | 13117.2031 | 13101.2922 | 13072.5383 | 13034.103 | 13123.8658 | 13108.6284 | 8176.9863 | 2339.9749 | 2332.4948 | 2350.5312 | 2337.1002 | 2341.5604 | 2340.3501 | 2328.1365 | 2325.4481
NETREVENUE - Net Revenue $
MEAN | -544745.9856 | -505441.4753 | -500387.3027 | -508441.3893 | -519729.8761 | -531597.0413 | -356941.4646 | -98843.9714 | -100808.0733 | -101518.946 | -100900.304 | -101039.5104 | -100971.7094 | -100401.654 | -100375.1014
P5 | -590796.8272 | -562292.4068 | -567125.3991 | -579905.1336 | -581895.978 | -587968.9896 | -393701.7816 | -107163.2667 | -109435.4872 | -108180.592 | -108850.4307 | -108956.7375 | -108409.4395 | -108145.4346 | -108151.94
P95 | -494255.828 | -441808.2573 | -425191.6684 | -429641.7362 | -443211.0947 | -475085.6669 | -323139.6879 | -85347.757 | -85699.6474 | -91814.3892 | -89659.6925 | -92125.0129 | -91577.3475 | -89078.0465 | -92882.7565
2018 Small QF - Aggregated Wind Index
NETPOS - Net Position (MWh)
MEAN | 4596.2179 | 4612.8058 | 4579.4642 | 4604.2814 | 4606.1022 | 4594.1555 | 4617.699 | 4614.8682 | 4579.4642 | 4622.1473 | 4606.9523 | 4596.2179 | 4617.699 | 4573.731 | 4604.2814
P5 | 4596.2179 | 4612.8058 | 4579.4642 | 4604.2814 | 4606.1022 | 4594.1555 | 4617.699 | 4614.8682 | 4579.4642 | 4622.1473 | 4606.9523 | 4596.2179 | 4617.699 | 4573.731 | 4604.2814
P95 | 4596.2179 | 4612.8058 | 4579.4642 | 4604.2814 | 4606.1022 | 4594.1555 | 4617.699 | 4614.8682 | 4579.4642 | 4622.1473 | 4606.9523 | 4596.2179 | 4617.699 | 4573.731 | 4604.2814
NETREVENUE - Net Revenue $
MEAN | -241544.1933 | -232335.0681 | -229336.5437 | -234051.2303 | -237099.4454 | -241000.2848 | -246671.3236 | -250868.009 | -253500.6708 | -255984.4496 | -255374.2828 | -255053.5863 | -256421.6494 | -254047.1725 | -256310.3698
P5 | -256691.7746 | -250760.1514 | -249757.7682 | -257138.2176 | -256762.0862 | -258040.1712 | -264532.6396 | -264753.1275 | -267607.7482 | -267102.0079 | -267675.0826 | -267040.8573 | -267821.0704 | -266509.953 | -268658.3297
P95 | -224763.1752 | -212456.0548 | -205421.7767 | -209807.9307 | -213149.9759 | -223952.6696 | -229830.3434 | -228726.3681 | -230995.6997 | -239617.1737 | -237506.6322 | -241197.713 | -241260.3748 | -235449.3592 | -244892.4976
Physical Instrument - Total
NETPOS - Net Position (MWh)
MEAN | 63581.2321 | 63457.3753 | 62668.1606 | 62637.0482 | 62559.9736 | 52396.7482 | 34499.1276 | 28554.7235 | 28272.0552 | 28558.2677 | 28584.9185 | 28535.4855 | 28662.4914 | 12331.7077 | 9469.7445
P5 | 63581.2321 | 63457.3753 | 62668.1606 | 62637.0482 | 62559.9736 | 52396.7482 | 34499.1276 | 28554.7235 | 28272.0552 | 28558.2677 | 28584.9185 | 28535.4855 | 28662.4914 | 12331.7077 | 9469.7445
P95 | 63581.2321 | 63457.3753 | 62668.1606 | 62637.0482 | 62559.9736 | 52396.7482 | 34499.1276 | 28554.7235 | 28272.0552 | 28558.2677 | 28584.9185 | 28535.4855 | 28662.4914 | 12331.7077 | 9469.7445
NETREVENUE - Net Revenue $
MEAN | -3519812.4931 | -3368198.0058 | -3308921.7839 | -3365400.1231 | -3413830.0211 | -2903036.3489 | -1945731.2822 | -1704686.4912 | -1716060.0504 | -1735046.0057 | -1737998.3072 | -1737620.891 | -1746768.8355 | -696787.0283 | -497046.3388
P5 | -3720735.2657 | -3612828.2284 | -3582903.5253 | -3670552.3878 | -3669513.7726 | -3087728.426 | -2064987.4499 | -1775311.8167 | -1786620.3083 | -1795639.8608 | -1803083.9407 | -1799473.27 | -1806812.3675 | -727122.0043 | -523474.615
P95 | -3296282.0747 | -3103126.8109 | -2992746.8909 | -3048788.3295 | -3095546.8082 | -2723547.8651 | -1830251.8758 | -1597527.0552 | -1607670.7436 | -1650493.3484 | -1645536.9042 | -1662142.2315 | -1670024.2018 | -651373.1497 | -471924.5483
Transmission Line
NETREVENUE - Net Revenue $
MEAN | -4254125.3091 | -3450990.1161 | -3615250.4199 | -4156815.6878 | -4334208.72 | -4836769.6671 | -3871396.8219 | -3980539.3496 | -4872896.848 | -5060371.5064 | -7138224.2228 | -7355976.5948 | -7593298.2564 | -7731861.8766 | -7904466.1561
P5 | -5399507.8056 | -4486138.3887 | -4790806.0338 | -5254158.1556 | -5562625.6351 | -6353764.1776 | -4929519.3465 | -4912089.6645 | -6235451.2028 | -6467620.9824 | -8622759.4924 | -8939406.3261 | -9463149.7599 | -9264616.4284 | -9380778.8832
P95 | -3293654.8984 | -2541901.6293 | -2513139.4411 | -3149817.3404 | -3138298.2723 | -3491357.3057 | -2959163.6547 | -3074116.3959 | -3997857.5142 | -3892913.4058 | -5691018.8885 | -5814457.6177 | -5843961.2921 | -6323367.0587 | -6473391.4164
Wind Asset
IRP 2018 71 Ranch Wind
NETPOS - Net Position (MWh)
MEAN | 4950.395 | 4947.8239 | 4922.6209 | 4886.7561 | 4904.7132 | 4964.9544 | 4918.0774 | 4920.6824 | 4924.5656 | 4976.1618 | 4931.2482 | 4913.1189 | 4933.8104 | 4936.4468 | 4913.8922
P5 | 4558.2693 | 4563.2284 | 4562.91 | 4540.9216 | 4555.0934 | 4602.6852 | 4587.6857 | 4560.6443 | 4612.0425 | 4607.0644 | 4510.9402 | 4562.1297 | 4529.0485 | 4567.8184 | 4568.3127
P95 | 5348.6138 | 5257.6516 | 5240.1147 | 5208.8472 | 5309.7032 | 5336.6107 | 5251.2877 | 5251.646 | 5246.4469 | 5305.9266 | 5284.1815 | 5402.8546 | 5355.3523 | 5244.7113 | 5247.9203
NETREVENUE - Net Revenue $
MEAN | -215909.3724 | -200919.0714 | -198354.4798 | -201223.121 | -204054.2716 | -211719.2894 | -214239.5796 | -218784.7549 | -223647.3646 | -225773.203 | -223647.5771 | -223167.5012 | -224334.0628 | -223588.4638 | -223094.2062
P5 | -240860.3795 | -229987.6034 | -229509.1286 | -232315.3143 | -237390.6315 | -246065.2466 | -243288.7624 | -248830.2161 | -250526.2771 | -254437.2582 | -246936.3238 | -256818.1064 | -252535.5845 | -246151.0657 | -248162.8645
P95 | -192830.2512 | -174387.9653 | -167997.0886 | -165862.257 | -170855.6538 | -179563.5224 | -182774.5622 | -188522.6506 | -190576.0433 | -202062.9126 | -194553.8144 | -194946.1297 | -196398.8506 | -197318.6253 | -200155.0775
IRP 2018 Big Timber Wind
NETPOS - Net Position (MWh)
MEAN | 36798.0814 | 36767.5575 | 36629.941 | 36409.6338 | 36615.4993 | 36717.0875 | 36669.4211 | 36548.1668 | 36654.3326 | 36912.7159 | 36404.4295 | 36667.6806 | 36669.1307 | 36617.9268 | 36520.6176
P5 | 33618.7087 | 34064.6592 | 33896.1283 | 33316.1534 | 33351.1346 | 33939.4386 | 33394.1803 | 33753.136 | 33885.8368 | 33342.6426 | 33746.5204 | 33422.1767 | 33464.6908 | 33153.4878 | 33647.8478
P95 | 40058.3339 | 39331.8838 | 39707.395 | 39187.2006 | 39820.0298 | 39972.8301 | 39350.2829 | 39928.3297 | 40036.152 | 40398.9663 | 39192.4058 | 39821.3054 | 40070.7805 | 40091.058 | 39723.2161
NETREVENUE - Net Revenue $
MEAN | -1300517.5288 | -1194014.3033 | -1180547.9788 | -1200890.0611 | -1224229.3974 | -1266081.3154 | -1298993.2069 | -1328637.0263 | -1366894.3358 | -1372923.0106 | -1355754.6163 | -1365395.9806 | -1365875.5235 | -1361780.5771 | -1365032.278
P5 | -1488154.0015 | -1416884.2936 | -1383986.152 | -1446224.8741 | -1425200.1165 | -1510322.755 | -1516801.7622 | -1496804.2444 | -1579332.8589 | -1528738.7296 | -1511389.4272 | -1520692.5399 | -1525241.7213 | -1556507.0973 | -1530117.3431
P95 | -1127187.3156 | -995866.6464 | -947269.8038 | -966383.6681 | -985606.5118 | -1071386.0724 | -1081041.6143 | -1167622.8297 | -1089687.5358 | -1153438.1185 | -1177440.0166 | -1158733.1307 | -1164360.8294 | -1167399.9987 | -1203889.2376
IRP 2018 Crazy Mountain
NETPOS - Net Position (MWh)
MEAN |  | 105796.6117 | 104900.1798 | 104629.5897 | 105415.551 | 105760.9236 | 105842.3901 | 105814.3802 | 105016.1489 | 106553.508 | 105277.8688 | 105094.1911 | 105392.3495 | 105294.9071 | 104919.0901
P5 |  | 98768.8396 | 95131.0026 | 94651.2359 | 97382.0355 | 95178.1907 | 97359.5762 | 94966.296 | 94060.4319 | 97583.2516 | 93784.5106 | 94326.857 | 95429.3091 | 96205.2658 | 94920.1577
P95 |  | 114824.8614 | 114413.2194 | 113902.0161 | 116654.7839 | 113961.3889 | 116362.2328 | 116784.2726 | 116309.0298 | 117483.0382 | 116659.3759 | 114062.8488 | 113547.3666 | 114895.9041 | 114790.5119
NETREVENUE - Net Revenue $
MEAN |  | -2517817.5022 | -2450204.7067 | -2539571.1392 | -2603343.424 | -2710737.1974 | -2818186.2233 | -2911095.6278 | -2996337.9259 | -3021260.7286 | -2976124.9851 | -2976016.6279 | -2994877.6741 | -2980747.5594 | -2981462.9242
P5 |  | -3087717.9574 | -3059145.2298 | -3156269.9576 | -3144447.9028 | -3392947.5361 | -3335230.3954 | -3450651.4625 | -3581577.1907 | -3542046.4873 | -3586596.8682 | -3414130.7056 | -3493533.7907 | -3485589.6432 | -3422656.1429
P95 |  | -1929045.9018 | -1795702.3624 | -1942256.2178 | -1980072.7456 | -2088797.3947 | -2262398.4529 | -2332847.05 | -2267574.4143 | -2494157.0236 | -2446321.4155 | -2419038.6399 | -2430683.5186 | -2545854.4996 | -2462974.9285
IRP 2018 DA Wind
NETPOS - Net Position (MWh)
MEAN | 4950.395 | 4947.8239 | 4922.6209 | 4886.7561 | 4904.7132 | 4964.9544 | 4918.0774 | 4920.6824 | 4924.5656 | 4976.1618 | 4931.2482 | 4913.1189 | 4933.8104 | 4936.4468 | 4913.8922
P5 | 4558.2693 | 4563.2284 | 4562.91 | 4540.9216 | 4555.0934 | 4602.6852 | 4587.6857 | 4560.6443 | 4612.0425 | 4607.0644 | 4510.9402 | 4562.1297 | 4529.0485 | 4567.8184 | 4568.3127
P95 | 5348.6138 | 5257.6516 | 5240.1147 | 5208.8472 | 5309.7032 | 5336.6107 | 5251.2877 | 5251.646 | 5246.4469 | 5305.9266 | 5284.1815 | 5402.8546 | 5355.3523 | 5244.7113 | 5247.9203
NETREVENUE - Net Revenue $
MEAN | -215909.3724 | -200919.0714 | -198354.4798 | -201223.121 | -204054.2716 | -211719.2894 | -214239.5796 | -218784.7549 | -223647.3646 | -225773.203 | -223647.5771 | -223167.5012 | -224334.0628 | -223588.4638 | -223094.2062
P5 | -240860.3795 | -229987.6034 | -229509.1286 | -232315.3143 | -237390.6315 | -246065.2466 | -243288.7624 | -248830.2161 | -250526.2771 | -254437.2582 | -246936.3238 | -256818.1064 | -252535.5845 | -246151.0657 | -248162.8645
P95 | -192830.2512 | -174387.9653 | -167997.0886 | -165862.257 | -170855.6538 | -179563.5224 | -182774.5622 | -188522.6506 | -190576.0433 | -202062.9126 | -194553.8144 | -194946.1297 | -196398.8506 | -197318.6253 | -200155.0775
IRP 2018 Fairfield
NETPOS - Net Position (MWh)
MEAN | 13073.5062 | 13079.8976 | 12967.2624 | 12918.9089 | 13033.8348 | 13051.6085 | 13011.4417 | 12964.583 | 12993.1433 | 13189.8455 | 12961.1649 | 13035.775 | 13010.2274 | 13016.5348 | 12951.6033
P5 | 11676.6018 | 11816.9461 | 11588.55 | 11745.6016 | 11603.3277 | 11807.3595 | 11711.7825 | 11626.64 | 11673.2029 | 11875.7434 | 11613.3495 | 11599.8315 | 11532.4637 | 11395.9924 | 11787.3601
P95 | 14424.3417 | 14252.3112 | 14188.8306 | 14123.2182 | 14373.3871 | 14431.1578 | 14261.1462 | 14160.9463 | 14350.3352 | 14643.4331 | 14255.4657 | 14336.053 | 14511.1974 | 14381.3098 | 14214.8344
NETREVENUE - Net Revenue $
MEAN | -682848.6757 | -643863.3738 | -635112.075 | -641470.1748 | -654438.2279 | -668648.8306 | -678713.7464 | -688033.1567 | -702453.9765 | -711296.9776 | -698707.4532 | -702687.9459 | -701944.8927 | -701141.5039 | -699808.6018
P5 | -771775.4581 | -741677.522 | -743412.2577 | -728227.8701 | -751069.2589 | -765892.0095 | -765796.2357 | -771479.5739 | -796710.8664 | -783493.0189 | -787594.6619 | -790851.6824 | -801002.2808 | -789358.9069 | -786154.4352
P95 | -598444.2069 | -553470.535 | -538948.1884 | -557322.7153 | -547442.9968 | -577629.7849 | -584698.2148 | -600338.2397 | -587413.7212 | -617875.9898 | -624145.8699 | -597373.5211 | -614950.1568 | -598923.257 | -613374.5476
IRP 2018 Gordon Butte
NETPOS - Net Position (MWh)
MEAN | 17262.0569 | 17252.7027 | 17148.8284 | 17109.0065 | 17208.1689 | 17232.6768 | 17210.706 | 17158.9008 | 17196.9192 | 17365.3645 | 17121.6597 | 17219.2942 | 17201.0951 | 17197.2804 | 17118.4084
P5 | 15669.0781 | 16002.8957 | 15824.9586 | 15769.5022 | 15830.8188 | 16019.8957 | 15868.3799 | 15764.1291 | 15845.1719 | 16002.6693 | 15698.8433 | 15700.501 | 15767.2228 | 15785.7466 | 15912.9434
P95 | 18774.5797 | 18579.7346 | 18346.3124 | 18292.7805 | 18513.6934 | 18463.7946 | 18534.4422 | 18539.1682 | 18526.5766 | 18743.191 | 18448.5677 | 18770.8325 | 18687.2606 | 18395.4696 | 18216.7524
NETREVENUE - Net Revenue $
MEAN | -1009809.9076 | -957444.819 | -947587.9105 | -958875.824 | -972638.5594 | -991628.0639 | -1006376.5012 | -1018507.6021 | -1037838.0835 | -1046399.088 | -1031533.2994 | -1036509.788 | -1036714.9556 | -1034982.7299 | -1033181.1647
P5 | -1126731.3554 | -1075731.4428 | -1070940.4945 | -1069809.8251 | -1090961.7587 | -1114271.6624 | -1130498.634 | -1119797.9717 | -1159471.19 | -1147904.8347 | -1135012.0012 | -1131590.1381 | -1147948.595 | -1144070.3021 | -1130632.9232
P95 | -912874.4999 | -838094.7442 | -820190.0638 | -852146.7645 | -838026.0882 | -877611.4688 | -881440.4311 | -924895.1103 | -891078.0956 | -928358.9497 | -923501.1597 | -907981.8748 | -921381.9001 | -924912.701 | -933312.4903
IRP 2018 Greenfield
NETPOS - Net Position (MWh)
MEAN | 34972.4324 | 34867.1826 | 34894.2814 | 34777.2644 | 35040.3026 | 34761.9337 | 34897.8656 | 34816.2126 | 34941.4675 | 35118.0995 | 34706.5804 | 34865.7413 | 34890.1154 | 34850.2507 | 34828.5218
P5 | 32034.4723 | 32309.3138 | 31513.384 | 31885.7874 | 31868.2121 | 31804.4077 | 31712.2393 | 31555.9379 | 31902.9255 | 32303.8846 | 31616.4426 | 31435.1148 | 31459.7754 | 31353.0992 | 32212.1255
P95 | 38320.6027 | 37394.3454 | 38021.4007 | 37881.4399 | 38390.6809 | 37862.5943 | 37679.9798 | 38024.2919 | 38367.8671 | 38237.321 | 37717.7489 | 37492.2606 | 38109.5838 | 37986.9172 | 37201.863
NETREVENUE - Net Revenue $
MEAN | -1529991.9031 | -1420076.1816 | -1413359.3329 | -1431681.7771 | -1463504.9412 | -1487480.8357 | -1525270.2955 | -1553423.4697 | -1593281.2972 | -1599459.2851 | -1580857.2402 | -1586748.2571 | -1590011.1128 | -1584342.1024 | -1589712.0379
P5 | -1732646.3135 | -1628090.4062 | -1625984.8414 | -1646647.2384 | -1681409.887 | -1711975.6125 | -1752333.6466 | -1770676.2515 | -1844198.5541 | -1782762.2127 | -1741254.9461 | -1770868.6989 | -1776248.4606 | -1798505.7541 | -1748565.4667
P95 | -1330615.3424 | -1207067.8336 | -1194461.8803 | -1187204.0547 | -1209775.7742 | -1261759.3301 | -1310577.031 | -1355011.803 | -1294088.088 | -1367055.0703 | -1395094.8696 | -1360086.6122 | -1360977.1868 | -1393566.7181 | -1432398.9784
IRP 2018 Judith Gap
NETPOS - Net Position (MWh)
MEAN | 196830.5494 | 196573.776 | 195747.7193 | 195125.8532 | 196353.0226 | 196045.7687 | 195851.2396 | 195111.0103
P5 | 175392.3612 | 181877.6091 | 176837.2007 | 179213.0703 | 179878.2919 | 177939.4287 | 179813.0455 | 179333.0835
P95 | 216839.0844 | 210381.367 | 211335.4922 | 214661.6878 | 215610.0725 | 215969.901 | 212836.6371 | 213263.7449
NETREVENUE - Net Revenue $
MEAN | -2231354.3628 | -1642847.4479 | -1583059.7555 | -1732849.2788 | -1830874.621 | -2026139.2675 | -2209568.4237 | -2374172.6607
P5 | -3000416.5327 | -2661449.0451 | -2610576.6629 | -2901095.8634 | -2868019.4842 | -3001400.4978 | -3199771.4701 | -3154428.0326
P95 | -1471688.3407 | -632099.8497 | -329717.2339 | -570405.7971 | -672310.4975 | -1093299.6828 | -1315461.0625 | -1447249.9144
IRP 2018 Musselshell 1
NETPOS - Net Position (MWh)
MEAN | 10630.7646 | 10649.9964 | 10543.2072 | 10483.9477 | 10589.388 | 10626.8136 | 10549.0239 | 10509.0316 | 10551.7037 | 10753.5475 | 10528.9103 | 10591.7523 | 10558.7862 | 10620.4311 | 10521.7511
P5 | 9452.1011 | 9656.4419 | 9291.4568 | 9415.138 | 9444.4135 | 9494.2692 | 9535.6856 | 9384.5164 | 9496.821 | 9664.3558 | 9576.7101 | 9409.1123 | 9315.8855 | 9361.1788 | 9583.1671
P95 | 11831.1398 | 11785.8947 | 11615.1925 | 11731.593 | 11740.703 | 11917.8741 | 11604.0866 | 11730.29 | 11756.7761 | 11964.3144 | 11754.4179 | 11680.4202 | 11890.8065 | 11716.0014 | 11373.5137
NETREVENUE - Net Revenue $
MEAN | -625232.8555 | -594093.7968 | -585343.3584 | -589518.2468 | -601035.3527 | -613601.1574 | -619227.3506 | -626394.3698 | -639451.4302 | -649910.0381 | -636146.5182 | -639724.4075 | -638534.6552 | -640925.37 | -637262.513
P5 | -709520.2821 | -671259.2729 | -670487.5295 | -667210.8152 | -684034.1689 | -708832.7319 | -693785.2455 | -703582.695 | -727356.416 | -729676.3931 | -716980.3266 | -710033.5923 | -726123.7119 | -715755.3614 | -711629.7606
P95 | -552963.8202 | -508912.3686 | -495904.563 | -507446.4188 | -506390.4809 | -525779.3612 | -526128.7779 | -560557.9917 | -557747.5782 | -554137.9491 | -560910.3404 | -553079.4533 | -553693.8253 | -553713.705 | -582828.8759
IRP 2018 Musselshell 2
NETPOS - Net Position (MWh)
MEAN | 12733.7511 | 12695.9165 | 12628.776 | 12576.8982 | 12692.0807 | 12665.4966 | 12649.6702 | 12610.445 | 12642.1521 | 12803.1467 | 12618.8267 | 12686.5061 | 12655.0157 | 12653.4589 | 12606.3304
P5 | 11368.173 | 11598.4384 | 11156.1888 | 11394.5152 | 11419.2032 | 11366.6614 | 11493.8254 | 11383.4391 | 11509.0176 | 11717.4526 | 11444.8801 | 11475.5393 | 11261.3263 | 11271.364 | 11652.2242
P95 | 14050.2632 | 13933.3819 | 13790.2317 | 13874.7704 | 13996.5911 | 14167.6492 | 13854.4381 | 14013.5693 | 13914.6712 | 14086.7744 | 13881.8805 | 13866.3347 | 14101.6733 | 13794.9346 | 13617.7768
NETREVENUE - Net Revenue $
MEAN | -749825.959 | -709008.376 | -701894.1251 | -707968.0924 | -721408.7577 | -732485.144 | -743577.7326 | -752594.4331 | -767309.8489 | -775379.2168 | -763808.5485 | -767517.8305 | -766867.9024 | -765407.583 | -764828.9327
P5 | -851069.6618 | -794523.8722 | -791754.2524 | -799400.0411 | -817823.1071 | -837905.3294 | -837127.2741 | -838325.2202 | -867735.2586 | -859569.1335 | -853001.5129 | -846243.7147 | -865957.7738 | -847823.3827 | -850077.2372
P95 | -662874.7092 | -613614.6687 | -599535.9588 | -610496.5768 | -613609.8224 | -628223.332 | -629578.0062 | -674747.2114 | -676352.9076 | -667294.927 | -676820.6482 | -666116.1522 | -669689.5393 | -664414.7638 | -701241.1817
IRP 2018 Oversight Wind
NETPOS - Net Position (MWh)
MEAN | 4950.395 | 4947.8239 | 4922.6209 | 4886.7561 | 4904.7132 | 4964.9544 | 4918.0774 | 4920.6824 | 4924.5656 | 4976.1618 | 4931.2482 | 4913.1189 | 4933.8104 | 4936.4468 | 4913.8922
P5 | 4558.2693 | 4563.2284 | 4562.91 | 4540.9216 | 4555.0934 | 4602.6852 | 4587.6857 | 4560.6443 | 4612.0425 | 4607.0644 | 4510.9402 | 4562.1297 | 4529.0485 | 4567.8184 | 4568.3127
P95 | 5348.6138 | 5257.6516 | 5240.1147 | 5208.8472 | 5309.7032 | 5336.6107 | 5251.2877 | 5251.646 | 5246.4469 | 5305.9266 | 5284.1815 | 5402.8546 | 5355.3523 | 5244.7113 | 5247.9203
NETREVENUE - Net Revenue $
MEAN | -215909.3724 | -200919.0714 | -198354.4798 | -201223.121 | -204054.2716 | -211719.2894 | -214239.5796 | -218784.7549 | -223647.3646 | -225773.203 | -223647.5771 | -223167.5012 | -224334.0628 | -223588.4638 | -223094.2062
P5 | -240860.3795 | -229987.6034 | -229509.1286 | -232315.3143 | -237390.6315 | -246065.2466 | -243288.7624 | -248830.2161 | -250526.2771 | -254437.2582 | -246936.3238 | -256818.1064 | -252535.5845 | -246151.0657 | -248162.8645
P95 | -192830.2512 | -174387.9653 | -167997.0886 | -165862.257 | -170855.6538 | -179563.5224 | -182774.5622 | -188522.6506 | -190576.0433 | -202062.9126 | -194553.8144 | -194946.1297 | -196398.8506 | -197318.6253 | -200155.0775
IRP 2018 South Peak Wind 80 MW
NETPOS - Net Position (MWh)
MEAN | 19298.522 | 129000.9698 | 128442.356 | 127622.9114 | 128893.2176 | 128919.6386 | 128432.6236 | 128119.672 | 128611.9198 | 130167.8836 | 127926.2673 | 128599.7231 | 128474.8483 | 128979.6452 | 127771.9007
P5 | 15531.6149 | 118971.3189 | 116202.4988 | 117170.5888 | 120001.9654 | 119196.4188 | 119076.0329 | 117691.134 | 118546.2044 | 119906.9604 | 118354.3987 | 117489.8295 | 117268.9898 | 116656.0956 | 118402.6344
P95 | 22409.4282 | 138869.0803 | 139049.7763 | 138526.6712 | 140770.5444 | 140011.0554 | 138874.3033 | 139421.7358 | 139099.0151 | 140736.0214 | 137896.6045 | 138822.7748 | 139253.8496 | 138979.362 | 137684.1503
NETREVENUE - Net Revenue $
MEAN | -121736.3924 | -1098492.3574 | -1061927.8935 | -1158613.7852 | -1228692.5083 | -1354816.6187 | -1473524.3182 | -1584157.8876 | -1714683.9822 | -1721185.2559 | -1689260.2978 | -1688553.6098 | -1696784.9162 | -1688868.7701 | -1696163.7965
P5 | -218572.1299 | -1756286.8057 | -1756635.1195 | -1941200.0975 | -1899128.3008 | -2058005.8206 | -2145494.091 | -2088998.3206 | -2242053.0117 | -2209035.405 | -2167050.2102 | -2161459.8432 | -2142342.0254 | -2171654.8506 | -2180040.0763
P95 | -21159.331 | -428437.7283 | -243345.4998 | -385698.243 | -475099.6069 | -710580.4716 | -860085.3914 | -983893.1895 | -796619.7683 | -1215967.6891 | -1000272.5537 | -1052608.7099 | -1117878.9674 | -993971.0971 | -1276023.7259
IRP 2018 Spion Kop
NETPOS - Net Position (MWh)
MEAN | 57023.5085 | 56871.7943 | 56600.7363 | 56367.5581 | 56811.5315 | 56795.2876 | 56742.5143 | 56561.8407 | 56674.7468 | 57387.1285 | 56483.8614 | 56841.102 | 56737.79 | 56658.457 | 56498.2291
P5 | 50694.7191 | 52221.7873 | 50791.3694 | 51555.6697 | 51966.1964 | 51476.7202 | 51639.2294 | 50643.1307 | 51868.6295 | 52335.4206 | 51598.9908 | 51547.1802 | 51056.2584 | 50380.1117 | 52035.6097
P95 | 62567.8728 | 61951.6965 | 61441.6931 | 62211.8443 | 62001.1434 | 62915.754 | 61545.5689 | 62515.9322 | 61452.2815 | 63467.3985 | 61353.215 | 61423.34 | 62669.9413 | 61384.3558 | 60782.9753
NETREVENUE - Net Revenue $
MEAN | 612175.0406 | 780896.9669 | 792227.2819 | 747030.4648 | 722067.215 | 663864.7386 | 611064.9762 | 558256.3101 | 503472.5745 | 516872.6829 | 510645.9581 | 516009.082 | 510740.5221 | 515603.5436 | 504854.3168
P5 | 373108.3779 | 505699.4737 | 485529.2985 | 422950.2516 | 427462.6136 | 421448.9595 | 352823.7115 | 341014.5979 | 319298.8732 | 335509.5107 | 314590.3209 | 295375.5394 | 341374.1091 | 320259.1225 | 320080.8865
P95 | 821479.6327 | 1079792.3749 | 1142576.6983 | 1127931.2651 | 1104314.4455 | 929871.504 | 851915.3001 | 885940.5549 | 845489.48 | 775110.9441 | 795221.4693 | 710849.827 | 735603.5893 | 853387.2347 | 723767.5167
IRP 2018 Stillwater Wind
NETPOS - Net Position (MWh)
MEAN | 123818.6135 | 123522.0486 | 123796.9478 | 122887.2311 | 123865.983 | 124281.2988 | 123925.5593 | 123608.5632 | 123230.7651 | 124915.7564 | 123911.9455 | 124215.5824 | 123689.3976 | 123484.5558 | 123103.0339
P5 | 111398.4856 | 112768.0202 | 111190.6722 | 111935.3277 | 110813.7605 | 112638.8656 | 111157.832 | 110812.9844 | 112847.5302 | 113589.5184 | 111718.5927 | 114554.2075 | 109804.106 | 112030.797 | 112533.2917
P95 | 135699.7127 | 134503.8501 | 134657.8424 | 136274.546 | 136228.0607 | 135228.7047 | 135366.9452 | 137214.5618 | 136294.0218 | 136746.7875 | 133144.9445 | 134718.7218 | 137410.9854 | 135293.5767 | 133990.3661
NETREVENUE - Net Revenue $
MEAN | -3371024.8516 | -3004473.1374 | -2965738.0168 | -3045111.1953 | -3130687.9344 | -3264627.0826 | -3369158.9741 | -3483497.5811 | -3593816.1857 | -3617369.8851 | -3590011.37 | -3613618.1355 | -3595592.4952 | -3586273.2819 | -3585217.7305
P5 | -3915469.1616 | -3692267.354 | -3666533.4147 | -3909399.1431 | -3820461.9297 | -3992219.733 | -3913654.8844 | -4067963.0094 | -4205762.1964 | -4165400.606 | -4188881.7612 | -4134906.1103 | -4187676.6063 | -4129085.5485 | -4116526.1884
P95 | -2751132.2362 | -2338880.608 | -2183938.0156 | -2442669.3552 | -2346881.5218 | -2653807.5072 | -2700339.5941 | -2870465.5042 | -2983738.3098 | -3015415.1984 | -2955331.0485 | -3039627.1559 | -3058762.3409 | -2898914.2461 | -2957223.0949
IRP 2018 Two Dot Wind
NETPOS - Net Position (MWh)
MEAN | 13258.9771 | 13272.3695 | 13152.4709 | 13123.7231 | 13214.1583 | 13235.2413 | 13205.8141 | 13160.2477 | 13192.1233 | 13354.8358 | 13140.1415 | 13233.6867 | 13207.1782 | 13203.7113 | 13165.9204
P5 | 11707.1131 | 11922.7665 | 11662.1987 | 11635.3586 | 11977.3988 | 11942.2221 | 11816.4171 | 11756.4138 | 11873.7457 | 12021.6168 | 11795.4909 | 11836.6662 | 11765.7377 | 11743.6924 | 11971.4808
P95 | 14704.6592 | 14572.6248 | 14511.8797 | 14532.1462 | 14688.5697 | 14723.6433 | 14466.3145 | 14719.3047 | 14526.3055 | 14656.9835 | 14470.5048 | 14615.5278 | 14860.7511 | 14498.1688 | 14376.2109
NETREVENUE - Net Revenue $
MEAN | 139579.4838 | 176438.259 | 177902.3746 | 168999.6561 | 163318.1338 | 150430.1043 | 137582.89 | 125134.6421 | 112833.7004 | 115575.6915 | 114419.6152 | 115558.7203 | 114215.8707 | 115495.9301 | 112303.0837
P5 | 83537.3623 | 111943.1426 | 109970.0246 | 96873.3761 | 94353.8672 | 97499.1609 | 74967.188 | 75465.1069 | 71576.6963 | 75465.6903 | 69320.016 | 66781.7526 | 76623.0874 | 67756.5723 | 68315.0739
P95 | 189470.4212 | 246595.862 | 258740.0848 | 253818.123 | 249760.297 | 213852.2524 | 194569.2996 | 201028.3456 | 189269.83 | 175334.59 | 171354.7602 | 163311.7409 | 172053.7245 | 192469.9424 | 158707.2264
IRP_2018 Black Eagle Solar
NETPOS - Net Position (MWh)
MEAN | 1017.1605 | 1056.4444 | 1004.1249 | 1028.2 | 1029.1918 | 1030.6745 | 1035.5178 | 1026.4393 | 1018.5569 | 1039.4766 | 1023.92 | 1008.2179 | 1033.3788 | 1013.2983 | 1015.5887
P5 | 538.4799 | 495.7383 | 494.1108 | 542.669 | 516.8781 | 495.3681 | 539.5307 | 483.3236 | 563.1026 | 556.2309 | 526.3593 | 508.0401 | 468.6661 | 526.3095 | 465.8316
P95 | 1555.5427 | 1633.6542 | 1567.62 | 1683.6241 | 1599.1391 | 1654.0351 | 1606.5586 | 1550.2172 | 1625.8294 | 1630.8778 | 1627.9629 | 1609.8574 | 1676.5613 | 1617.2337 | 1596.6189
NETREVENUE - Net Revenue $
MEAN | -52465.896 | -55182.1001 | -51487.3394 | -53146.0038 | -53313.2519 | -54173.1758 | -55509.0888 | -55767.0914 | -55744.7712 | -56910.7541 | -55842.2455 | -54925.2608 | -56483.5047 | -55146.7386 | -55664.1929
P5 | -83620.8465 | -85793.2769 | -81122.7045 | -86656.2123 | -84825.9842 | -84689.8017 | -84249.437 | -86394.8745 | -87591.2742 | -90317.2193 | -88341.2755 | -88210.0317 | -90287.3693 | -89237.3515 | -87793.5641
P95 | -26561.4309 | -25894.1485 | -25676.8623 | -26460.8491 | -24566.5295 | -25867.1817 | -27021.6811 | -27150.5796 | -31086.2741 | -27144.7583 | -28280.4071 | -25774.7398 | -26427.2393 | -27476.42 | -24514.1204
IRP_2018 Energy of Utah MTSUN
NETPOS - Net Position (MWh)
MEAN | 1130.1139 | 32512.6893 | 31839.8533 | 32261.1348 | 32285.3019 | 32393.1403 | 32443.1102 | 32473.4863 | 31607.9268 | 32401.0371 | 32230.486 | 32454.5568 | 32440.219 | 31622.6276 | 32402.088
P5 | 719.792 | 12594.7723 | 11921.7237 | 12668.3897 | 12787.8159 | 11968.7295 | 11696.1303 | 12000.7951 | 13230.1173 | 12122.4238 | 11730.1919 | 13156.16 | 12139.1472 | 12561.7769 | 11732.4816
P95 | 1773.8283 | 51787.1285 | 50509.8106 | 51435.4798 | 51209.4109 | 51186.9121 | 50759.5116 | 51965.6743 | 50118.5434 | 50936.6111 | 51392.378 | 51180.6066 | 51825.2896 | 49915.3709 | 52072.2977
NETREVENUE - Net Revenue $
MEAN | -5094.6886 | -386851.5328 | -347490.9602 | -360284.1901 | -366495.6493 | -393664.9309 | -429344.7809 | -459236.1482 | -457258.9569 | -462970.5332 | -455716.7792 | -461658.0323 | -464712.4545 | -441719.5253 | -467701.5014
P5 | -13254.1409 | -720904.3526 | -627738.7987 | -666303.6697 | -640178.7684 | -720646.1149 | -768168.8166 | -846699.9678 | -779356.5503 | -788697.6501 | -792974.1396 | -781192.3052 | -758867.5322 | -819285.8277 | -831929.5635
P95 | 1745.9242 | -120537.8898 | -95900.0089 | -136295.6113 | -134544.3975 | -93743.3457 | -157174.5178 | -127085.694 | -184057.5315 | -148903.6137 | -144057.9312 | -128375.5216 | -138757.4695 | -161625.073 | -152651.4412
IRP_2018 Great Divide Solar
NETPOS - Net Position (MWh)
MEAN | 1189.3888 | 1215.8257 | 1180.3167 | 1198.0359 | 1192.7161 | 1191.2931 | 1207.6291 | 1202.5966 | 1172.366 | 1198.3464 | 1187.4584 | 1184.9773 | 1200.9584 | 1168.1279 | 1199.505
P5 | 415.3305 | 433.418 | 372.4205 | 434.1513 | 452.0065 | 373.8991 | 427.873 | 412.1943 | 394.8089 | 430.7449 | 439.7345 | 440.5726 | 455.2274 | 416.6631 | 436.8905
P95 | 1823.7962 | 1860.6793 | 1791.8782 | 1784.0965 | 1839.3236 | 1796.4573 | 1808.8427 | 1864.7408 | 1751.2877 | 1816.592 | 1791.6594 | 1799.569 | 1820.4234 | 1743.9686 | 1806.6102
NETREVENUE - Net Revenue $
MEAN | -61653.5381 | -63605.6551 | -60554.4294 | -61729.9432 | -61747.9044 | -62756.3348 | -64769.8097 | -65661.3113 | -64291.6623 | -65819.6798 | -65005.3345 | -64824.2959 | -65826.3183 | -63701.1546 | -65937.9027
P5 | -93331.9341 | -97912.4021 | -93150.2401 | -94869.3944 | -93655.2673 | -96530.8022 | -96835.3292 | -100803.6458 | -95761.1637 | -99188.4453 | -98382.1239 | -97024.2039 | -96882.6149 | -95636.9083 | -100549.5065
P95 | -20455.1795 | -21273.6365 | -18856.4551 | -23925.8557 | -25034.3763 | -19996.9292 | -24161.925 | -21501.881 | -22250.395 | -23683.1843 | -25986.4365 | -22927.9333 | -24529.1162 | -22999.4737 | -25027.1582
IRP_2018 Green Meadow Solar
NETPOS - Net Position (MWh)
MEAN | 1135.163 | 1141.392 | 1118.9721 | 1140.6501 | 1131.3738 | 1133.7641 | 1139.6622 | 1136.3775 | 1110.5004 | 1141.6768 | 1125.6142 | 1133.8276 | 1141.2376 | 1115.0929 | 1135.5891
P5 | 493.5523 | 477.0401 | 429.4043 | 503.3573 | 528.203 | 483.5779 | 496.8079 | 479.9006 | 488.5298 | 454.5774 | 461.772 | 538.7102 | 486.8252 | 465.4316 | 480.2736
P95 | 1957.7568 | 1938.8487 | 1881.4466 | 1832.0354 | 1927.6315 | 1873.3979 | 1842.6835 | 1890.2187 | 1859.973 | 1890.1732 | 1863.4933 | 1844.4626 | 1908.713 | 1870.6648 | 1945.4267
NETREVENUE - Net Revenue $
MEAN | -59061.8348 | -60200.647 | -57828.375 | -59589.6375 | -59541.6476 | -60618.8913 | -62230.2427 | -63119.4271 | -62022.3001 | -63792.0604 | -62736.5792 | -63313.6844 | -63893.8178 | -62126.7903 | -63592.1345
P5 | -99281.9709 | -103694.0843 | -99035.6465 | -98283.0008 | -99585.632 | -101508.7325 | -105129.4944 | -106553.3746 | -103475.6596 | -109888.556 | -105007.5969 | -105196.8256 | -108715.4868 | -105718.9302 | -111467.3745
P95 | -23024.7139 | -24599.3929 | -22625.4978 | -26048.2923 | -25741.6639 | -25162.7719 | -26534.2627 | -25219.8485 | -26159.1024 | -25112.9649 | -26177.7965 | -28213.6362 | -26133.8173 | -24947.4444 | -26019.2433
IRP_2018 Magpie Solar
NETPOS - Net Position (MWh)
MEAN | 1146.2447 | 1150.5279 | 1125.5477 | 1151.5085 | 1147.8843 | 1142.3333 | 1144.1867 | 1141.5094 | 1124.3887 | 1145.1851 | 1139.8579 | 1142.5544 | 1150.9747 | 1111.7255 | 1154.7713
P5 | 514.1154 | 466.0756 | 426.378 | 447.8319 | 482.1912 | 443.3545 | 427.9723 | 492.2005 | 466.9505 | 465.7616 | 428.1705 | 487.258 | 390.6768 | 484.1235 | 475.6762
P95 | 1806.1792 | 1820.2447 | 1763.5111 | 1816.029 | 1836.4018 | 1792.0552 | 1773.473 | 1806.4781 | 1797.8772 | 1792.5368 | 1823.6465 | 1793.0817 | 1837.8327 | 1752.2374 | 1846.4919
NETREVENUE - Net Revenue $
MEAN | -59270.4306 | -60472.7408 | -58163.3613 | -59837.3202 | -60111.713 | -60783.6982 | -62165.3064 | -62972.9814 | -62503.1804 | -63499.6904 | -63032.5304 | -63321.8232 | -63961.2509 | -61440.2812 | -64298.611
P5 | -94431.5329 | -98115.428 | -96824.2393 | -93904.8341 | -94752.2182 | -98490.5609 | -100342.4971 | -101980.4746 | -101535.5678 | -100993.0528 | -100483.5345 | -101407.2517 | -105055.9607 | -100647.9914 | -106759.1965
P95 | -26273.7603 | -24379.8425 | -23287.7212 | -23138.7009 | -25576.0298 | -21415.3052 | -22300.2324 | -26614.7588 | -24329.6779 | -24922.5747 | -23252.5434 | -26050.0968 | -21447.5608 | -24891.1125 | -25805.8656
IRP_2018 River Bend Solar
NETPOS - Net Position (MWh)
MEAN | 652.5065 | 672.6146 | 639.0379 | 657.4812 | 665.4992 | 656.9057 | 664.7827 | 656.188 | 640.3678 | 663.7979 | 655.9269 | 655.8175 | 664.1093 | 648.2386 | 667.5595
P5 | 320.3513 | 291.6117 | 331.8807 | 298.2107 | 350.7433 | 301.2842 | 285.3093 | 321.3229 | 317.3209 | 316.6402 | 332.2409 | 320.7801 | 347.1442 | 316.1665 | 326.4494
P95 | 977.1796 | 1023.7841 | 940.6919 | 975.4874 | 999.2902 | 1004.8196 | 1007.5554 | 995.6158 | 946.3354 | 1003.6775 | 989.4692 | 974.3022 | 985.2085 | 960.3321 | 1000.2907
NETREVENUE - Net Revenue $
MEAN | -33291.8816 | -35130.7993 | -32649.1417 | -33793.6875 | -34392.4873 | -34417.9938 | -35624.4595 | -35755.8081 | -35046.7936 | -36358.7851 | -35746.9669 | -35743.2447 | -36340.0201 | -35272.3407 | -36598.3013
P5 | -50852.1772 | -53609.2777 | -49294.6268 | -49217.3169 | -52005.6419 | -52008.5676 | -54047.313 | -53949.1794 | -52759.6144 | -55620.9876 | -53213.6452 | -52938.9848 | -52656.4472 | -52637.1706 | -56029.6792
P95 | -15888.0844 | -15326.5992 | -16148.7794 | -15446.9503 | -17608.5409 | -14246.1619 | -14609.3194 | -17388.7041 | -17520.6434 | -16722.4622 | -18627.2591 | -17145.9691 | -19170.0695 | -16765.1559 | -17482.9628
IRP_2018 South Mills Solar
NETPOS - Net Position (MWh)
MEAN | 1007.9819 | 1021.6026 | 975.6705 | 1004.5178 | 1001.5106 | 1006.3299 | 1016.3759 | 1015.4603 | 981.0173 | 1006.3419 | 992.5226 | 1008.671 | 1004.5362 | 987.6617 | 997.4904
P5 | 442.8412 | 380.0104 | 395.1268 | 425.2491 | 425.2565 | 396.9287 | 385.2515 | 370.5469 | 408.5973 | 374.3479 | 429.4941 | 432.4705 | 420.3202 | 402.2888 | 434.4507
P95 | 1653.615 | 1658.5146 | 1594.7979 | 1626.8519 | 1613.4987 | 1670.9485 | 1695.7824 | 1669.2573 | 1618.5132 | 1626.6437 | 1651.5314 | 1628.0131 | 1631.6514 | 1603.09 | 1640.9246
NETREVENUE - Net Revenue $
MEAN | -51277.8403 | -52885.4282 | -49407.0051 | -51102.5322 | -51150.3416 | -52201.2498 | -53849.0511 | -54507.1276 | -52938.9471 | -54171.565 | -53166.4721 | -54185.6326 | -54029.7797 | -52784.1471 | -53711.2602
P5 | -87304.0395 | -87022.7564 | -84317.6 | -83606.8493 | -84845.8949 | -87079.2492 | -93960.1618 | -92577.7241 | -88951.033 | -88431.318 | -89710.2035 | -90503.5394 | -88322.2333 | -88019.6164 | -89074.9516
P95 | -21300.7491 | -19407.863 | -18857.0865 | -20989.8423 | -21060.7791 | -17844.9752 | -18705.883 | -19179.9549 | -21444.9124 | -19890.4089 | -22152.9016 | -22213.2509 | -22492.0207 | -20901.1666 | -22190.0721
Wind Asset - Total
NETPOS - Net Position (MWh)
MEAN | 557830.5073 | 803965.3914 | 800104.0921 | 797134.3229 | 802900.3556 | 803543.0797 | 802393.7665 | 800397.1585 | 604134.2427 | 612046.1791 | 604231.1869 | 606379.0139 | 605922.7791 | 605053.272 | 603319.6754
P5 | 508851.2288 | 750623.26 | 730209.1686 | 743170.1355 | 748547.013 | 756451.624 | 746723.9084 | 734296.0818 | 561792.7551 | 565185.1134 | 561716.9492 | 559305.8788 | 562883.7179 | 560809.6137 | 562473.8634
P95 | 599883.272 | 860901.8022 | 859469.5645 | 852996.452 | 870263.7123 | 868608.992 | 862920.4004 | 866235.3461 | 655853.944 | 662735.7791 | 654432.7298 | 658499.2778 | 659100.5672 | 655170.9685 | 648528.9044
NETREVENUE - Net Revenue $
MEAN | -11840432.1393 | -14141882.1869 | -13807289.5482 | -14373672.1315 | -14844384.1852 | -15655724.8132 | -16400160.3843 | -17090497.0225 | -15256509.4967 | -15363577.7884 | -15159328.3944 | -15212679.2579 | -15240497.0693 | -15156326.3729 | -15212299.1014
P5 | -14072497.1482 | -18219566.8518 | -18163548.417 | -19220467.9635 | -18882142.2432 | -19791762.3578 | -20363891.8602 | -20460304.7354 | -18351315.6204 | -18029471.0629 | -17545634.6216 | -17507424.7155 | -17584387.4647 | -17729116.931 | -17922442.4088
P95 | -9718642.4797 | -9963150.9679 | -8889904.2259 | -9824393.4525 | -10119301.6061 | -11701135.4082 | -12510569.4618 | -13275623.4255 | -11408008.3818 | -12718186.0773 | -12254251.7884 | -12274936.2678 | -12693707.8353 | -12219876.4961 | -12841601.6001
Total
Total - Total
Total - Total - Total
CAPACITYFACTOR - Net Generation Capacity Factor
MEAN | 0.40813 | 0.40163 | 0.39434 | 0.37645 | 0.38218 | 0.35304 | 0.3602 | 0.34538 | 0.33982 | 0.34178 | 0.26421 | 0.25849 | 0.25605 | 0.25057 | 0.24752
P5 | 0.37213 | 0.35735 | 0.34486 | 0.33599 | 0.34112 | 0.31088 | 0.30613 | 0.30244 | 0.2971 | 0.31003 | 0.22114 | 0.22043 | 0.21715 | 0.20719 | 0.2063
P95 | 0.44104 | 0.43589 | 0.42947 | 0.42088 | 0.41662 | 0.38335 | 0.40936 | 0.40272 | 0.39753 | 0.38557 | 0.31538 | 0.3054 | 0.30607 | 0.29859 | 0.29108
CO2EMISSIONS - CO2 Emissions
MEAN | 554464.9603 | 541076.5711 | 546820.1196 | 478276.1338 | 495713.3369 | 512718.2372 | 543281.7829 | 514180.3969 | 527440.3513 | 507976.1526 | 518241.1051 | 528623.2055 | 506597.741 | 496719.4453 | 509471.9607
P5 | 473653.6093 | 444432.0219 | 442507.3736 | 391927.8033 | 407622.5597 | 425993.1838 | 434167.8394 | 431944.8798 | 433371.6558 | 442662.8379 | 443469.3438 | 453480.2393 | 439924.0216 | 424726.7996 | 436977.3506
P95 | 625340.5197 | 613540.3302 | 619185.3232 | 575445.2969 | 566387.405 | 576012.0621 | 638976.2649 | 621770.8712 | 638067.6094 | 590602.4167 | 605341.3693 | 611414.5386 | 595686.702 | 576345.3984 | 589196.0246
FUELCONSUMED - Fuel Consumed
MEAN | 5394059.8235 | 5342759.9172 | 5358053.1881 | 4737395.8235 | 4893138.2718 | 4996409.7518 | 5211860.0157 | 4915238.6088 | 4964537.11 | 4818019.5522 | 4921113.5158 | 4981456.7788 | 4798145.7715 | 4698710.0847 | 4785152.6868
P5 | 4605947.0673 | 4366850.8727 | 4279767.0371 | 3870381.8197 | 4007311.3027 | 4140504.1267 | 4142411.1479 | 4098191.3684 | 4061738.0494 | 4180335.8507 | 4182184.5133 | 4257869.6126 | 4137369.0714 | 3996171.3757 | 4075932.3724
P95 | 6096539.0994 | 6047546.4581 | 6132443.1885 | 5718939.3674 | 5616129.6892 | 5627627.4933 | 6174560.2765 | 5975192.1265 | 6068974.1611 | 5658690.573 | 5796027.5338 | 5807819.5227 | 5649879.8321 | 5483863.3347 | 5587070.8448
FUELCOST - Fuel Cost
MEAN | 5507621.9232 | 5431954.1192 | 5699085.3778 | 5769647.6451 | 5772207.1208 | 5983284.2752 | 6326038.8486 | 6100047.1852 | 6214208.4041 | 6161422.8773 | 6465884.5646 | 6606762.1712 | 6536163.3274 | 6505963.4907 | 6727784.5503
P5 | 4491635.7298 | 4124382.3221 | 4259793.5645 | 4391819.6284 | 4424225.9859 | 4701772.689 | 4767967.8773 | 4886938.0651 | 4881119.9275 | 5187388.6667 | 5267563.5673 | 5477534.3288 | 5444969.8598 | 5314513.2563 | 5519703.6506
P95 | 6552374.2828 | 6637951.7896 | 7050396.7162 | 7468676.9414 | 7173690.7266 | 7085500.1729 | 7912340.2981 | 8008251.5405 | 8163147.5767 | 7568002.4321 | 8064115.522 | 8073947.0049 | 7982305.3412 | 8073649.7337 | 8195874.3647
NETPOS - Net Position (MWh)
MEAN | 4892.9836 | 247075.2058 | 239783.0723 | 179993.9032 | 173510.992 | 113868.0813 | 46130.4654 | 5948.5939 | -188846.2257 | -210699.6633 | -412856.3408 | -418060.8674 | -444166.3357 | -464946.6259 | -486135.2338
P5 | -127451.6327 | 123254.4343 | 89726.8539 | 39228.4719 | 13949.3879 | -7270.2452 | -113051.7509 | -118498.9129 | -327311.6184 | -320263.0598 | -557544.1089 | -560673.902 | -585362.0561 | -595521.3901 | -603499.1284
P95 | 130924.653 | 361103.745 | 388682.7265 | 339499.0573 | 320069.5631 | 248263.5304 | 205738.703 | 163607.4301 | -36571.5505 | -71743.9351 | -262232.8917 | -288341.8714 | -308470.3528 | -335623.0425 | -358027.5309
NETREVENUE - Net Revenue $
MEAN | -207127380.5649 | -208758602.479 | -207405179.0445 | -211780318.8169 | -217158798.4384 | -213044547.5338 | -206220363.3129 | -207215495.8124 | -204466855.9029 | -206377212.6111 | -186705867.8695 | -187935180.0899 | -188339905.6413 | -186949360.6663 | -187953799.9246
P5 | -209555368.3002 | -210703968.1908 | -209785267.8073 | -214301116.7203 | -219670868.0708 | -215598359.9364 | -208497563.0691 | -209687777.2261 | -207621583.4039 | -209134556.3662 | -190847941.1631 | -192154731.7587 | -191664781.4154 | -190898401.2641 | -191488385.3654
P95 | -204901735.6834 | -206792092.1235 | -204924250.7519 | -209038278.954 | -214542173.3104 | -210909830.4975 | -203769996.6292 | -204672672.8159 | -201820549.2088 | -203957388.6363 | -183335552.3375 | -184350498.7706 | -184975215.7923 | -183889224.9844 | -184735036.5065
STARTS - Number Starts
MEAN | 2060.34 | 2137.65 | 2057.13 | 2200.04 | 2207.88 | 2104.32 | 1576.03 | 1507.3 | 1103.02 | 1290.4 | 1185.69 | 920.73 | 1081.35 | 1088.73 | 863.19
P5 | 1920.5 | 2002.5 | 1923.5 | 2030.5 | 2087.5 | 1993 | 1150 | 1137 | 775.5 | 1017 | 817 | 651 | 823 | 850.5 | 590
P95 | 2195.5 | 2272.5 | 2219 | 2313 | 2330.5 | 2222 | 1875 | 1867 | 1447 | 1595.5 | 1518 | 1169.5 | 1384.5 | 1427.5 | 1161.5
VOMCOSTS - VOM Costs
MEAN | 1638837.8146 | 1687102.3798 | 1711311.261 | 1532855.9736 | 1610629.9744 | 1652861.9928 | 1798481.6639 | 1704612.4744 | 1706564.3736 | 1713910.5856 | 1796417.666 | 1834159.9133 | 1809772.6409 | 1799826.3157 | 1848445.3292
P5 | 1351721.9601 | 1303016.8335 | 1275770.775 | 1172499.6084 | 1245931.2672 | 1296491.4855 | 1358429.8405 | 1368200.5782 | 1337832.1373 | 1446986.4855 | 1469472.3796 | 1525528.8862 | 1504696.4084 | 1458648.9052 | 1509812.4674
P95 | 1906598.4545 | 1993208.8309 | 2059554.535 | 1954641.0516 | 1920856.3701 | 1916676.7801 | 2202836.0963 | 2157975.3448 | 2180109.3516 | 2073264.886 | 2191196.9825 | 2209720.1585 | 2187947.8588 | 2160851.6053 | 2239468.5635