## 15 Year - Base
Books | Montana
Study Portfolios | 2019.2.20 IRP Fifteen Year No CC Load Dispatch v4 - IRP Planning MAIN load dispatch v10 15yr
Date Intervals | Annual
Peak Period Label | Light Load
Value | Column Labels
Row Labels | 2019-01 | 2020-01 | 2021-01 | 2022-01 | 2023-01 | 2024-01 | 2025-01 | 2026-01 | 2027-01 | 2028-01 | 2029-01 | 2030-01 | 2031-01 | 2032-01 | 2033-01
Ancillary Reserve
2018 IRP Anc Req v6 with candidate assets
15010: New 2022JAN 18V50DF_NG_B #1
NETREVENUE - Net Revenue $
MEAN | -26072.9815 | -104117.8149 | -78437.1296 | -21249.3827 | -13858.1099 | -5186.6022 | -338895.0912 | -296582.7519 | -147655.6105 | -173599.9987 | -187526.7029 | -183807.0426 | -191141.6144 | -190922.2414 | -186180.4473
P5 | -55773.4958 | -150408.5101 | -120396.8674 | -45386.1182 | -34443.6279 | -14568.8896 | -578895.2076 | -539176.4654 | -287525.9527 | -289238.4971 | -310211.3299 | -277374.4893 | -273526.0769 | -304937.677 | -303930.457
P95 | -6640.789 | -66386.2741 | -39922.5409 | -6355.8202 | -3235.5468 | -378.3836 | -135090.8038 | -143633.2744 | -57557.4784 | -91157.2998 | -97492.8355 | -96618.2476 | -103251.5802 | -92799.0184 | -92044.8199
2018 IRP Anc Req v6 with candidate assets - Total
NETREVENUE - Net Revenue $
MEAN | -320903.0622 | -541356.3517 | -561055.0285 | -359825.1783 | -395302.8074 | -504755.21 | -1216726.7322 | -1203091.1707 | -1135231.0782 | -1088501.885 | -1110076.7967 | -1281814.5908 | -1189421.967 | -1223759.9735 | -1388378.4118
P5 | -402265.5394 | -647842.1885 | -680572.0334 | -429018.6372 | -472201.7663 | -567610.3906 | -1438350.4289 | -1365859.2724 | -1268140.1827 | -1213890.9837 | -1222531.9502 | -1396549.7587 | -1281940.2778 | -1323250.2547 | -1505258.9558
P95 | -257557.1954 | -438649.098 | -475914.8507 | -289147.233 | -322295.2743 | -439582.1517 | -1030718.7166 | -1055911.9994 | -1029446.547 | -983130.6862 | -997593.3086 | -1170085.7103 | -1084800.6588 | -1117417.0096 | -1263839.9244
2888218
NETREVENUE - Net Revenue $
MEAN | -294830.0807 | -437238.5368 | -482617.8989 | -338575.7956 | -381444.6975 | -499568.6078 | -877831.641 | -906508.4188 | -987575.4677 | -914901.8862 | -922550.0938 | -1098007.5482 | -998280.3526 | -1032837.7321 | -1202197.9644
P5 | -356538.663 | -532124.9777 | -577421.4374 | -401799.835 | -444291.237 | -561619.0935 | -988499.2026 | -1009911.4965 | -1048550.8284 | -973207.5917 | -975853.5263 | -1151152.5311 | -1055321.0119 | -1092406.352 | -1277328.2488
P95 | -244977.5712 | -363552.6604 | -393802.7624 | -270561.0126 | -313501.5 | -433397.8215 | -779629.011 | -784919.4083 | -905007.077 | -848929.4656 | -853376.9264 | -1037116.6847 | -929612.8564 | -973542.6952 | -1117185.2428
Ancillary Reserve - Total
NETREVENUE - Net Revenue $
MEAN | -320903.0622 | -541356.3517 | -561055.0285 | -359825.1783 | -395302.8074 | -504755.21 | -1216726.7322 | -1203091.1707 | -1135231.0782 | -1088501.885 | -1110076.7967 | -1281814.5908 | -1189421.967 | -1223759.9735 | -1388378.4118
P5 | -402265.5394 | -647842.1885 | -680572.0334 | -429018.6372 | -472201.7663 | -567610.3906 | -1438350.4289 | -1365859.2724 | -1268140.1827 | -1213890.9837 | -1222531.9502 | -1396549.7587 | -1281940.2778 | -1323250.2547 | -1505258.9558
P95 | -257557.1954 | -438649.098 | -475914.8507 | -289147.233 | -322295.2743 | -439582.1517 | -1030718.7166 | -1055911.9994 | -1029446.547 | -983130.6862 | -997593.3086 | -1170085.7103 | -1084800.6588 | -1117417.0096 | -1263839.9244
Battery Storage
NETPOS - Net Position (MWh)
MEAN
P5
P95
Financial Instrument
NETREVENUE - Net Revenue $
MEAN | -4468253.75 | -2197268.75
P5 | -4796800.3222 | -2430648.3252
P95 | -4108727.5897 | -1967674.9187
Fixed Cost
NETREVENUE - Net Revenue $
MEAN | -121157947.0263 | -121133735.2685 | -120725709.4923 | -120770799.5701 | -121487394.786 | -121569496.6134 | -121820161.4476 | -121668440.2689 | -121018910.6762 | -122140311.8572 | -121917087.0109 | -122126168.9306 | -122344148.5928 | -121981892.1233 | -122266405.6537
P5 | -121157947.0263 | -121133735.2685 | -120725709.4923 | -120770799.5701 | -121487394.786 | -121569496.6134 | -121820161.4476 | -121668440.2689 | -121018910.6762 | -122140311.8572 | -121917087.0109 | -122126168.9306 | -122344148.5928 | -121981892.1233 | -122266405.6537
P95 | -121157947.0263 | -121133735.2685 | -120725709.4923 | -120770799.5701 | -121487394.786 | -121569496.6134 | -121820161.4476 | -121668440.2689 | -121018910.6762 | -122140311.8572 | -121917087.0109 | -122126168.9306 | -122344148.5928 | -121981892.1233 | -122266405.6537
Generation Asset
16369: New 2022JAN 18V50DF_NG_B #1
CAPACITYFACTOR - Net Generation Capacity Factor
MEAN |  |  |  | 0.43943 | 0.3277 | 0.2599 | 0.15857 | 0.12997 | 0.097003 | 0.096485 | 0.1039 | 0.095568 | 0.095264 | 0.093143 | 0.087774
P5 |  |  |  | 0.38287 | 0.27115 | 0.1888 | 0.10156 | 0.083856 | 0.057045 | 0.068024 | 0.074962 | 0.068986 | 0.074323 | 0.066022 | 0.06445
P95 |  |  |  | 0.48577 | 0.37529 | 0.32252 | 0.21685 | 0.19102 | 0.15624 | 0.13843 | 0.13991 | 0.12566 | 0.12087 | 0.12159 | 0.117
CO2EMISSIONS - CO2 Emissions
MEAN |  |  |  | 14149.4672 | 10650.04 | 8398.8312 | 5055.489 | 4140.0734 | 3074.0592 | 3102.4795 | 3302.762 | 3035.7601 | 3056.7254 | 2939.5826 | 2799.1072
P5 |  |  |  | 12295.466 | 8806.5895 | 6050.9703 | 3236.696 | 2664.2168 | 1822.7548 | 2177.5965 | 2376.168 | 2200.2533 | 2386.3038 | 2079.6687 | 2061.096
P95 |  |  |  | 15660.211 | 12177.8685 | 10449.4693 | 6929.1538 | 6079.7835 | 4972.888 | 4476.209 | 4440.228 | 4004.8182 | 3867.5042 | 3875.0845 | 3752.3828
FUELCONSUMED - Fuel Consumed
MEAN |  |  |  | 230763.4269 | 173682.3123 | 136976.6946 | 82406.2984 | 67488.2966 | 50114.7885 | 50566.0321 | 53834.3061 | 49481.6671 | 49828.5935 | 47911.4331 | 45628.845
P5 |  |  |  | 200514.1788 | 143610.1474 | 98665.4434 | 52759.1012 | 43430.1677 | 29715.3459 | 35491.6666 | 38730.9476 | 35863.1723 | 38899.8909 | 33895.8812 | 33598.2928
P95 |  |  |  | 255391.8542 | 198619.9954 | 170424.1136 | 112947.6006 | 99108.6791 | 81070.4171 | 72956.3305 | 72375.2179 | 65277.0977 | 63045.313 | 63159.1224 | 61168.9638
FUELCOST - Fuel Cost
MEAN |  |  |  | 336723.9576 | 272829.5413 | 231920.2164 | 153802.1265 | 130021.558 | 102364.4526 | 102870.9115 | 112216.1423 | 105157.8321 | 107700.251 | 106808.158 | 103391.8116
P5 |  |  |  | 207302.4618 | 169388.1103 | 122375.9017 | 65216.3321 | 62851.5556 | 43892.6193 | 57009.5435 | 60504.1503 | 58314.5713 | 66437.0734 | 57728.7116 | 57178.7139
P95 |  |  |  | 474864.4962 | 386662.0609 | 337008.9363 | 253146.7788 | 261604.6237 | 219266.0611 | 180988.6174 | 195287.3616 | 166351.8671 | 170923.1499 | 188337.6241 | 172034.0621
NETPOS - Net Position (MWh)
MEAN |  |  |  | 26862.2292 | 20166.52 | 15929.2024 | 9680.3243 | 7922.2852 | 5878.8871 | 5927.6636 | 6306.4595 | 5791.7793 | 5886.8342 | 5656.446 | 5382.4223
P5 |  |  |  | 23379.8569 | 16700.7217 | 11538.3906 | 6197.9898 | 5097.82 | 3486.08 | 4160.805 | 4537.365 | 4197.96 | 4595.51 | 4001.875 | 3963.465
P95 |  |  |  | 29751.1716 | 22992.8476 | 19810.8819 | 13268.405 | 11632.355 | 9510.0796 | 8551.0294 | 8477.2 | 7639.9836 | 7448.23 | 7455.98 | 7214.5069
NETREVENUE - Net Revenue $
MEAN |  |  |  | 24240.8612 | 23143.2915 | 36981.7157 | 67353.0701 | 55908.408 | 42903.3825 | 49706.9658 | 49079.1598 | 48041.4993 | 50436.1603 | 49915.2446 | 49375.7538
P5 |  |  |  | -63510.1196 | -36609.2476 | -4992.375 | 26232.8757 | 27014.259 | 18244.3944 | 27723.8007 | 24391.5282 | 24827.9697 | 25917.208 | 26124.7671 | 24936.8746
P95 |  |  |  | 113291.0177 | 76099.471 | 80339.954 | 117664.1415 | 100406.0391 | 83249.1191 | 81800.6498 | 86607.2169 | 74495.1401 | 75978.4245 | 79367.6494 | 85848.9787
STARTS - Number Starts
MEAN |  |  |  | 149.48 | 142.52 | 135.05 | 117.58 | 102.49 | 84.2 | 83.66 | 93.87 | 85.19 | 85.94 | 84.04 | 81.08
P5 |  |  |  | 127.5 | 122 | 107 | 92 | 73 | 62.5 | 64.5 | 72 | 64 | 68 | 65 | 61.5
P95 |  |  |  | 171.5 | 166 | 161 | 142 | 127 | 107.5 | 101.5 | 119 | 106 | 104 | 105 | 102.5
VOMCOSTS - VOM Costs
MEAN |  |  |  | 17997.6936 | 13713.2336 | 11150.4417 | 6873.0303 | 5704.0453 | 4350.3765 | 4445.7477 | 4855.9738 | 4517.5879 | 4709.4673 | 4638.2857 | 4467.4105
P5 |  |  |  | 15664.5041 | 11356.4908 | 8076.8734 | 4400.5728 | 3670.4304 | 2579.6992 | 3120.6038 | 3493.771 | 3274.4088 | 3676.408 | 3281.5375 | 3289.6759
P95 |  |  |  | 19933.285 | 15635.1364 | 13867.6173 | 9420.5675 | 8375.2956 | 7037.4589 | 6413.2721 | 6527.444 | 5959.1872 | 5958.584 | 6113.9036 | 5988.0407
16369: New 2022JAN 18V50DF_NG_B #2
CAPACITYFACTOR - Net Generation Capacity Factor
MEAN |  |  |  | 0.40518 | 0.30405 | 0.24093 | 0.15485 | 0.12625 | 0.097174 | 0.0963 | 0.10179 | 0.091977 | 0.092266 | 0.09116 | 0.086142
P5 |  |  |  | 0.33364 | 0.24571 | 0.16804 | 0.088393 | 0.075894 | 0.057389 | 0.068349 | 0.071592 | 0.061427 | 0.06766 | 0.0627 | 0.060246
P95 |  |  |  | 0.45964 | 0.38072 | 0.30824 | 0.21733 | 0.19103 | 0.15311 | 0.13937 | 0.14386 | 0.12307 | 0.11934 | 0.11592 | 0.11434
CO2EMISSIONS - CO2 Emissions
MEAN |  |  |  | 13008.0283 | 9838.5803 | 7749.6963 | 4935.352 | 4023.2267 | 3083.3 | 3096.2578 | 3234.6202 | 2921.7785 | 2959.9757 | 2880.2619 | 2746.3999
P5 |  |  |  | 10717.5153 | 7893.6052 | 5407.199 | 2849.9685 | 2433.1872 | 1814.0542 | 2199.329 | 2302.32 | 1974.5863 | 2160.4493 | 1965.8343 | 1934.192
P95 |  |  |  | 14765.0117 | 12282.6655 | 9922.964 | 6929.5368 | 6085.4783 | 4916.3517 | 4494.281 | 4539.81 | 3923.134 | 3828.4012 | 3671.973 | 3649.584
FUELCONSUMED - Fuel Consumed
MEAN |  |  |  | 212124.4155 | 160415.3332 | 126368.1523 | 80447.9863 | 65583.4969 | 50265.3959 | 50464.6655 | 52723.6153 | 47623.8478 | 48251.3879 | 46944.5973 | 44769.6071
P5 |  |  |  | 174779.0016 | 128705.4538 | 88172.4439 | 46455.3466 | 39663.8115 | 29573.5066 | 35845.8749 | 37527.2436 | 32184.8982 | 35218.0269 | 32040.5278 | 31529.6081
P95 |  |  |  | 240750.8305 | 200264.8389 | 161797.8996 | 112953.5581 | 99200.7505 | 80149.2826 | 73250.2661 | 73998.077 | 63945.3802 | 62408.1912 | 59848.6118 | 59492.5185
FUELCOST - Fuel Cost
MEAN |  |  |  | 312887.6246 | 257040.6934 | 216658.3784 | 151246.9961 | 127214.3734 | 102539.2493 | 102582.8464 | 110696.1604 | 101592.6713 | 104582.2784 | 105118.8955 | 101771.1437
P5 |  |  |  | 175890.8749 | 153016.2686 | 107275.024 | 59082.2059 | 57356.4282 | 42977.4769 | 56407.2817 | 58947.059 | 54222.3822 | 63874.018 | 53125.6311 | 52698.2475
P95 |  |  |  | 458874.7003 | 408562.6479 | 326957.5064 | 256081.5018 | 265243.2353 | 220465.6717 | 183344.0684 | 202866.2588 | 166079.6841 | 162298.4686 | 177712.7695 | 170206.6968
NETPOS - Net Position (MWh)
MEAN |  |  |  | 24757.7244 | 18716.1371 | 14757.4607 | 9450.3416 | 7698.9212 | 5896.6317 | 5915.7661 | 6176.3353 | 5574.2547 | 5700.5692 | 5542.2374 | 5281.165
P5 |  |  |  | 20384.783 | 15016.5549 | 10295.5832 | 5457.63 | 4656.47 | 3469.44 | 4202.33 | 4396.35 | 3767.4 | 4160.92 | 3782.825 | 3719.43
P95 |  |  |  | 28143.8308 | 23364.7936 | 18905.1353 | 13269.212 | 11645.2 | 9401.1108 | 8587.37 | 8668.13 | 7485.12 | 7372.13 | 7065.6539 | 7018.11
NETREVENUE - Net Revenue $
MEAN |  |  |  | 52681.0661 | 55325.5381 | 59341.5221 | 67938.3917 | 56947.6409 | 42876.7204 | 49760.5642 | 50172.9634 | 49126.5806 | 51526.3151 | 50558.7535 | 49735.5035
P5 |  |  |  | -26494.8258 | -18375.9333 | 11887.3 | 27777.8131 | 28650.5817 | 18500.3906 | 28038.5474 | 26488.3599 | 26073.6567 | 26510.0572 | 25393.8756 | 26699.7975
P95 |  |  |  | 137184.0275 | 125662.6472 | 107876.7503 | 118300.3288 | 103160.7263 | 85272.0508 | 79973.7274 | 90266.0712 | 74897.7904 | 77424.7757 | 81060.4945 | 82445.5752
STARTS - Number Starts
MEAN |  |  |  | 161 | 147.47 | 134.59 | 114.67 | 98.68 | 84.67 | 83.56 | 90.13 | 82.46 | 84.04 | 82.58 | 79.17
P5 |  |  |  | 135 | 127 | 108 | 87.5 | 67.5 | 60 | 64 | 67.5 | 60 | 66 | 62 | 57.5
P95 |  |  |  | 187.5 | 166.5 | 165 | 143 | 126 | 111.5 | 102.5 | 116.5 | 105 | 105 | 104 | 100
VOMCOSTS - VOM Costs
MEAN |  |  |  | 16587.6754 | 12726.9732 | 10330.2225 | 6709.7425 | 5543.2233 | 4363.5075 | 4436.8246 | 4755.7782 | 4347.9186 | 4560.4554 | 4544.6346 | 4383.3669
P5 |  |  |  | 13657.8046 | 10211.2573 | 7206.9082 | 3874.9173 | 3352.6584 | 2567.3856 | 3151.7475 | 3385.1895 | 2938.572 | 3328.736 | 3101.9165 | 3087.1269
P95 |  |  |  | 18856.3666 | 15888.0596 | 13233.5947 | 9421.1405 | 8384.544 | 6956.822 | 6440.5275 | 6674.4601 | 5838.3936 | 5897.704 | 5793.8362 | 5825.0313
16369: New 2022JAN 18V50DF_NG_B #3
CAPACITYFACTOR - Net Generation Capacity Factor
MEAN |  |  |  | 0.4135 | 0.30871 | 0.24042 | 0.15617 | 0.12735 | 0.096115 | 0.095386 | 0.10157 | 0.092985 | 0.093298 | 0.091964 | 0.086683
P5 |  |  |  | 0.35226 | 0.25539 | 0.1596 | 0.09085 | 0.07832 | 0.055064 | 0.067135 | 0.071218 | 0.064985 | 0.069699 | 0.066598 | 0.062317
P95 |  |  |  | 0.46312 | 0.36205 | 0.30851 | 0.21891 | 0.18865 | 0.15436 | 0.13674 | 0.1407 | 0.1228 | 0.11807 | 0.12175 | 0.11625
CO2EMISSIONS - CO2 Emissions
MEAN |  |  |  | 13285.7282 | 9997.733 | 7750.9651 | 4982.8293 | 4059.5691 | 3044.9897 | 3067.76 | 3230.2533 | 2953.6643 | 2986.4184 | 2906.281 | 2767.4233
P5 |  |  |  | 11418.4855 | 8254.677 | 5163.29 | 2915.3347 | 2498.4785 | 1753.1508 | 2155.864 | 2263.224 | 2074.4005 | 2221.8007 | 2088.4252 | 1977.952
P95 |  |  |  | 14862.155 | 11810.972 | 10036.3587 | 6974.9035 | 5998.801 | 4929.5018 | 4423.0655 | 4535.796 | 3904.1028 | 3769.0723 | 3877.4403 | 3737.104
FUELCONSUMED - Fuel Consumed
MEAN |  |  |  | 216659.9701 | 163023.2182 | 126399.005 | 81221.8367 | 66175.9409 | 49640.8511 | 50000.1388 | 52652.4145 | 48143.5328 | 48682.4494 | 47368.6813 | 45112.3086
P5 |  |  |  | 186207.2744 | 134590.6908 | 84186.9978 | 47520.8362 | 40728.1356 | 28580.631 | 35137.4584 | 36889.9885 | 33811.8271 | 36218.1331 | 34038.6007 | 32242.9477
P95 |  |  |  | 242353.4141 | 192612.4485 | 163702.5801 | 113692.8605 | 97788.265 | 80363.484 | 72090.0438 | 73932.9525 | 63635.6402 | 61440.9012 | 63197.674 | 60919.1976
FUELCOST - Fuel Cost
MEAN |  |  |  | 318333.0517 | 259257.1096 | 215624.4712 | 152224.6852 | 127912.486 | 101295.3077 | 101830.2578 | 110354.6761 | 102660.6549 | 105408.4844 | 105829.801 | 102433.2545
P5 |  |  |  | 188097.4023 | 158201.9883 | 105192.8897 | 59283.0648 | 59056.8085 | 42836.719 | 56818.7845 | 57779.8966 | 56368.3596 | 61758.0048 | 55920.2708 | 52800.2926
P95 |  |  |  | 458739.2598 | 381729.5551 | 331759.3081 | 258819.5007 | 266927.9618 | 220422.1037 | 178509.5497 | 188977.608 | 169193.2916 | 163837.6418 | 190349.9819 | 160403.3486
NETPOS - Net Position (MWh)
MEAN |  |  |  | 25265.8758 | 18984.4894 | 14730.2021 | 9541.2889 | 7768.3774 | 5823.3902 | 5861.418 | 6168.0425 | 5635.1977 | 5751.4745 | 5592.325 | 5321.5794
P5 |  |  |  | 21723.035 | 15704.5388 | 9856.0631 | 5582.805 | 4781.42 | 3352.96 | 4119.28 | 4321.695 | 3957.84 | 4279.08 | 4018.725 | 3803.58
P95 |  |  |  | 28307.423 | 22363.6599 | 18966.1103 | 13355.5913 | 11478.5528 | 9426.28 | 8450.135 | 8659.69 | 7447.65 | 7258.26 | 7460.12 | 7186.41
NETREVENUE - Net Revenue $
MEAN |  |  |  | 45360.5918 | 45764.8756 | 52106.9423 | 68174.8251 | 56321.625 | 42905.1561 | 49683.5399 | 50126.5781 | 48740.1309 | 51130.3767 | 50560.6676 | 49808.4357
P5 |  |  |  | -43839.4053 | -23792.9626 | 11957.7155 | 26639.1896 | 28497.3063 | 18419.6707 | 29035.3074 | 25882.4569 | 24320.7042 | 25548.0383 | 27979.5435 | 25774.7199
P95 |  |  |  | 137060.9229 | 98640.9552 | 96115.0152 | 116442.7127 | 102111.5509 | 81021.278 | 80201.417 | 89711.6894 | 71369.1538 | 76477.5036 | 82027.8012 | 83113.4917
STARTS - Number Starts
MEAN |  |  |  | 158.6 | 144.96 | 134.38 | 115.89 | 100.93 | 84.06 | 82.65 | 90.76 | 83.62 | 84.88 | 83.34 | 80.06
P5 |  |  |  | 134.5 | 120.5 | 106.5 | 91.5 | 70.5 | 58.5 | 63 | 67.5 | 61.5 | 68.5 | 63 | 59.5
P95 |  |  |  | 180 | 166.5 | 161.5 | 141 | 125 | 110 | 104 | 119 | 104 | 104.5 | 103 | 105.5
VOMCOSTS - VOM Costs
MEAN |  |  |  | 16928.1368 | 12909.4528 | 10311.1414 | 6774.3151 | 5593.2318 | 4309.3088 | 4396.0635 | 4749.3928 | 4395.4542 | 4601.1796 | 4585.7065 | 4416.9109
P5 |  |  |  | 14554.4334 | 10679.0864 | 6899.2442 | 3963.7915 | 3442.6224 | 2481.1904 | 3089.46 | 3327.7051 | 3087.1152 | 3423.264 | 3295.3545 | 3156.9714
P95 |  |  |  | 18965.9734 | 15207.2887 | 13276.2772 | 9482.4698 | 8264.558 | 6975.4472 | 6337.6012 | 6667.9613 | 5809.167 | 5806.608 | 6117.2984 | 5964.7203
16369: New 2022JAN 18V50DF_NG_B #4
CAPACITYFACTOR - Net Generation Capacity Factor
MEAN |  |  |  | 0.40454 | 0.30155 | 0.24556 | 0.15499 | 0.12603 | 0.097195 | 0.095276 | 0.1007 | 0.091207 | 0.091498 | 0.091206 | 0.085821
P5 |  |  |  | 0.33482 | 0.23547 | 0.16637 | 0.088183 | 0.075938 | 0.057893 | 0.06751 | 0.071872 | 0.063639 | 0.068352 | 0.063708 | 0.060392
P95 |  |  |  | 0.45342 | 0.37118 | 0.32307 | 0.2192 | 0.18973 | 0.15322 | 0.14068 | 0.14369 | 0.12397 | 0.11782 | 0.11765 | 0.11312
CO2EMISSIONS - CO2 Emissions
MEAN |  |  |  | 12998.4202 | 9745.8626 | 7897.2299 | 4944.5319 | 4013.4884 | 3082.1975 | 3064.4736 | 3200.513 | 2894.7502 | 2933.9266 | 2877.9104 | 2736.4953
P5 |  |  |  | 10794.5292 | 7649.346 | 5386.1142 | 2817.7115 | 2433.1872 | 1831.4552 | 2160.2105 | 2276.256 | 2009.3042 | 2208.654 | 2018.3733 | 1912.312
P95 |  |  |  | 14577.7147 | 12022.2685 | 10487.515 | 7003.2355 | 6057.0115 | 4836.807 | 4529.3875 | 4551.165 | 3927.8055 | 3795.703 | 3706.3553 | 3610.2
FUELCONSUMED - Fuel Consumed
MEAN |  |  |  | 211971.3969 | 158892.025 | 128771.685 | 80597.6054 | 65424.7796 | 50247.4654 | 49946.6396 | 52167.6955 | 47183.2595 | 47826.783 | 46906.257 | 44608.2071
P5 |  |  |  | 176039.3369 | 124737.0173 | 87828.4214 | 45929.7467 | 39663.8115 | 29857.1853 | 35208.3 | 37102.4069 | 32750.7865 | 36003.8246 | 32896.8447 | 31172.9383
P95 |  |  |  | 237711.9589 | 196001.1885 | 171030.2308 | 114155.1554 | 98738.5324 | 78853.0691 | 73822.7759 | 74183.6148 | 64021.831 | 61875.3218 | 60408.9002 | 58850.5129
FUELCOST - Fuel Cost
MEAN |  |  |  | 311754.0365 | 256327.5952 | 221040.0676 | 151644.8887 | 126888.7283 | 102676.8891 | 101780.2856 | 109429.4904 | 100925.2195 | 103652.0842 | 105043.9621 | 101381.9679
P5 |  |  |  | 173773.2713 | 146796.3737 | 113915.7138 | 59779.917 | 58182.2999 | 43169.5193 | 54984.0195 | 57834.3816 | 51466.799 | 61700.0654 | 54015.9193 | 52280.5672
P95 |  |  |  | 444337.3534 | 410767.8381 | 340169.6335 | 256632.224 | 265705.6721 | 211468.4491 | 184197.2193 | 196485.621 | 169144.8107 | 167847.4721 | 177932.2992 | 166340.4066
NETPOS - Net Position (MWh)
MEAN |  |  |  | 24730.9772 | 18570.5364 | 15047.6155 | 9468.0277 | 7680.2027 | 5894.4442 | 5855.0245 | 6111.1466 | 5522.8135 | 5650.3623 | 5537.7148 | 5261.9966
P5 |  |  |  | 20518.709 | 14512.6098 | 10260.3835 | 5395.5189 | 4656.47 | 3502.72 | 4127.585 | 4346.58 | 3833.64 | 4253.76 | 3883.925 | 3677.355
P95 |  |  |  | 27766.9133 | 22910.5643 | 19918.2179 | 13410.27 | 11586.05 | 9247.05 | 8653.675 | 8688.65 | 7493.26 | 7308.76 | 7131.69 | 6942.375
NETREVENUE - Net Revenue $
MEAN |  |  |  | 49612.7522 | 63897.1527 | 59924.37 | 67952.1855 | 56944.0066 | 43019.8135 | 49855.079 | 50399.4525 | 49289.3221 | 51165.4926 | 50641.6492 | 49914.8142
P5 |  |  |  | -30632.0015 | -8824.8832 | 10420.6429 | 28565.2597 | 28076.1336 | 18305.0885 | 28370.1401 | 25123.0775 | 26138.1338 | 27105.9335 | 28642.8441 | 25511.2863
P95 |  |  |  | 128463.8229 | 147248.0435 | 104169.8343 | 114841.7382 | 101079.4711 | 83153.4285 | 80912.3176 | 90798.7679 | 75415.4215 | 73895.2707 | 79729.3779 | 81763.3337
STARTS - Number Starts
MEAN |  |  |  | 163.49 | 148.68 | 135.37 | 114.26 | 98.77 | 84.51 | 82.81 | 89.98 | 82.26 | 83.51 | 82.21 | 79.52
P5 |  |  |  | 137.5 | 125.5 | 106.5 | 88 | 70 | 57.5 | 64 | 68 | 61 | 66 | 59.5 | 58
P95 |  |  |  | 190 | 170 | 161.5 | 141.5 | 124 | 108 | 102.5 | 116 | 104 | 105 | 101 | 104
VOMCOSTS - VOM Costs
MEAN |  |  |  | 16569.7548 | 12627.9648 | 10533.3309 | 6722.2997 | 5529.7459 | 4361.8887 | 4391.2684 | 4705.5829 | 4307.7945 | 4520.2898 | 4540.9261 | 4367.4571
P5 |  |  |  | 13747.5351 | 9868.5747 | 7182.2685 | 3830.8184 | 3352.6584 | 2592.0128 | 3095.6887 | 3346.8666 | 2990.2392 | 3403.008 | 3184.8185 | 3052.2047
P95 |  |  |  | 18603.8319 | 15579.1837 | 13942.7526 | 9521.2917 | 8341.956 | 6842.817 | 6490.2563 | 6690.2605 | 5844.7428 | 5847.008 | 5847.9858 | 5762.1713
16369: New 2022JAN 18V50DF_NG_B #5
CAPACITYFACTOR - Net Generation Capacity Factor
MEAN |  |  |  | 0.40135 | 0.30017 | 0.24347 | 0.1574 | 0.12667 | 0.098134 | 0.096333 | 0.10126 | 0.092061 | 0.092417 | 0.092261 | 0.086992
P5 |  |  |  | 0.33875 | 0.2273 | 0.16782 | 0.093501 | 0.077575 | 0.057868 | 0.068055 | 0.069142 | 0.062405 | 0.066294 | 0.066955 | 0.061514
P95 |  |  |  | 0.45675 | 0.37982 | 0.31602 | 0.2223 | 0.19486 | 0.15473 | 0.13749 | 0.14546 | 0.12474 | 0.11711 | 0.11737 | 0.11619
CO2EMISSIONS - CO2 Emissions
MEAN |  |  |  | 12889.4914 | 9694.893 | 7803.7785 | 5016.9944 | 4039.5531 | 3109.772 | 3098.3232 | 3217.6584 | 2921.9733 | 2964.4978 | 2915.5932 | 2778.4238
P5 |  |  |  | 10835.6715 | 7335.553 | 5369.9198 | 2987.4747 | 2489.773 | 1835.8055 | 2186.2895 | 2193.72 | 1987.6055 | 2107.8623 | 2101.56 | 1951.696
P95 |  |  |  | 14592.0778 | 12220.8463 | 10183.5985 | 7092.4038 | 6174.4198 | 4851.817 | 4464.8337 | 4586.8585 | 3970.8713 | 3755.9255 | 3732.6247 | 3706.472
FUELCONSUMED - Fuel Consumed
MEAN |  |  |  | 210195.517 | 158051.1779 | 127241.9721 | 81778.7519 | 65849.6085 | 50696.9601 | 50498.259 | 52447.171 | 47626.9654 | 48325.1104 | 47520.4306 | 45291.6563
P5 |  |  |  | 176684.5492 | 119600.0315 | 87561.7549 | 48696.3667 | 40586.2257 | 29928.105 | 35633.35 | 35757.0906 | 32397.1063 | 34360.793 | 34252.68 | 31814.9439
P95 |  |  |  | 237928.8105 | 199232.7405 | 166052.6049 | 115608.4731 | 100650.6713 | 79096.755 | 72771.1679 | 74766.1338 | 64723.4766 | 61226.5928 | 60837.0587 | 60419.8599
FUELCOST - Fuel Cost
MEAN |  |  |  | 308606.7082 | 256471.0389 | 219130.1617 | 153515.9905 | 127485.8893 | 103303.814 | 102781.2762 | 110055.9333 | 101696.4514 | 104833.7278 | 106338.9753 | 102840.3436
P5 |  |  |  | 183135.8066 | 141526.3809 | 105826.5575 | 62040.454 | 58829.2715 | 43622.1436 | 56981.5743 | 58559.0371 | 53117.7062 | 61853.4432 | 56181.7777 | 54384.8825
P95 |  |  |  | 439548.8837 | 415905.0175 | 340024.2093 | 259934.1051 | 259696.9049 | 213715.05 | 177132.3623 | 201018.6855 | 168800.8971 | 167046.0961 | 180190.3685 | 169815.9208
NETPOS - Net Position (MWh)
MEAN |  |  |  | 24522.6237 | 18498.2998 | 14887.4682 | 9606.799 | 7730.2252 | 5947.2815 | 5919.8594 | 6143.8753 | 5574.7811 | 5709.2546 | 5610.2841 | 5342.711
P5 |  |  |  | 20663.4223 | 13966.782 | 10234.6565 | 5720.5758 | 4764.76 | 3511.04 | 4177.415 | 4188.975 | 3792.24 | 4059.64 | 4044 | 3753.09
P95 |  |  |  | 27841.4362 | 23299.4231 | 19405.31 | 13581.415 | 11814.932 | 9277.8255 | 8529.6155 | 8755.312 | 7576.2 | 7232.94 | 7182.24 | 7127.505
NETREVENUE - Net Revenue $
MEAN |  |  |  | 49745.9011 | 70550.7253 | 64892.9255 | 67983.3731 | 56761.2242 | 43097.1609 | 49897.3363 | 50108.9358 | 48870.9329 | 51594.068 | 50255.1916 | 49960.0888
P5 |  |  |  | -29673.2701 | -9346.705 | 12284.3333 | 27050.223 | 28889.0527 | 19496.2544 | 29199.0249 | 26531.5632 | 25690.3241 | 26955.3091 | 26794.068 | 26253.836
P95 |  |  |  | 129040.7364 | 146330.4089 | 121162.1792 | 115618.8876 | 100723.2919 | 86236.1023 | 78180.9258 | 89039.8833 | 73540.8497 | 76595.429 | 80909.0086 | 82742.5083
STARTS - Number Starts
MEAN |  |  |  | 164.57 | 149 | 135.11 | 114.68 | 98.93 | 84.44 | 82.5 | 89.14 | 82.35 | 83.7 | 83.37 | 80.01
P5 |  |  |  | 137 | 126.5 | 108 | 91 | 71.5 | 59 | 63.5 | 63 | 63.5 | 65.5 | 61 | 60
P95 |  |  |  | 190 | 172 | 163 | 140.5 | 121.5 | 110.5 | 101 | 118 | 103.5 | 102 | 104 | 103.5
VOMCOSTS - VOM Costs
MEAN |  |  |  | 16430.1579 | 12578.8439 | 10421.2277 | 6820.8273 | 5565.7621 | 4400.9883 | 4439.8945 | 4730.784 | 4348.3293 | 4567.4037 | 4600.433 | 4434.4501
P5 |  |  |  | 13844.4929 | 9497.4117 | 7164.2596 | 4061.6088 | 3430.6272 | 2598.1696 | 3133.0613 | 3225.5107 | 2957.9472 | 3247.712 | 3316.08 | 3115.0647
P95 |  |  |  | 18653.7622 | 15843.6077 | 13583.717 | 9642.8047 | 8506.7511 | 6865.5909 | 6397.2116 | 6741.5903 | 5909.436 | 5786.352 | 5889.4368 | 5915.8291
16369: New 2022JAN 18V50DF_NG_B #6
CAPACITYFACTOR - Net Generation Capacity Factor
MEAN |  |  |  | 0.40123 | 0.29694 | 0.24106 | 0.16096 | 0.12767 | 0.099778 | 0.097828 | 0.10267 | 0.093018 | 0.09438 | 0.094287 | 0.089141
P5 |  |  |  | 0.32763 | 0.22295 | 0.16704 | 0.095955 | 0.079125 | 0.058315 | 0.069343 | 0.073489 | 0.065292 | 0.069142 | 0.066726 | 0.063324
P95 |  |  |  | 0.45206 | 0.37948 | 0.3151 | 0.22784 | 0.18968 | 0.15425 | 0.13945 | 0.14155 | 0.12226 | 0.12034 | 0.11825 | 0.11778
CO2EMISSIONS - CO2 Emissions
MEAN |  |  |  | 12865.8283 | 9561.3009 | 7736.5574 | 5136.6885 | 4067.7533 | 3163.0006 | 3147.3479 | 3271.2735 | 2954.3043 | 3026.6651 | 2976.4565 | 2843.9001
P5 |  |  |  | 10489.2143 | 7169.8695 | 5364.1692 | 3068.1872 | 2524.595 | 1853.2065 | 2242.794 | 2319.696 | 2078.7402 | 2213.0363 | 2088.4252 | 2021.712
P95 |  |  |  | 14404.6812 | 12177.0233 | 10111.2722 | 7301.5757 | 6069.7148 | 4877.633 | 4481.576 | 4570.2855 | 3901.4352 | 3847.6155 | 3722.179 | 3780.864
FUELCONSUMED - Fuel Consumed
MEAN |  |  |  | 209810.3994 | 155866.472 | 126139.0982 | 83729.8445 | 66309.3445 | 51564.727 | 51297.347 | 53321.0427 | 48154.0081 | 49338.5267 | 48512.4226 | 46358.9831
P5 |  |  |  | 171043.0739 | 116889.2983 | 87456.7548 | 50012.6815 | 41153.8652 | 30211.7837 | 36554.2914 | 37810.4681 | 33882.5632 | 36075.2608 | 34038.6007 | 32956.2872
P95 |  |  |  | 234923.1746 | 198522.4583 | 164851.6031 | 119018.0398 | 98944.1931 | 79518.1911 | 73043.5178 | 74495.0492 | 63591.7 | 62720.9485 | 60667.2747 | 61632.5371
FUELCOST - Fuel Cost
MEAN |  |  |  | 308985.0763 | 253951.3829 | 217545.4318 | 156906.0092 | 128096.8893 | 104884.8495 | 104333.0508 | 111692.5463 | 102851.9352 | 106897.9789 | 108249.4966 | 104939.1096
P5 |  |  |  | 172857.8595 | 138699.3927 | 105032.8961 | 63653.3143 | 60519.6781 | 43499.1127 | 57788.4742 | 59691.3556 | 54756.9972 | 60707.2107 | 56604.9347 | 56620.007
P95 |  |  |  | 441112.2727 | 410610.2974 | 345603.8202 | 262767.3659 | 263607.5579 | 218560.4937 | 179363.2449 | 196664.8259 | 166799.6916 | 165789.5901 | 184426.5585 | 165343.4764
NETPOS - Net Position (MWh)
MEAN |  |  |  | 24474.9298 | 18260.6653 | 14777.1143 | 9835.8815 | 7784.0905 | 6049.0625 | 6013.4145 | 6246.3408 | 5636.3246 | 5828.9568 | 5727.3866 | 5468.6234
P5 |  |  |  | 19984.5518 | 13678.6978 | 10250.4113 | 5874.735 | 4831.4 | 3544.32 | 4285.38 | 4429.53 | 3966.12 | 4262.2 | 4018.725 | 3887.73
P95 |  |  |  | 27418.4294 | 23226.9744 | 19326.2039 | 13981.975 | 11614.5086 | 9326.3 | 8562.32 | 8726.3366 | 7443.72 | 7410.32 | 7160.96 | 7270.56
NETREVENUE - Net Revenue $
MEAN |  |  |  | 48980.9721 | 75146.589 | 70077.4767 | 67640.5265 | 56341.9073 | 42786.1337 | 49711.5623 | 50236.3816 | 48829.4772 | 51213.2012 | 50196.7255 | 49436.9859
P5 |  |  |  | -23670.0366 | -1591.9473 | 9896.5108 | 25809.1422 | 27767.8829 | 18395.5686 | 28983.2664 | 25378.7095 | 26374.9975 | 26186.5428 | 28510.3676 | 24923.8157
P95 |  |  |  | 126097.8697 | 158110.6604 | 126051.4936 | 118381.5925 | 103856.2751 | 83438.5863 | 82661.989 | 93373.1765 | 74943.5429 | 76397.9706 | 81477.6412 | 81893.0767
STARTS - Number Starts
MEAN |  |  |  | 165.12 | 151.53 | 135.34 | 117.09 | 99.53 | 85.21 | 83.82 | 90.65 | 82.24 | 84.75 | 83.48 | 81.25
P5 |  |  |  | 133 | 131 | 107 | 94.5 | 67.5 | 59.5 | 64.5 | 65 | 60 | 66 | 59 | 59.5
P95 |  |  |  | 191.5 | 173 | 164 | 139.5 | 124 | 110 | 102.5 | 118 | 104 | 105.5 | 105.5 | 102.5
VOMCOSTS - VOM Costs
MEAN |  |  |  | 16398.203 | 12417.2524 | 10343.98 | 6983.4759 | 5604.5451 | 4476.3062 | 4510.0609 | 4809.6824 | 4396.3332 | 4663.1654 | 4696.457 | 4538.9574
P5 |  |  |  | 13389.6497 | 9301.5145 | 7175.2879 | 4171.0619 | 3478.608 | 2622.7968 | 3214.035 | 3410.7381 | 3093.5736 | 3409.76 | 3295.3545 | 3226.8159
P95 |  |  |  | 18370.3477 | 15794.3426 | 13528.3427 | 9927.2023 | 8362.4462 | 6901.462 | 6421.74 | 6719.2792 | 5806.1016 | 5928.256 | 5871.9872 | 6034.5648
16369: New 2022JAN DGGS Build-out 18V50DF_NG_A Cumulative #1
CAPACITYFACTOR - Net Generation Capacity Factor
MEAN |  |  |  | 0.31512 | 0.23063 | 0.17553 | 0.13543 | 0.11019 | 0.083898 | 0.084041 | 0.084294 | 0.07848 | 0.076645 | 0.074798 | 0.071612
P5 |  |  |  | 0.2227 | 0.14386 | 0.13289 | 0.078759 | 0.06848 | 0.048376 | 0.060436 | 0.057158 | 0.055111 | 0.056177 | 0.0526 | 0.049385
P95 |  |  |  | 0.3919 | 0.32186 | 0.21313 | 0.19357 | 0.16247 | 0.13356 | 0.1199 | 0.11877 | 0.10375 | 0.098694 | 0.096029 | 0.099662
CO2EMISSIONS - CO2 Emissions
MEAN |  |  |  | 31208.8161 | 22908.77 | 17598.0378 | 13277.209 | 10805.8969 | 8202.5141 | 8342.8994 | 8235.2996 | 7674.024 | 7497.7513 | 7309.2997 | 6950.7107
P5 |  |  |  | 22037.8505 | 14290.1935 | 13326.163 | 7731.6875 | 6706.4033 | 4718.3745 | 6010.058 | 5544.375 | 5368.3602 | 5509.2148 | 5147.31 | 4784.604
P95 |  |  |  | 38812.8098 | 32217.82 | 21532.9977 | 19095.7628 | 15912.5865 | 13046.3105 | 11929.646 | 11599.993 | 10190.964 | 9673.1875 | 9391.2657 | 9662.0185
FUELCONSUMED - Fuel Consumed
MEAN |  |  |  | 500952.6181 | 367569.454 | 283383.1648 | 212990.4487 | 173362.2824 | 131574.4923 | 133830.3667 | 132106.9911 | 123115.3676 | 120263.5421 | 117252.5547 | 111486.609
P5 |  |  |  | 353679.8485 | 229318.1576 | 214946.6878 | 124035.787 | 107595.8352 | 75683.7648 | 96405.7248 | 88937.9375 | 86128.1152 | 88365.5613 | 82566.1527 | 76739.227
P95 |  |  |  | 622906.9024 | 516894.1101 | 346771.1619 | 306370.418 | 255297.21 | 209278.2134 | 191365.253 | 186081.7819 | 163499.6378 | 155156.0901 | 150648.0765 | 154980.5468
FUELCOST - Fuel Cost
MEAN |  |  |  | 768457.1476 | 619741.648 | 470296.7769 | 399202.6865 | 334748.0732 | 268444.2262 | 271510.517 | 276377.9111 | 262437.8748 | 260572.6938 | 262745.8003 | 253880.915
P5 |  |  |  | 378969.3675 | 279551.0568 | 278925.0444 | 158751.2954 | 153148.294 | 111527.7169 | 150290.0932 | 141769.1681 | 140077.7916 | 151740.9995 | 137789.7696 | 131602.5372
P95 |  |  |  | 1233911.2259 | 1090654.9164 | 653625.6633 | 672488.6458 | 685445.6287 | 572581.3304 | 480114.1612 | 489676.7021 | 417949.9447 | 409090.0342 | 443248.4839 | 417998.5661
NETPOS - Net Position (MWh)
MEAN |  |  |  | 58688.1524 | 43090.7112 | 32731.8514 | 25057.4767 | 20380.4158 | 15462.8265 | 15716.8675 | 15501.7976 | 14435.5489 | 14091.3233 | 13727.7465 | 13044.0447
P5 |  |  |  | 41453.3855 | 26862.8771 | 24793.0658 | 14591.7953 | 12649.6591 | 8895.6 | 11323.2 | 10437.5 | 10096.9766 | 10354.8632 | 9669.3 | 8980.6
P95 |  |  |  | 73022.8641 | 60617.765 | 39981.2382 | 36019.6317 | 30010.3465 | 24592.2059 | 22473.9999 | 21835.1197 | 19168.0564 | 18180.4056 | 17639.752 | 18129.5224
NETREVENUE - Net Revenue $
MEAN |  |  |  | 347763.3162 | 320855.9645 | 139927.1279 | 211706.2684 | 177206.2574 | 137203.4947 | 157390.1401 | 160788.8963 | 155597.9044 | 154038.9895 | 152367.43 | 149142.2796
P5 |  |  |  | 92386.6322 | 109294.6852 | 14825.4137 | 88214.4935 | 92214.3122 | 63121.0105 | 91190.058 | 83578.0817 | 83051.9916 | 81454.764 | 84656.6279 | 78313.7794
P95 |  |  |  | 652435.6703 | 590690.7285 | 234409.0753 | 359274.5081 | 317602.0361 | 270448.8033 | 256849.2153 | 285177.1673 | 228841.3796 | 226898.1569 | 239363.3914 | 247026.0025
STARTS - Number Starts
MEAN |  |  |  | 489.51 | 394.15 | 395.08 | 310.93 | 265.74 | 224.46 | 222.58 | 237.23 | 219.78 | 218.86 | 214.7 | 205.4
P5 |  |  |  | 388 | 328.5 | 299 | 235.5 | 177 | 152.5 | 172 | 170.5 | 163.5 | 173.5 | 153 | 143
P95 |  |  |  | 569 | 477.5 | 478 | 383 | 343.5 | 298 | 280.5 | 323 | 281 | 274.5 | 270.5 | 272
VOMCOSTS - VOM Costs
MEAN |  |  |  | 39321.0621 | 29301.6836 | 22589.8628 | 20853.8045 | 17375.065 | 13339.5727 | 13877.7594 | 14002.5192 | 13332.4144 | 13157.5102 | 13096.68 | 12709.1827
P5 |  |  |  | 27773.7683 | 18266.7564 | 17110.9159 | 12143.8583 | 10784.3064 | 7674.1146 | 9998.2166 | 9428.0224 | 9325.3868 | 9668.6603 | 9224.8008 | 8750.0533
P95 |  |  |  | 48925.319 | 41220.0802 | 27593.0217 | 29976.9353 | 25584.9402 | 21215.3657 | 19844.2065 | 19723.3051 | 17703.2736 | 16975.6145 | 16828.8499 | 17664.1078
16369: New 2022JAN J920_A #1
CAPACITYFACTOR - Net Generation Capacity Factor
MEAN |  |  |  | 0.75954 | 0.74269 | 0.70358 | 0.42978 | 0.32819 | 0.27752 | 0.26167 | 0.27013 | 0.24875 | 0.24874 | 0.24389 | 0.23043
P5 |  |  |  | 0.73435 | 0.71779 | 0.67547 | 0.39203 | 0.29365 | 0.24967 | 0.23358 | 0.24076 | 0.21652 | 0.22161 | 0.21977 | 0.20611
P95 |  |  |  | 0.7818 | 0.76216 | 0.7278 | 0.4694 | 0.36562 | 0.32038 | 0.29465 | 0.29605 | 0.27543 | 0.28229 | 0.27346 | 0.25735
CO2EMISSIONS - CO2 Emissions
MEAN |  |  |  | 12326.5157 | 12181.3559 | 11550.2172 | 6865.4683 | 5241.1241 | 4412.607 | 4214.9602 | 4300.4009 | 3961.2242 | 3998.8651 | 3858.4729 | 3681.4182
P5 |  |  |  | 11871.3217 | 11747.532 | 11090.256 | 6242.7275 | 4668.5522 | 3944.3832 | 3750.4877 | 3838.0698 | 3441.5385 | 3548.6135 | 3497.039 | 3304.964
P95 |  |  |  | 12749.8067 | 12531.0217 | 11998.3792 | 7518.3812 | 5862.0782 | 5145.4772 | 4708.8583 | 4742.0917 | 4382.0823 | 4541.34 | 4344.011 | 4121.3933
FUELCONSUMED - Fuel Consumed
MEAN |  |  |  | 208733.77 | 206281.475 | 195593.3032 | 116239.6212 | 88719.2217 | 74700.9954 | 71352.8975 | 72808.4182 | 67063.9472 | 67709.1039 | 65314.9195 | 62328.38
P5 |  |  |  | 201027.2913 | 198935.9266 | 187804.1248 | 105697.8663 | 79026.8297 | 66773.8293 | 63490.7769 | 64980.2434 | 58265.4027 | 60085.2754 | 59204.6308 | 55954.5506
P95 |  |  |  | 215899.0641 | 212202.9348 | 203182.0496 | 127293.7539 | 99232.3515 | 87107.7559 | 79713.9136 | 80286.8495 | 74190.0228 | 76894.7094 | 73494.8756 | 69777.5103
FUELCOST - Fuel Cost
MEAN |  |  |  | 294643.3806 | 309801.601 | 310684.2661 | 201753.9699 | 161223.1413 | 141831.9867 | 137743.3459 | 146271.9435 | 137613.2909 | 142316.316 | 140570.5224 | 137155.269
P5 |  |  |  | 199314.7476 | 224876.3758 | 227310.6457 | 139557.8273 | 112777.768 | 98241.0334 | 102914.3408 | 107113.5731 | 98679.283 | 106478.718 | 104211.9405 | 100048.4371
P95 |  |  |  | 398215.5625 | 411307.7231 | 388477.8279 | 262118.5837 | 247028.0583 | 227401.0951 | 191723.4499 | 204401.0134 | 192645.4331 | 196715.9641 | 209497.3179 | 184728.6203
NETPOS - Net Position (MWh)
MEAN |  |  |  | 25187.1861 | 24816.3886 | 23446.6316 | 14258.0046 | 10873.4938 | 9148.2743 | 8732.3127 | 8903.8181 | 8194.537 | 8350.7175 | 8049.9723 | 7675.8342
P5 |  |  |  | 24261.8949 | 23924.1225 | 22511.1161 | 12962.5086 | 9682.961 | 8179.6655 | 7771.4003 | 7947.6217 | 7120.496 | 7411.3636 | 7299.1487 | 6893.2416
P95 |  |  |  | 26091.2325 | 25556.1471 | 24405.6279 | 15615.5535 | 12156.5377 | 10661.3198 | 9743.6436 | 9813.8674 | 9056.7153 | 9474.0209 | 9047.1333 | 8595.9788
NETREVENUE - Net Revenue $
MEAN |  |  |  | -46510.3 | -89903.3528 | -118519.0023 | 6686.3149 | 11633.0925 | 3736.4142 | 9063.723 | 9002.173 | 9540.8388 | 11115.8266 | 11812.2156 | 11982.853
P5 |  |  |  | -116265.4433 | -142819.1232 | -168393.6981 | -32940.4778 | -15603.1329 | -22601.401 | -11933.9639 | -13454.1232 | -11384.025 | -7943.0114 | -10520.1907 | -9723.7531
P95 |  |  |  | 23988.5714 | -20189.8026 | -66179.5125 | 46286.8325 | 48038.967 | 35643.1299 | 34873.6108 | 36924.5049 | 27667.9583 | 30031.5596 | 32826.5172 | 36221.1813
STARTS - Number Starts
MEAN |  |  |  | 87.28 | 89.58 | 102.8 | 188.72 | 175.13 | 158.87 | 154.66 | 154.16 | 147.7 | 149.72 | 142.01 | 140.99
P5 |  |  |  | 73.5 | 71.5 | 80.5 | 156 | 155 | 135.5 | 134 | 131 | 130 | 129 | 120.5 | 122
P95 |  |  |  | 108.5 | 110 | 130.5 | 225.5 | 197 | 181.5 | 173.5 | 172 | 165.5 | 173 | 164 | 163
VOMCOSTS - VOM Costs
MEAN |  |  |  | 13349.2087 | 13400.8499 | 12895.6474 | 7984.4825 | 6197.8915 | 5305.9991 | 5152.0645 | 5342.2909 | 5080.6129 | 5260.952 | 5151.9823 | 4989.2922
P5 |  |  |  | 12858.8043 | 12919.0261 | 12381.1138 | 7259.0048 | 5519.2877 | 4744.206 | 4585.1262 | 4768.573 | 4414.7075 | 4669.1591 | 4671.4552 | 4480.607
P95 |  |  |  | 13828.3532 | 13800.3194 | 13423.0953 | 8744.71 | 6929.2265 | 6183.5655 | 5748.7497 | 5888.3204 | 5615.1635 | 5968.6332 | 5790.1653 | 5587.3862
16369: New 2022JAN J920_A #2
CAPACITYFACTOR - Net Generation Capacity Factor
MEAN |  |  |  | 0.75788 | 0.74364 | 0.70991 | 0.42916 | 0.32681 | 0.28286 | 0.26518 | 0.26547 | 0.25049 | 0.24996 | 0.24302 | 0.22917
P5 |  |  |  | 0.72946 | 0.72069 | 0.68476 | 0.38878 | 0.29263 | 0.2532 | 0.23508 | 0.24156 | 0.21863 | 0.22368 | 0.21238 | 0.20322
P95 |  |  |  | 0.77903 | 0.76544 | 0.73577 | 0.47163 | 0.36084 | 0.3271 | 0.30041 | 0.29523 | 0.28152 | 0.28574 | 0.27231 | 0.25621
CO2EMISSIONS - CO2 Emissions
MEAN |  |  |  | 12300.292 | 12195.7592 | 11649.3299 | 6860.4969 | 5212.4664 | 4496.8227 | 4277.4003 | 4231.4495 | 3994.355 | 4018.5933 | 3847.9321 | 3662.4607
P5 |  |  |  | 11838.8633 | 11826.2155 | 11270.5893 | 6220.0645 | 4652.8498 | 4018.2252 | 3777.4392 | 3857.767 | 3469.2835 | 3592.6397 | 3375.8367 | 3249.4235
P95 |  |  |  | 12715.0323 | 12573.6442 | 12141.2545 | 7560.9802 | 5807.6495 | 5155.5442 | 4827.0355 | 4696.0285 | 4454.571 | 4576.7288 | 4314.4087 | 4082.0575
FUELCONSUMED - Fuel Consumed
MEAN |  |  |  | 208289.8611 | 206525.9937 | 197272.7974 | 116155.2298 | 88234.1339 | 76126.6413 | 72410.0927 | 71641.0604 | 67624.7774 | 68043.0957 | 65137.4208 | 62007.3598
P5 |  |  |  | 200482.4337 | 200272.7975 | 190859.5269 | 105312.374 | 78761.2562 | 68024.4569 | 63946.4238 | 65314.6688 | 58735.0453 | 60831.948 | 57151.7805 | 55014.3499
P95 |  |  |  | 215312.9262 | 212925.444 | 205596.6764 | 128014.9477 | 98309.25 | 87278.7417 | 81715.1012 | 79506.6782 | 75416.2569 | 77493.1254 | 73005.5485 | 69111.7173
FUELCOST - Fuel Cost
MEAN |  |  |  | 294094.4254 | 310314.5978 | 313329.9498 | 201535.8167 | 160292.7077 | 144486.9769 | 140140.7442 | 144129.9667 | 138857.562 | 143213.8021 | 140402.8177 | 136493.8857
P5 |  |  |  | 200592.9653 | 224826.5469 | 229482.8419 | 138717.3308 | 112682.9143 | 97604.947 | 103090.0458 | 105791.025 | 103157.1193 | 106021.3512 | 98564.9148 | 101507.679
P95 |  |  |  | 399154.6289 | 409584.2168 | 390494.5776 | 260960.25 | 246054.1691 | 229084.4514 | 197805.0139 | 208079.1833 | 190646.4931 | 198861.3346 | 212231.6546 | 183941.8182
NETPOS - Net Position (MWh)
MEAN |  |  |  | 25132.751 | 24840.1768 | 23640.7108 | 14247.903 | 10813.921 | 9323.21 | 8861.7782 | 8761.0939 | 8263.6723 | 8391.9637 | 8028.3286 | 7636.5983
P5 |  |  |  | 24130.5292 | 24044.5374 | 22832.425 | 12915.7176 | 9655.8683 | 8332.3021 | 7827.8974 | 7987.0481 | 7178.7365 | 7502.4174 | 7046.0541 | 6777.23
P95 |  |  |  | 25977.3703 | 25628.6189 | 24702.0836 | 15704.2902 | 12046.3834 | 10687.4427 | 9998.928 | 9710.4564 | 9217.5765 | 9559.385 | 8989.8455 | 8509.7025
NETREVENUE - Net Revenue $
MEAN |  |  |  | -46513.3794 | -92104.8905 | -121794.8183 | 6575.145 | 10996.4721 | 2370.3275 | 8197.7372 | 9993.1137 | 10102.6956 | 11620.3046 | 12168.0013 | 12767.2456
P5 |  |  |  | -112358.3728 | -144975.2078 | -171700.9729 | -34004.1062 | -16941.325 | -21419.9176 | -11799.9008 | -10991.2005 | -11133.314 | -6894.4084 | -8054.2638 | -7890.09
P95 |  |  |  | 23961.6915 | -22338.5985 | -69403.7177 | 46879.2593 | 48172.7317 | 36361.3871 | 33958.7515 | 36869.679 | 31086.0616 | 32839.8283 | 33079.3286 | 39342.9095
STARTS - Number Starts
MEAN |  |  |  | 87.68 | 87.97 | 95.53 | 189.19 | 176.72 | 158.65 | 155.1 | 157.48 | 148.12 | 148.26 | 143.06 | 141.47
P5 |  |  |  | 67 | 70 | 73 | 153.5 | 153.5 | 134 | 133.5 | 136 | 127.5 | 127 | 123 | 121.5
P95 |  |  |  | 110 | 108 | 118 | 227 | 200 | 179.5 | 177 | 180 | 166.5 | 168 | 161.5 | 161.5
VOMCOSTS - VOM Costs
MEAN |  |  |  | 13320.358 | 13413.6955 | 13002.3909 | 7978.8257 | 6163.935 | 5407.4618 | 5228.4491 | 5256.6563 | 5123.4768 | 5286.9371 | 5138.1303 | 4963.7889
P5 |  |  |  | 12789.1805 | 12984.0502 | 12557.8337 | 7232.8018 | 5503.8449 | 4832.7352 | 4618.4594 | 4792.2289 | 4450.8166 | 4726.523 | 4509.4746 | 4405.1995
P95 |  |  |  | 13768.0063 | 13839.4542 | 13586.146 | 8794.4025 | 6866.4385 | 6198.7168 | 5899.3675 | 5826.2738 | 5714.8974 | 6022.4126 | 5753.5011 | 5531.3066
16369: New 2022JAN J920_A #3
CAPACITYFACTOR - Net Generation Capacity Factor
MEAN |  |  |  | 0.76008 | 0.74496 | 0.71177 | 0.42863 | 0.32607 | 0.28237 | 0.26716 | 0.27199 | 0.24503 | 0.24405 | 0.23844 | 0.22564
P5 |  |  |  | 0.73588 | 0.72168 | 0.68702 | 0.38816 | 0.28779 | 0.25239 | 0.24102 | 0.24767 | 0.21014 | 0.21549 | 0.20874 | 0.20061
P95 |  |  |  | 0.77907 | 0.76294 | 0.73669 | 0.47004 | 0.36503 | 0.32891 | 0.30246 | 0.30214 | 0.28246 | 0.27813 | 0.27068 | 0.25364
CO2EMISSIONS - CO2 Emissions
MEAN |  |  |  | 12367.5321 | 12216.6579 | 11674.2246 | 6840.1074 | 5208.0264 | 4490.0346 | 4299.2242 | 4328.3387 | 3901.8505 | 3922.5891 | 3772.5943 | 3602.3649
P5 |  |  |  | 11921.0163 | 11752.7172 | 11235.4117 | 6180.2122 | 4602.288 | 4002.043 | 3856.849 | 3948.544 | 3354.9135 | 3457.4057 | 3289.8865 | 3215.3083
P95 |  |  |  | 12718.179 | 12539.564 | 12114.2855 | 7511.4247 | 5851.5013 | 5245.7035 | 4838.7595 | 4814.7968 | 4502.7013 | 4445.881 | 4275.3395 | 4029.1512
FUELCONSUMED - Fuel Consumed
MEAN |  |  |  | 209428.4006 | 206879.3946 | 197694.2034 | 115809.966 | 88158.9368 | 76011.8642 | 72779.3487 | 73281.4107 | 66058.6206 | 66417.6062 | 63862.1547 | 60989.8756
P5 |  |  |  | 201870.5868 | 199023.0053 | 190266.1474 | 104637.2169 | 77904.7821 | 67751.3538 | 65291.2926 | 66850.8752 | 56798.7636 | 58540.9937 | 55695.8506 | 54436.6212
P95 |  |  |  | 215365.337 | 212348.0389 | 205141.0955 | 127175.2019 | 99051.2513 | 88804.6267 | 81913.9674 | 81517.1812 | 76231.757 | 75278.0877 | 72340.8301 | 68215.5326
FUELCOST - Fuel Cost
MEAN |  |  |  | 295882.6202 | 310843.5813 | 313984.8887 | 201076.684 | 160432.6594 | 144317.317 | 140686.4024 | 147468.9316 | 135822.0704 | 139993.3481 | 137992.4809 | 134511.7847
P5 |  |  |  | 198132.5543 | 225970.7233 | 228689.7142 | 139146.8911 | 111150.2047 | 97614.8613 | 105315.4318 | 105287.1775 | 96947.1064 | 103057.5533 | 96017.7586 | 99182.3549
P95 |  |  |  | 403167.4847 | 411378.1678 | 390428.212 | 261511.4826 | 245868.6074 | 235330.0731 | 198090.1363 | 213043.1451 | 191420.9604 | 193371.8833 | 208706.6717 | 184502.4549
NETPOS - Net Position (MWh)
MEAN |  |  |  | 25273.2835 | 24887.6255 | 23689.582 | 14205.5644 | 10804.6238 | 9309.1144 | 8906.8773 | 8961.9011 | 8072.2151 | 8191.6204 | 7871.2322 | 7511.3124
P5 |  |  |  | 24323.0138 | 23923.9245 | 22758.2801 | 12836.0904 | 9550.3738 | 8295.7415 | 7991.7554 | 8177.7435 | 6942.6764 | 7218.19 | 6866.0987 | 6706.275
P95 |  |  |  | 26001.1023 | 25549.0634 | 24592.0153 | 15603.3592 | 12135.1187 | 10871.353 | 10012.2284 | 9969.7823 | 9304.2565 | 9277.2093 | 8906.9702 | 8401.1705
NETREVENUE - Net Revenue $
MEAN |  |  |  | -46490.4381 | -90859.3344 | -122583.7243 | 6780.1764 | 11034.9285 | 2411.1974 | 7558.1948 | 8362.6939 | 10827.0245 | 12541.3868 | 13251.5539 | 13500.4929
P5 |  |  |  | -114677.1588 | -143130.4879 | -174222.6226 | -32111.0221 | -14050.4122 | -21385.0646 | -11718.2832 | -13654.1139 | -10868.075 | -5598.3399 | -8385.6591 | -5959.8751
P95 |  |  |  | 22933.1645 | -16369.8862 | -69854.9005 | 46377.1725 | 45593.388 | 36144.6656 | 34782.9775 | 37436.9116 | 29221.7677 | 31142.7715 | 34043.087 | 36931.729
STARTS - Number Starts
MEAN |  |  |  | 88.38 | 87.42 | 95.14 | 188.88 | 174.84 | 158.29 | 155.07 | 156.86 | 147.88 | 149.06 | 142.49 | 141.46
P5 |  |  |  | 70.5 | 69.5 | 76 | 156.5 | 150 | 133 | 134 | 134.5 | 127 | 128 | 124 | 121
P95 |  |  |  | 111.5 | 106 | 118.5 | 225 | 196 | 181 | 174 | 179.5 | 169.5 | 170 | 165.5 | 163
VOMCOSTS - VOM Costs
MEAN |  |  |  | 13394.8402 | 13439.3178 | 13029.2701 | 7955.1161 | 6158.6356 | 5399.2863 | 5255.0576 | 5377.1407 | 5004.7734 | 5160.7209 | 5037.5886 | 4882.353
P5 |  |  |  | 12891.1973 | 12918.9193 | 12517.0541 | 7188.2106 | 5443.7131 | 4811.5301 | 4715.1357 | 4906.6461 | 4304.4593 | 4547.4597 | 4394.3032 | 4359.0787
P95 |  |  |  | 13780.5842 | 13796.4942 | 13525.6084 | 8737.8812 | 6917.0177 | 6305.3847 | 5907.2148 | 5981.8693 | 5768.6391 | 5844.6419 | 5700.4609 | 5460.7609
16369: New 2023JAN 18V50DF_NG_B #1
CAPACITYFACTOR - Net Generation Capacity Factor
MEAN |  |  |  |  | 0.29577 | 0.23935 | 0.16486 | 0.12909 | 0.10052 | 0.098459 | 0.10412 | 0.094493 | 0.096252 | 0.095846 | 0.090585
P5 |  |  |  |  | 0.217 | 0.16594 | 0.1072 | 0.080885 | 0.056975 | 0.068183 | 0.072882 | 0.066458 | 0.072628 | 0.069198 | 0.062087
P95 |  |  |  |  | 0.37814 | 0.30843 | 0.22475 | 0.1881 | 0.15813 | 0.1394 | 0.14343 | 0.12581 | 0.11991 | 0.12091 | 0.12037
CO2EMISSIONS - CO2 Emissions
MEAN |  |  |  |  | 9522.8281 | 7679.034 | 5252.3474 | 4119.0701 | 3182.05 | 3165.4843 | 3308.6591 | 3006.0703 | 3084.853 | 3025.476 | 2888.6902
P5 |  |  |  |  | 6963.1057 | 5313.084 | 3372.8985 | 2585.5335 | 1787.9527 | 2203.6755 | 2302.32 | 2117.798 | 2326.9747 | 2193.5033 | 1982.328
P95 |  |  |  |  | 12215.5752 | 9827.4752 | 7173.1878 | 6018.7073 | 5023.1992 | 4464.19 | 4589.049 | 3989.2255 | 3860.7623 | 3804.6993 | 3831.6883
FUELCONSUMED - Fuel Consumed
MEAN |  |  |  |  | 155238.6913 | 125197.741 | 85615.0881 | 67145.8342 | 51875.2763 | 51592.9432 | 53930.4575 | 48997.7192 | 50287.0764 | 49311.3827 | 47089.1544
P5 |  |  |  |  | 113510.249 | 86637.6562 | 54979.2634 | 42147.2344 | 29147.9885 | 35916.7165 | 37527.2436 | 34519.1875 | 37932.601 | 35751.2348 | 32314.2816
P95 |  |  |  |  | 199139.234 | 160221.3012 | 116925.4284 | 98112.5741 | 81891.1288 | 72760.1512 | 74801.43 | 65023.5653 | 62935.257 | 62011.6228 | 62461.4789
FUELCOST - Fuel Cost
MEAN |  |  |  |  | 252947.7697 | 216310.0905 | 159654.3505 | 129906.1938 | 105749.5513 | 104779.4635 | 112800.4033 | 104434.6203 | 108491.3931 | 109891.1404 | 106715.542
P5 |  |  |  |  | 135956.0051 | 104612.5819 | 66459.7869 | 59673.9456 | 42563.2729 | 56805.2443 | 59822.441 | 55714.6092 | 63319.3594 | 56506.716 | 54582.0171
P95 |  |  |  |  | 416393.0776 | 340290.6384 | 265874.1052 | 266984.2905 | 221617.752 | 181700.7112 | 195183.0731 | 173615.4571 | 170546.8268 | 184266.8269 | 173750.8247
NETPOS - Net Position (MWh)
MEAN |  |  |  |  | 18189.3936 | 14676.6788 | 10057.4849 | 7882.3895 | 6085.5278 | 6048.0286 | 6317.6511 | 5735.2321 | 5941.0223 | 5821.6937 | 5554.6823
P5 |  |  |  |  | 13305.5584 | 10119.7847 | 6459.03 | 4948.02 | 3419.52 | 4210.635 | 4396.35 | 4040.64 | 4481.64 | 4220.925 | 3811.995
P95 |  |  |  |  | 23306.0673 | 18794.901 | 13735.725 | 11517.1311 | 9605.09 | 8529.1 | 8760.7568 | 7608.9 | 7435.64 | 7321.325 | 7367.115
NETREVENUE - Net Revenue $
MEAN |  |  |  |  | 75429.9118 | 73005.9135 | 66111.5244 | 56406.1616 | 42315.3054 | 49205.4115 | 50123.4741 | 48823.1309 | 50100.6912 | 49633.8063 | 49033.9074
P5 |  |  |  |  | 6421.5576 | 15074.8588 | 24764.7182 | 29197.4258 | 18578.9576 | 27978.3492 | 26000.0525 | 25189.0675 | 25495.8718 | 26753.7166 | 25038.9075
P95 |  |  |  |  | 154702.5112 | 131874.6715 | 113220.5278 | 104058.4029 | 83870.9405 | 79449.5777 | 93864.9172 | 75409.0314 | 72890.8643 | 79761.9303 | 81064.1262
STARTS - Number Starts
MEAN |  |  |  |  | 149.79 | 136.91 | 119.02 | 99.73 | 85.06 | 84.41 | 91.69 | 83.46 | 85.98 | 84.8 | 81.83
P5 |  |  |  |  | 128.5 | 105.5 | 95.5 | 72 | 60.5 | 65.5 | 65.5 | 63.5 | 66 | 63.5 | 61.5
P95 |  |  |  |  | 172 | 166 | 139 | 127 | 110.5 | 106 | 118 | 106 | 108 | 103.5 | 104.5
VOMCOSTS - VOM Costs
MEAN |  |  |  |  | 12368.7877 | 10273.6751 | 7140.8143 | 5675.3204 | 4503.2906 | 4536.0214 | 4864.5914 | 4473.481 | 4752.8179 | 4773.7888 | 4610.3863
P5 |  |  |  |  | 9047.7797 | 7083.8493 | 4585.9113 | 3562.5744 | 2530.4448 | 3157.9763 | 3385.1895 | 3151.6992 | 3585.312 | 3461.1585 | 3163.9558
P95 |  |  |  |  | 15848.1258 | 13156.4307 | 9752.3648 | 8292.3344 | 7107.7666 | 6396.825 | 6745.7827 | 5934.942 | 5948.512 | 6003.4865 | 6114.7055
16369: New 2023JAN 18V50DF_NG_B #2
CAPACITYFACTOR - Net Generation Capacity Factor
MEAN |  |  |  |  | 0.29568 | 0.24265 | 0.16785 | 0.13086 | 0.10182 | 0.099326 | 0.10526 | 0.095576 | 0.098195 | 0.097321 | 0.092255
P5 |  |  |  |  | 0.22035 | 0.16666 | 0.10723 | 0.081535 | 0.059473 | 0.068688 | 0.071853 | 0.065914 | 0.076523 | 0.068823 | 0.066041
P95 |  |  |  |  | 0.37853 | 0.31692 | 0.22651 | 0.19494 | 0.15846 | 0.13895 | 0.14488 | 0.12608 | 0.12406 | 0.12503 | 0.1166
CO2EMISSIONS - CO2 Emissions
MEAN |  |  |  |  | 9514.9018 | 7777.3115 | 5356.8241 | 4169.2271 | 3226.4454 | 3191.464 | 3351.1823 | 3037.9794 | 3152.938 | 3072.9774 | 2942.1048
P5 |  |  |  |  | 7060.1895 | 5344.0442 | 3438.2647 | 2621.6545 | 1883.6582 | 2203.6755 | 2306.664 | 2104.7787 | 2458.4423 | 2175.9902 | 2117.984
P95 |  |  |  |  | 12272.596 | 10239.9732 | 7282.901 | 6186.259 | 5053.3167 | 4492.6095 | 4626.69 | 4012.69 | 3976.7868 | 3970.05 | 3693.344
FUELCONSUMED - Fuel Consumed
MEAN |  |  |  |  | 155108.6133 | 126800.8608 | 87318.131 | 67963.5221 | 52599.0312 | 52016.4334 | 54623.5188 | 49517.8264 | 51396.9276 | 50085.5984 | 47959.8533
P5 |  |  |  |  | 115090.5895 | 87135.0687 | 56044.753 | 42736.3299 | 30708.2214 | 35916.7165 | 37598.0497 | 34306.9794 | 40075.6858 | 35465.7957 | 34525.6342
P95 |  |  |  |  | 200073.4667 | 166955.4515 | 118713.9737 | 100844.203 | 82381.8232 | 73223.5102 | 75414.1994 | 65405.0939 | 64827.7234 | 64707.716 | 60205.858
FUELCOST - Fuel Cost
MEAN |  |  |  |  | 252969.529 | 218860.0489 | 162476.6965 | 131222.7441 | 106967.3619 | 105826.5192 | 114357.808 | 105495.2027 | 110738.1582 | 111687.0815 | 108517.5157
P5 |  |  |  |  | 136883.8202 | 111098.7941 | 67246.7296 | 61613.9935 | 44433.4194 | 56280.0164 | 60602.2717 | 55199.962 | 67202.2554 | 58265.7019 | 57446.6753
P95 |  |  |  |  | 422934.3839 | 348015.5221 | 265690.3461 | 262881.8042 | 219856.2544 | 179753.009 | 198197.6497 | 170188.8488 | 172026.0815 | 192277.1979 | 165612.4645
NETPOS - Net Position (MWh)
MEAN |  |  |  |  | 18176.0752 | 14861.9882 | 10257.3994 | 7978.2274 | 6170.4064 | 6097.5826 | 6398.9753 | 5796.0733 | 6072.1476 | 5913.057 | 5657.4713
P5 |  |  |  |  | 13497.0259 | 10196.9542 | 6584.205 | 5016.5544 | 3602.56 | 4210.635 | 4404.645 | 4015.8 | 4734.84 | 4187.225 | 4072.86
P95 |  |  |  |  | 23410.3902 | 19558.5466 | 13944.2852 | 11836.51 | 9663.47 | 8583.015 | 8834.03 | 7655.6837 | 7656.0835 | 7636.755 | 7102.26
NETREVENUE - Net Revenue $
MEAN |  |  |  |  | 76051.471 | 71359.0931 | 65472.7185 | 56091.7139 | 42240.818 | 49047.5663 | 49711.8943 | 48551.4726 | 49893.3359 | 49403.5491 | 48884.9968
P5 |  |  |  |  | 2317.8386 | 10749.7403 | 23598.6548 | 28476.9522 | 19316.4077 | 28236.7338 | 25367.5259 | 24288.4991 | 25742.5018 | 27754.1957 | 24677.3756
P95 |  |  |  |  | 155033.8365 | 132340.6693 | 114511.1823 | 100840.2062 | 85194.604 | 79349.8043 | 92443.1442 | 74315.1906 | 73550.2989 | 80411.0668 | 83409.6717
STARTS - Number Starts
MEAN |  |  |  |  | 149.36 | 136.53 | 120.96 | 100.58 | 85.83 | 84.78 | 91.28 | 83.93 | 87.1 | 85.94 | 83.08
P5 |  |  |  |  | 126.5 | 105 | 98 | 72.5 | 59 | 66.5 | 67 | 65 | 68.5 | 61 | 63
P95 |  |  |  |  | 169.5 | 162.5 | 141 | 126 | 110.5 | 105.5 | 118.5 | 106.5 | 105.5 | 107.5 | 106
VOMCOSTS - VOM Costs
MEAN |  |  |  |  | 12359.7311 | 10403.3917 | 7282.7536 | 5744.3238 | 4566.1007 | 4573.1869 | 4927.211 | 4520.9372 | 4857.7181 | 4848.7067 | 4695.7012
P5 |  |  |  |  | 9177.9776 | 7137.8679 | 4674.7855 | 3611.9192 | 2665.8944 | 3157.9763 | 3391.5766 | 3132.324 | 3787.872 | 3433.5245 | 3380.4738
P95 |  |  |  |  | 15919.0654 | 13690.9826 | 9900.4425 | 8522.2872 | 7150.9678 | 6437.2612 | 6802.2031 | 5971.4333 | 6124.8668 | 6262.1391 | 5894.8758
16369: New 2023JAN 18V50DF_NG_B #3
CAPACITYFACTOR - Net Generation Capacity Factor
MEAN |  |  |  |  | 0.29427 | 0.24058 | 0.17458 | 0.13542 | 0.10698 | 0.10506 | 0.11149 | 0.097432 | 0.099682 | 0.098902 | 0.093159
P5 |  |  |  |  | 0.2153 | 0.16225 | 0.11266 | 0.085441 | 0.064808 | 0.073595 | 0.078645 | 0.068924 | 0.077124 | 0.072241 | 0.066048
P95 |  |  |  |  | 0.37523 | 0.30932 | 0.23724 | 0.1924 | 0.15881 | 0.14478 | 0.15165 | 0.13015 | 0.1251 | 0.12731 | 0.12204
CO2EMISSIONS - CO2 Emissions
MEAN |  |  |  |  | 9476.729 | 7710.3129 | 5563.5418 | 4316.4994 | 3389.0688 | 3374.23 | 3548.2568 | 3095.2721 | 3198.8834 | 3120.67 | 2974.0809
P5 |  |  |  |  | 6894.3882 | 5194.0625 | 3588.488 | 2735.8702 | 2057.6683 | 2364.496 | 2489.112 | 2191.5738 | 2467.2067 | 2276.69 | 2113.608
P95 |  |  |  |  | 12097.894 | 10017.486 | 7495.33 | 6166.8385 | 5026.881 | 4666.4695 | 4805.919 | 4122.7625 | 4019.1977 | 4014.8553 | 3947.152
FUELCONSUMED - Fuel Consumed
MEAN |  |  |  |  | 154488.1443 | 125706.5452 | 90687.7331 | 70364.2568 | 55250.1977 | 54995.2533 | 57835.8762 | 50451.7112 | 52145.9024 | 50862.9767 | 48481.1188
P5 |  |  |  |  | 112387.8369 | 84684.5616 | 58493.669 | 44598.052 | 33545.0086 | 38537.8576 | 40571.9068 | 35721.7002 | 40218.5581 | 37107.07 | 34454.3003
P95 |  |  |  |  | 197222.9457 | 163323.6 | 122176.1408 | 100527.7779 | 81950.5619 | 76057.1762 | 78336.0546 | 67199.238 | 65518.566 | 65436.8907 | 64343.2274
FUELCOST - Fuel Cost
MEAN |  |  |  |  | 251641.5891 | 217390.2644 | 168218.5523 | 135441.1835 | 111967.7438 | 111314.6294 | 120741.9524 | 107519.8833 | 112569.7707 | 113279.9244 | 109618.1378
P5 |  |  |  |  | 136454.7881 | 104999.1994 | 74379.8571 | 65152.5809 | 47753.8774 | 59910.6892 | 66585.6346 | 58361.8884 | 69666.9145 | 58272.6789 | 59203.233
P95 |  |  |  |  | 410874.7754 | 334603.3276 | 278254.8829 | 268063.9962 | 223486.7818 | 184907.2791 | 205857.183 | 171833.2111 | 180381.0757 | 185387.1346 | 173355.1233
NETPOS - Net Position (MWh)
MEAN |  |  |  |  | 18098.142 | 14739.477 | 10653.1892 | 8259.995 | 6481.3805 | 6446.8071 | 6775.0829 | 5905.3023 | 6160.6744 | 6004.8251 | 5718.882
P5 |  |  |  |  | 13177.378 | 9922.6947 | 6870.5905 | 5235.335 | 3935.36 | 4517.92 | 4753.035 | 4181.4 | 4751.72 | 4381 | 4064.445
P95 |  |  |  |  | 23077.0276 | 19147.72 | 14353.4 | 11798.955 | 9613.69 | 8915.215 | 9175.6518 | 7866 | 7739.2 | 7725.725 | 7590.33
NETREVENUE - Net Revenue $
MEAN |  |  |  |  | 75017.6921 | 73542.9463 | 63407.181 | 54721.7361 | 40804.5438 | 47622.4207 | 48003.4031 | 48324.6715 | 49484.7343 | 48836.3703 | 48378.7825
P5 |  |  |  |  | 3931.1607 | 17152.8666 | 20721.7437 | 26030.1521 | 16746.7199 | 27595.7428 | 23171.2463 | 25222.5892 | 25237.3496 | 24788.5892 | 24662.8819
P95 |  |  |  |  | 155611.3923 | 128533.6711 | 112409.6228 | 102281.1961 | 84489.0894 | 75745.0572 | 86263.708 | 74210.4153 | 73860.6293 | 79855.0586 | 81476.4179
STARTS - Number Starts
MEAN |  |  |  |  | 148.65 | 134.95 | 123.08 | 103.59 | 89.07 | 88.2 | 94.86 | 84.1 | 87.76 | 86.9 | 83.81
P5 |  |  |  |  | 128 | 107 | 103.5 | 78.5 | 64.5 | 70 | 72 | 63 | 70.5 | 64.5 | 63
P95 |  |  |  |  | 168 | 158 | 146.5 | 128 | 113.5 | 106 | 122 | 109 | 107 | 107 | 107.5
VOMCOSTS - VOM Costs
MEAN |  |  |  |  | 12306.7366 | 10317.6339 | 7563.7643 | 5947.1964 | 4796.2216 | 4835.1053 | 5216.8138 | 4606.1358 | 4928.5395 | 4923.9566 | 4746.6721
P5 |  |  |  |  | 8960.617 | 6945.8863 | 4878.1192 | 3769.4412 | 2912.1664 | 3388.44 | 3659.8369 | 3261.492 | 3801.376 | 3592.42 | 3373.4893
P95 |  |  |  |  | 15692.3787 | 13403.404 | 10190.914 | 8495.2476 | 7114.1306 | 6686.4113 | 7065.2519 | 6135.48 | 6191.36 | 6335.0945 | 6299.9739
16369: New 2023JAN 18V50DF_NG_B #4
CAPACITYFACTOR - Net Generation Capacity Factor
MEAN |  |  |  |  | 0.29854 | 0.24224 | 0.17758 | 0.13861 | 0.10865 | 0.10726 | 0.11472 | 0.098758 | 0.10068 | 0.10059 | 0.09464
P5 |  |  |  |  | 0.22287 | 0.16563 | 0.11663 | 0.089349 | 0.06418 | 0.075987 | 0.083709 | 0.071144 | 0.077674 | 0.07479 | 0.068575
P95 |  |  |  |  | 0.38104 | 0.3115 | 0.23633 | 0.19774 | 0.16118 | 0.1455 | 0.15153 | 0.13009 | 0.126 | 0.12706 | 0.12405
CO2EMISSIONS - CO2 Emissions
MEAN |  |  |  |  | 9625.1077 | 7767.1428 | 5655.6223 | 4413.0144 | 3444.3635 | 3448.8797 | 3648.4878 | 3136.7898 | 3230.4459 | 3174.7193 | 3016.1601
P5 |  |  |  |  | 7200.3093 | 5358.5307 | 3717.4715 | 2837.993 | 2035.917 | 2452.8245 | 2662.872 | 2254.666 | 2480.3535 | 2342.3637 | 2179.248
P95 |  |  |  |  | 12283.2705 | 10069.689 | 7515.768 | 6284.5562 | 5133.9635 | 4681.1805 | 4838.199 | 4132.4372 | 4036.3895 | 3997.6755 | 3940.7548
FUELCONSUMED - Fuel Consumed
MEAN |  |  |  |  | 156912.3974 | 126632.2617 | 92188.7948 | 71937.5601 | 56151.6568 | 56211.8835 | 59469.5896 | 51128.4893 | 52660.4204 | 51743.8477 | 49167.0719
P5 |  |  |  |  | 117379.1266 | 87368.6131 | 60596.2686 | 46262.6209 | 33190.4102 | 39977.4871 | 43404.1516 | 36750.2302 | 40432.8666 | 38177.4662 | 35524.3096
P95 |  |  |  |  | 200253.5769 | 164167.141 | 122510.0451 | 102445.8433 | 83696.709 | 76296.457 | 78862.5003 | 67357.8546 | 65798.507 | 65157.1954 | 64239.0936
FUELCOST - Fuel Cost
MEAN |  |  |  |  | 254845.3676 | 218777.6843 | 170739.5384 | 138086.0571 | 113615.6634 | 113575.2788 | 123605.4947 | 108916.6605 | 113347.6706 | 114846.3042 | 110993.2735
P5 |  |  |  |  | 140838.7487 | 110807.7767 | 73677.9483 | 67985.4625 | 48403.6186 | 64978.45 | 69015.2968 | 59627.1975 | 68566.4678 | 60566.8227 | 61211.6812
P95 |  |  |  |  | 408190.1999 | 341891.4195 | 274111.4369 | 272910.3183 | 230789.7653 | 186192.5477 | 206946.0402 | 175217.4288 | 173882.1251 | 197809.6507 | 172907.2251
NETPOS - Net Position (MWh)
MEAN |  |  |  |  | 18368.3035 | 14849.9604 | 10829.2097 | 8444.6426 | 6587.075 | 6589.5557 | 6966.5387 | 5984.3876 | 6221.4472 | 6108.8866 | 5799.7453
P5 |  |  |  |  | 13753.1314 | 10231.752 | 7118.0962 | 5431.16 | 3893.76 | 4686.1232 | 5084.835 | 4301.39 | 4777.04 | 4507.375 | 4190.67
P95 |  |  |  |  | 23415.159 | 19264.6479 | 14390.59 | 12025.9593 | 9817.32 | 8944.485 | 9235.975 | 7882.14 | 7773.1 | 7691.88 | 7577.635
NETREVENUE - Net Revenue $
MEAN |  |  |  |  | 71472.3506 | 73776.5302 | 62587.6349 | 53634.0566 | 40463.8248 | 47001.395 | 46970.4769 | 48036.6287 | 49082.4435 | 48140.7633 | 48230.5772
P5 |  |  |  |  | 3455.7631 | 18756.9038 | 19715.7814 | 24772.9229 | 16583.9483 | 26524.8662 | 22366.1193 | 23478.7578 | 25978.9049 | 23447.6516 | 24338.1052
P95 |  |  |  |  | 148269.0163 | 133654.4911 | 110522.8634 | 99114.4484 | 82676.4032 | 79697.5753 | 89412.0803 | 72074.3069 | 76184.4333 | 78433.8138 | 83880.7439
STARTS - Number Starts
MEAN |  |  |  |  | 148.98 | 134.55 | 125.69 | 106.09 | 90.16 | 89.72 | 95.9 | 84.88 | 88.27 | 87.47 | 83.21
P5 |  |  |  |  | 126.5 | 107.5 | 102 | 79.5 | 62.5 | 70 | 74 | 66 | 71 | 65.5 | 64
P95 |  |  |  |  | 171 | 161 | 149 | 130 | 119 | 110.5 | 119 | 105 | 108.5 | 108 | 103.5
VOMCOSTS - VOM Costs
MEAN |  |  |  |  | 12490.4464 | 10394.9723 | 7688.7389 | 6080.1427 | 4874.4355 | 4942.1668 | 5364.2348 | 4667.8224 | 4977.1578 | 5009.287 | 4813.7886
P5 |  |  |  |  | 9352.1293 | 7162.2264 | 5053.8483 | 3910.4352 | 2881.3824 | 3514.5924 | 3915.323 | 3355.0842 | 3821.632 | 3696.0475 | 3478.2561
P95 |  |  |  |  | 15922.3081 | 13485.2536 | 10217.3189 | 8658.6907 | 7264.8168 | 6708.3638 | 7111.7007 | 6148.0692 | 6218.48 | 6307.3416 | 6289.4371
16369: New 2023JAN 18V50DF_NG_B #5
CAPACITYFACTOR - Net Generation Capacity Factor
MEAN |  |  |  |  | 0.2949 | 0.24534 | 0.17117 | 0.13313 | 0.10412 | 0.10177 | 0.1083 | 0.096812 | 0.09936 | 0.098154 | 0.092106
P5 |  |  |  |  | 0.22051 | 0.17031 | 0.11215 | 0.083173 | 0.060442 | 0.071207 | 0.07587 | 0.068674 | 0.075356 | 0.069219 | 0.067292
P95 |  |  |  |  | 0.37706 | 0.31455 | 0.23367 | 0.19983 | 0.15864 | 0.14207 | 0.14944 | 0.12829 | 0.12516 | 0.12703 | 0.12154
CO2EMISSIONS - CO2 Emissions
MEAN |  |  |  |  | 9495.4356 | 7864.1283 | 5457.4424 | 4240.5087 | 3305.8213 | 3274.7279 | 3443.4797 | 3071.5415 | 3186.4677 | 3098.632 | 2936.9337
P5 |  |  |  |  | 7093.2283 | 5452.6705 | 3567.5768 | 2640.564 | 1918.4603 | 2303.645 | 2384.856 | 2187.234 | 2432.1487 | 2162.8555 | 2131.112
P95 |  |  |  |  | 12189.9917 | 10173.1897 | 7460.7993 | 6377.1125 | 5062.3515 | 4572.8525 | 4740.954 | 4084.3682 | 4021.2202 | 4010.7243 | 3879.4907
FUELCONSUMED - Fuel Consumed
MEAN |  |  |  |  | 154790.3502 | 128216.1944 | 88958.2136 | 69125.4648 | 53893.0838 | 53373.4889 | 56128.0217 | 50064.9068 | 51943.492 | 50503.7422 | 47875.5619
P5 |  |  |  |  | 115632.5211 | 88902.5335 | 58152.825 | 43044.2115 | 31275.5789 | 37546.0745 | 38872.5599 | 35650.9642 | 39647.0688 | 35251.7165 | 34739.6361
P95 |  |  |  |  | 198722.3355 | 165855.6651 | 121613.5826 | 103954.7315 | 82529.4059 | 74531.1924 | 77277.8851 | 66574.0433 | 65551.3823 | 65370.687 | 63240.4182
FUELCOST - Fuel Cost
MEAN |  |  |  |  | 252599.4173 | 221384.6364 | 165264.4443 | 133476.4479 | 109543.4744 | 108407.5521 | 117651.9622 | 106498.9366 | 112050.304 | 112414.2071 | 108196.7295
P5 |  |  |  |  | 137831.9345 | 106992.1576 | 73247.9903 | 62279.1959 | 44704.3137 | 59021.6943 | 64809.3967 | 55733.7481 | 66626.6579 | 58310.2468 | 59479.345
P95 |  |  |  |  | 399983.1496 | 338866.4344 | 268715.035 | 268499.4374 | 219261.9784 | 182593.3263 | 197407.9076 | 167070.1885 | 177602.0784 | 185811.8983 | 176371.3679
NETPOS - Net Position (MWh)
MEAN |  |  |  |  | 18141.0799 | 15028.5712 | 10450.1399 | 8114.7226 | 6322.1025 | 6256.7251 | 6575.0079 | 5860.0357 | 6136.7681 | 5962.4573 | 5647.492
P5 |  |  |  |  | 13549.865 | 10415.2074 | 6831.5597 | 5053.0318 | 3669.12 | 4401.65 | 4553.955 | 4173.12 | 4684.2 | 4161.95 | 4098.105
P95 |  |  |  |  | 23263.0447 | 19461.098 | 14286.495 | 12203.31 | 9679.97 | 8736.59 | 9049.12 | 7791.2 | 7743.49 | 7716.1219 | 7459.825
NETREVENUE - Net Revenue $
MEAN |  |  |  |  | 77484.8239 | 70826.5464 | 64196.7608 | 55747.3342 | 41736.2743 | 48977.8701 | 49067.9474 | 48266.0142 | 49800.0398 | 48841.8145 | 48472.9565
P5 |  |  |  |  | 6459.1339 | 17924.1556 | 22156.0613 | 27513.1922 | 18926.9072 | 28082.7677 | 24759.9109 | 25061.8745 | 25079.5008 | 26637.0237 | 24909.2486
P95 |  |  |  |  | 159501.5226 | 131794.2335 | 113605.9482 | 101892.8923 | 84639.4839 | 81825.0828 | 89870.5709 | 72734.8991 | 73048.9835 | 78578.3546 | 79815.2068
STARTS - Number Starts
MEAN |  |  |  |  | 149.3 | 135.3 | 121.89 | 101.28 | 86.83 | 85.54 | 92.75 | 83.68 | 86.96 | 85.93 | 82.63
P5 |  |  |  |  | 127 | 105.5 | 101.5 | 73.5 | 61.5 | 67 | 68.5 | 64.5 | 67 | 62.5 | 61
P95 |  |  |  |  | 171.5 | 163.5 | 145 | 125.5 | 111 | 107.5 | 118 | 106.5 | 106.5 | 105 | 103
VOMCOSTS - VOM Costs
MEAN |  |  |  |  | 12335.9344 | 10519.9998 | 7419.5993 | 5842.6002 | 4678.3559 | 4692.5438 | 5062.7561 | 4570.8278 | 4909.4145 | 4889.215 | 4687.4183
P5 |  |  |  |  | 9213.9082 | 7290.6452 | 4850.4074 | 3638.1829 | 2715.1488 | 3301.2375 | 3506.5453 | 3255.0336 | 3747.36 | 3412.799 | 3401.4271
P95 |  |  |  |  | 15818.8704 | 13622.7686 | 10143.4114 | 8786.3832 | 7163.1778 | 6552.4425 | 6967.8224 | 6077.136 | 6194.792 | 6327.22 | 6191.6547
16369: New 2023JAN 18V50DF_NG_B #6
CAPACITYFACTOR - Net Generation Capacity Factor
MEAN |  |  |  |  | 0.29666 | 0.23889 | 0.18056 | 0.14131 | 0.11028 | 0.10799 | 0.11735 | 0.10272 | 0.10668 | 0.10636 | 0.10065
P5 |  |  |  |  | 0.21767 | 0.16471 | 0.11937 | 0.091833 | 0.065835 | 0.076886 | 0.087455 | 0.074724 | 0.08405 | 0.078629 | 0.07192
P95 |  |  |  |  | 0.37451 | 0.31009 | 0.24537 | 0.20324 | 0.16895 | 0.14871 | 0.15705 | 0.13521 | 0.12885 | 0.13376 | 0.13168
CO2EMISSIONS - CO2 Emissions
MEAN |  |  |  |  | 9577.185 | 7648.1117 | 5767.9522 | 4500.0435 | 3499.2321 | 3472.0913 | 3735.0873 | 3262.0093 | 3425.1248 | 3355.092 | 3211.4692
P5 |  |  |  |  | 6993.8425 | 5281.0688 | 3808.505 | 2904.74 | 2088.12 | 2468.812 | 2788.848 | 2369.5035 | 2693.0613 | 2486.846 | 2284.272
P95 |  |  |  |  | 12101.2365 | 9966.8085 | 7876.595 | 6475.8837 | 5339.428 | 4795.6538 | 4983.3368 | 4294.6803 | 4167.796 | 4210.5205 | 4183.456
FUELCONSUMED - Fuel Consumed
MEAN |  |  |  |  | 156133.6301 | 124691.1352 | 94019.7587 | 73356.2897 | 57046.2214 | 56590.2156 | 60881.1814 | 53169.4524 | 55834.0083 | 54683.7303 | 52350.831
P5 |  |  |  |  | 114016.4764 | 86109.781 | 62080.3661 | 47350.7763 | 34041.4464 | 40238.0572 | 45457.529 | 38621.8778 | 43900.4221 | 40532.338 | 37236.3245
P95 |  |  |  |  | 197296.4913 | 162488.1834 | 128391.0221 | 105565.5787 | 87047.1638 | 78162.3468 | 81228.0713 | 70001.8838 | 67941.5841 | 68626.7587 | 68195.261
FUELCOST - Fuel Cost
MEAN |  |  |  |  | 253475.2626 | 215326.1493 | 174089.9507 | 140734.0992 | 115503.7872 | 114424.158 | 126690.9252 | 112600.9994 | 119835.0773 | 120943.9849 | 117711.2754
P5 |  |  |  |  | 139410.1346 | 107277.2334 | 75824.1631 | 69732.017 | 49049.2679 | 65702.4413 | 70557.7408 | 62912.637 | 72276.5902 | 66394.8036 | 64128.1708
P95 |  |  |  |  | 411745.2992 | 332336.3053 | 284152.3455 | 284376.7865 | 232949.5991 | 187198.3508 | 210811.5396 | 178919.4422 | 185017.6742 | 200118.9266 | 184402.1533
NETPOS - Net Position (MWh)
MEAN |  |  |  |  | 18271.2539 | 14623.5913 | 11044.3672 | 8611.0194 | 6691.8213 | 6633.8065 | 7131.7819 | 6223.4285 | 6596.2048 | 6455.8537 | 6175.4008
P5 |  |  |  |  | 13347.6133 | 10073.3489 | 7292.331 | 5558.3344 | 3993.6 | 4717.24 | 5325.39 | 4520.88 | 5186.31 | 4785.4 | 4392.63
P95 |  |  |  |  | 23045.9984 | 19069.5052 | 15083.085 | 12390.525 | 10207.94 | 9162.6566 | 9513.4649 | 8192.85 | 8024.4601 | 8100.275 | 8044.74
NETREVENUE - Net Revenue $
MEAN |  |  |  |  | 69145.6519 | 75596.3801 | 61948.2844 | 52757.3476 | 39532.6472 | 46593.8464 | 46271.3215 | 46762.2513 | 47974.4932 | 47009.402 | 46341.0505
P5 |  |  |  |  | 2800.1159 | 17620.462 | 20371.5987 | 24738.8236 | 15876.5991 | 25589.0153 | 21538.7236 | 22189.7553 | 23096.3298 | 23199.2977 | 23210.4046
P95 |  |  |  |  | 146263.7822 | 128385.1978 | 113277.7374 | 98689.2438 | 81280.7258 | 78291.9871 | 85632.7298 | 73771.2606 | 73036.4889 | 78285.5665 | 82755.0439
STARTS - Number Starts
MEAN |  |  |  |  | 151.06 | 135.42 | 127.47 | 107.48 | 91.98 | 90.22 | 97.74 | 87.35 | 90.4 | 89.47 | 86.91
P5 |  |  |  |  | 130 | 108.5 | 105 | 82 | 64 | 71.5 | 75 | 71.5 | 72.5 | 68.5 | 66
P95 |  |  |  |  | 172 | 161 | 152.5 | 130.5 | 114.5 | 110.5 | 122 | 105.5 | 110.5 | 107 | 106.5
VOMCOSTS - VOM Costs
MEAN |  |  |  |  | 12424.4527 | 10236.5139 | 7841.5007 | 6199.9339 | 4951.9478 | 4975.3549 | 5491.472 | 4854.2742 | 5276.9639 | 5293.8001 | 5125.5827
P5 |  |  |  |  | 9076.3771 | 7051.3443 | 5177.555 | 4002.0008 | 2955.264 | 3537.93 | 4100.5503 | 3526.2864 | 4149.048 | 3924.028 | 3645.8829
P95 |  |  |  |  | 15671.2789 | 13348.6537 | 10708.9904 | 8921.178 | 7553.8756 | 6871.9924 | 7325.368 | 6390.423 | 6419.5681 | 6642.2255 | 6677.1342
16369: New 2023JAN 18V50DF_NG_B #7
CAPACITYFACTOR - Net Generation Capacity Factor
MEAN |  |  |  |  | 0.29689 | 0.23609 | 0.17909 | 0.1422 | 0.11202 | 0.10902 | 0.1179 | 0.10596 | 0.11026 | 0.10862 | 0.10407
P5 |  |  |  |  | 0.21919 | 0.15879 | 0.11229 | 0.093305 | 0.069091 | 0.076053 | 0.085251 | 0.078725 | 0.087423 | 0.077138 | 0.075413
P95 |  |  |  |  | 0.37524 | 0.3021 | 0.23849 | 0.20274 | 0.16667 | 0.14802 | 0.15441 | 0.13826 | 0.13599 | 0.13306 | 0.13549
CO2EMISSIONS - CO2 Emissions
MEAN |  |  |  |  | 9558.147 | 7568.9303 | 5719.0681 | 4529.4989 | 3551.6563 | 3509.6914 | 3752.2468 | 3365.024 | 3535.7259 | 3432.0377 | 3321.0335
P5 |  |  |  |  | 7023.7165 | 5066.1635 | 3599.5015 | 2975.2715 | 2205.5768 | 2421.0005 | 2710.656 | 2491.0165 | 2782.7288 | 2421.1723 | 2411.176
P95 |  |  |  |  | 12030.2218 | 9775.9368 | 7628.9757 | 6441.0617 | 5247.7385 | 4792.1835 | 4928.763 | 4401.5018 | 4338.4275 | 4204.453 | 4328.1975
FUELCONSUMED - Fuel Consumed
MEAN |  |  |  |  | 155825.1678 | 123400.5359 | 93222.9913 | 73836.4137 | 57900.8736 | 57203.0812 | 61160.8974 | 54848.5606 | 57636.873 | 55937.8917 | 54136.8675
P5 |  |  |  |  | 114494.8476 | 82597.4952 | 58672.9606 | 48500.5737 | 35956.2778 | 39458.7991 | 44183.0189 | 40602.487 | 45361.9616 | 39461.9417 | 39305.0092
P95 |  |  |  |  | 196148.7856 | 159381.7241 | 124357.2327 | 104997.9392 | 85552.1072 | 78105.8074 | 80338.0656 | 71743.4891 | 70721.7984 | 68528.3344 | 70555.0157
FUELCOST - Fuel Cost
MEAN |  |  |  |  | 252803.196 | 213489.0268 | 172899.7008 | 141510.05 | 116925.8854 | 115572.6903 | 127060.3518 | 116046.0203 | 123394.16 | 123541.1917 | 121599.5063
P5 |  |  |  |  | 139525.5874 | 102535.8141 | 72360.0906 | 71409.6759 | 53089.4374 | 65110.1437 | 71072.4368 | 65965.7089 | 76210.2334 | 65394.6363 | 67733.6019
P95 |  |  |  |  | 409879.7996 | 331764.1368 | 279684.0341 | 275679.6791 | 229106.3355 | 194160.3529 | 214740.7664 | 183966.9413 | 185771.3141 | 197297.9564 | 195828.6242
NETPOS - Net Position (MWh)
MEAN |  |  |  |  | 18229.7317 | 14471.5332 | 10950.639 | 8667.4794 | 6792.0597 | 6705.6087 | 7164.5065 | 6419.9391 | 6809.3868 | 6603.8295 | 6386.0384
P5 |  |  |  |  | 13427.6238 | 9684.051 | 6892.97 | 5693.485 | 4218.24 | 4625.885 | 5176.08 | 4752.72 | 5359.4 | 4659.025 | 4636.665
P95 |  |  |  |  | 22883.5916 | 18692.0515 | 14602.3011 | 12323.745 | 10033.36 | 9156.195 | 9410.46 | 8395.5 | 8355.6 | 8087.42 | 8322.29
NETREVENUE - Net Revenue $
MEAN |  |  |  |  | 66786.0514 | 76445.065 | 61738.6954 | 52439.8581 | 38871.9537 | 46199.6479 | 45688.614 | 45363.2565 | 46291.8668 | 45828.7637 | 45347.6476
P5 |  |  |  |  | 398.6684 | 21513.5059 | 21289.1156 | 23111.4232 | 14610.5903 | 25383.1465 | 20937.3855 | 20152.8074 | 22456.7995 | 22252.63 | 21724.6531
P95 |  |  |  |  | 144048.0723 | 132824.8348 | 110605.2453 | 100283.3161 | 82425.5844 | 77881.242 | 88732.319 | 72358.8156 | 72801.6712 | 75968.7219 | 79270.3382
STARTS - Number Starts
MEAN |  |  |  |  | 150.91 | 136.7 | 127.64 | 108.53 | 93.26 | 91.38 | 98.92 | 89.7 | 93.48 | 91.29 | 88.58
P5 |  |  |  |  | 125.5 | 111 | 103 | 82.5 | 69 | 71.5 | 76.5 | 72 | 76 | 69 | 67.5
P95 |  |  |  |  | 175.5 | 163.5 | 151 | 132 | 116.5 | 112 | 121 | 108 | 115 | 111 | 107.5
VOMCOSTS - VOM Costs
MEAN |  |  |  |  | 12396.2176 | 10130.0732 | 7774.9537 | 6240.5852 | 5026.1242 | 5029.2065 | 5516.67 | 5007.5525 | 5447.5095 | 5415.1402 | 5300.4119
P5 |  |  |  |  | 9130.7842 | 6778.8357 | 4894.0087 | 4099.3092 | 3121.4976 | 3469.4138 | 3985.5816 | 3707.1216 | 4287.52 | 3820.4005 | 3848.432
P95 |  |  |  |  | 15560.8423 | 13084.4361 | 10367.6338 | 8873.0964 | 7424.6864 | 6867.1462 | 7246.0542 | 6548.49 | 6684.48 | 6631.6844 | 6907.5007
16369: New 2023JAN 18V50DF_NG_B #8
CAPACITYFACTOR - Net Generation Capacity Factor
MEAN |  |  |  |  | 0.3028 | 0.23379 | 0.17704 | 0.14294 | 0.11361 | 0.11048 | 0.11922 | 0.10812 | 0.11161 | 0.10996 | 0.10427
P5 |  |  |  |  | 0.22464 | 0.14843 | 0.11575 | 0.09617 | 0.070694 | 0.078638 | 0.088098 | 0.078329 | 0.088117 | 0.081378 | 0.075888
P95 |  |  |  |  | 0.38262 | 0.31063 | 0.24123 | 0.20498 | 0.16685 | 0.15118 | 0.15609 | 0.13461 | 0.13781 | 0.13705 | 0.13127
CO2EMISSIONS - CO2 Emissions
MEAN |  |  |  |  | 9776.1052 | 7495.2854 | 5648.6802 | 4556.5507 | 3603.9008 | 3549.6519 | 3790.0519 | 3438.6759 | 3581.973 | 3473.1679 | 3324.1022
P5 |  |  |  |  | 7233.616 | 4769.1163 | 3684.6433 | 3038.2195 | 2240.3787 | 2529.663 | 2775.816 | 2495.3562 | 2817.7868 | 2583.1675 | 2411.176
P95 |  |  |  |  | 12373.0253 | 9957.9815 | 7705.4958 | 6517.4017 | 5258.9137 | 4877.442 | 4996.26 | 4297.6272 | 4434.837 | 4339.179 | 4173.0162
FUELCONSUMED - Fuel Consumed
MEAN |  |  |  |  | 159388.8078 | 122198.5202 | 92075.5709 | 74277.4613 | 58752.5482 | 57854.3997 | 61777.0749 | 56049.0409 | 58390.7716 | 56608.2493 | 54186.942
P5 |  |  |  |  | 117929.4273 | 77752.929 | 60060.9486 | 49526.5481 | 36523.6352 | 41229.8403 | 45245.1107 | 40673.223 | 45933.4509 | 42102.2525 | 39305.0092
P95 |  |  |  |  | 201744.7168 | 162343.81 | 125602.8164 | 106242.5228 | 85734.7298 | 79495.8845 | 81438.4013 | 70049.7808 | 72293.3939 | 70723.2559 | 68025.5274
FUELCOST - Fuel Cost
MEAN |  |  |  |  | 257769.9929 | 211630.0356 | 170926.9318 | 142224.4932 | 118215.6101 | 116662.456 | 128183.635 | 118177.3022 | 125046.3306 | 125073.747 | 121811.9213
P5 |  |  |  |  | 141944.3579 | 97647.1511 | 77104.8726 | 71274.8074 | 53557.8299 | 67447.7315 | 70508.4027 | 66353.9279 | 78795.0321 | 70084.4893 | 69392.356
P95 |  |  |  |  | 419459.2133 | 328140.1849 | 281239.8149 | 277754.6001 | 236780.9352 | 198159.6853 | 210752.1511 | 179326.9424 | 178682.657 | 207875.5833 | 184347.2759
NETPOS - Net Position (MWh)
MEAN |  |  |  |  | 18619.8914 | 14333.9985 | 10815.854 | 8719.0932 | 6892.0716 | 6781.9069 | 7236.766 | 6560.4891 | 6898.3822 | 6683.0219 | 6391.7874
P5 |  |  |  |  | 13797.2275 | 9118.0231 | 7055.625 | 5814.34 | 4284.8 | 4833.51 | 5300.505 | 4761 | 5426.92 | 4970.75 | 4636.665
P95 |  |  |  |  | 23522.5931 | 19056.7932 | 14753.525 | 12469.45 | 10053.525 | 9317.94 | 9538.96 | 8198.2044 | 8541.28 | 8349.03 | 8023.485
NETREVENUE - Net Revenue $
MEAN |  |  |  |  | 58669.0066 | 77728.8977 | 62096.6527 | 52080.4136 | 38393.4633 | 45368.8761 | 45577.0193 | 44879.3444 | 45844.9326 | 45257.8399 | 44408.0254
P5 |  |  |  |  | -3504.4185 | 20165.9178 | 22351.8653 | 23317.5708 | 13225.1515 | 24851.3936 | 19692.0738 | 20748.5268 | 21031.6194 | 22738.904 | 19939.6092
P95 |  |  |  |  | 134175.0234 | 137659.5584 | 111299.7178 | 101124.6588 | 79958.1077 | 76442.5956 | 89994.4239 | 71626.2985 | 73490.0199 | 76430.074 | 74987.7581
STARTS - Number Starts
MEAN |  |  |  |  | 151.78 | 136.32 | 126.58 | 110.73 | 93.91 | 93.14 | 100.14 | 91.36 | 94.46 | 92.59 | 89.58
P5 |  |  |  |  | 129 | 105 | 102.5 | 82.5 | 71.5 | 75 | 79 | 71.5 | 78 | 72.5 | 70
P95 |  |  |  |  | 174.5 | 163.5 | 149 | 133 | 114.5 | 116 | 120.5 | 109.5 | 112.5 | 111 | 109
VOMCOSTS - VOM Costs
MEAN |  |  |  |  | 12661.5262 | 10033.799 | 7679.2564 | 6277.7471 | 5100.133 | 5086.4302 | 5572.3098 | 5117.1815 | 5518.7058 | 5480.078 | 5305.1835
P5 |  |  |  |  | 9382.1147 | 6382.6161 | 5009.4937 | 4186.3248 | 3170.752 | 3625.1325 | 4081.3888 | 3713.58 | 4341.536 | 4076.015 | 3848.432
P95 |  |  |  |  | 15995.3633 | 13339.7553 | 10475.0027 | 8978.004 | 7439.6085 | 6988.455 | 7344.9992 | 6394.5995 | 6833.024 | 6846.2046 | 6659.4925
16369: New 2023JAN LM6000_GAS_A #1
CAPACITYFACTOR - Net Generation Capacity Factor
MEAN |  |  |  |  | 0.29121 | 0.22629 | 0.16859 | 0.1306 | 0.097881 | 0.094031 | 0.096191 | 0.087202 | 0.075813 | 0.074831 | 0.070452
P5 |  |  |  |  | 0.25074 | 0.18676 | 0.1367 | 0.10656 | 0.075911 | 0.073151 | 0.073983 | 0.071274 | 0.05941 | 0.056668 | 0.050698
P95 |  |  |  |  | 0.33546 | 0.27385 | 0.20024 | 0.16131 | 0.12099 | 0.11314 | 0.11848 | 0.11006 | 0.095232 | 0.092739 | 0.094299
CO2EMISSIONS - CO2 Emissions
MEAN |  |  |  |  | 25626.893 | 19853.7881 | 14743.2566 | 11405.2583 | 8497.5745 | 8276.5248 | 8365.6199 | 7566.7239 | 6576.9927 | 6393.459 | 6075.7794
P5 |  |  |  |  | 22058.605 | 16354.4535 | 11964.0588 | 9337.3767 | 6598.482 | 6437.767 | 6452.6 | 6175.913 | 5173.9415 | 4864.08 | 4403.0773
P95 |  |  |  |  | 29691.095 | 24071.49 | 17598.3642 | 14047.2768 | 10526.99 | 10009.083 | 10406.284 | 9492.39 | 8275.9652 | 7915.8225 | 8152.1165
FUELCONSUMED - Fuel Consumed
MEAN |  |  |  |  | 434353.4576 | 336503.808 | 249883.799 | 193305.4593 | 144023.6834 | 140279.3021 | 141788.9576 | 128247.9737 | 111474.1028 | 108363.4707 | 102978.3189
P5 |  |  |  |  | 373874.4047 | 277193.3472 | 202779.1106 | 158257.3447 | 111836.3458 | 109114.0884 | 109365.168 | 104675.1985 | 87693.6486 | 82441.8504 | 74627.708
P95 |  |  |  |  | 503238.5533 | 407990.208 | 298275.0859 | 238084.5047 | 178419.8386 | 169644.5316 | 176376.1891 | 160885.9787 | 140270.1574 | 134166.1844 | 138170.133
FUELCOST - Fuel Cost
MEAN |  |  |  |  | 687661.0488 | 562610.5677 | 436603.8491 | 352895.7653 | 274880.4912 | 272085.9276 | 281989.8012 | 261237.8201 | 238178.2021 | 238426.5815 | 231045.9027
P5 |  |  |  |  | 457992.236 | 374272.4062 | 321294.8661 | 246161.6322 | 195511.2522 | 200370.7309 | 208634.8641 | 191461.6445 | 152752.8592 | 149982.425 | 132240.7091
P95 |  |  |  |  | 1005560.6866 | 810835.444 | 600295.5876 | 601884.0956 | 463304.3294 | 413211.3368 | 437247.2239 | 354917.6687 | 351517.1747 | 362656.4072 | 367185.7197
NETPOS - Net Position (MWh)
MEAN |  |  |  |  | 45505.6575 | 35197.3115 | 26097.5247 | 20156.9822 | 14994.6573 | 14583.564 | 14717.5584 | 13291.3228 | 11534.9858 | 11195.73 | 10622.8924
P5 |  |  |  |  | 39169.66 | 28995.12 | 21177.975 | 16502.33 | 11643.555 | 11343.6 | 11352 | 10848.295 | 9074.26 | 8517.6 | 7698.34
P95 |  |  |  |  | 52722.74 | 42676.8 | 31151.445 | 24826.33 | 18575.725 | 17636.4 | 18307.68 | 16673.85 | 14514.71 | 13861.575 | 14253.16
NETREVENUE - Net Revenue $
MEAN |  |  |  |  | 232514.855 | 206022.4279 | 149092.1969 | 127915.3498 | 95867.8117 | 116711.5449 | 119021.4935 | 116128.0668 | 120794.7198 | 117949.2964 | 116463.9605
P5 |  |  |  |  | 19005.7001 | 45616.0608 | 13922.1204 | 40983.4594 | 15705.9913 | 47034.5146 | 41290.2628 | 37819.1629 | 65419.7946 | 62534.1746 | 63189.1789
P95 |  |  |  |  | 472004.6817 | 345641.7294 | 279876.1602 | 241305.939 | 201748.3483 | 193887.2583 | 222331.1821 | 182744.563 | 175657.332 | 180754.1889 | 187167.9686
STARTS - Number Starts
MEAN |  |  |  |  | 158.91 | 143.39 | 124.05 | 103.06 | 84.51 | 80.86 | 84.87 | 78.3 | 71.3 | 70.47 | 67.43
P5 |  |  |  |  | 128 | 114.5 | 98.5 | 76.5 | 68 | 61 | 67.5 | 61 | 57 | 53 | 52
P95 |  |  |  |  | 191.5 | 176.5 | 162 | 127.5 | 105 | 102 | 106 | 95.5 | 84 | 86 | 87.5
VOMCOSTS - VOM Costs
MEAN |  |  |  |  | 20932.6024 | 16542.7364 | 12526.8119 | 9876.9213 | 7497.3287 | 7437.6176 | 7653.1304 | 7044.4011 | 6228.8923 | 6157.6515 | 6055.0487
P5 |  |  |  |  | 18018.0436 | 13627.7064 | 10165.428 | 8086.1417 | 5821.7775 | 5785.236 | 5903.04 | 5749.5963 | 4900.1004 | 4684.68 | 4388.0538
P95 |  |  |  |  | 24252.4604 | 20058.096 | 14952.6936 | 12164.9017 | 9287.8625 | 8994.564 | 9519.9936 | 8837.1405 | 7837.9434 | 7623.8663 | 8124.3012
16369: New 2024JAN 18V50DF_NG_B #1
CAPACITYFACTOR - Net Generation Capacity Factor
MEAN | [5 empty] | 0.24064 | 0.1801 | 0.14008 | 0.10926 | 0.1082 | 0.11647 | 0.10022 | 0.10328 | 0.103 | 0.096314
P5 | [5 empty] | 0.15965 | 0.11489 | 0.091598 | 0.066934 | 0.07563 | 0.085589 | 0.07309 | 0.077733 | 0.073912 | 0.070542
P95 | [5 empty] | 0.31133 | 0.24222 | 0.20651 | 0.16412 | 0.14748 | 0.15051 | 0.13487 | 0.1301 | 0.1307 | 0.12258
CO2EMISSIONS - CO2 Emissions
MEAN | [5 empty] | 7710.6565 | 5751.4556 | 4460.2779 | 3461.858 | 3474.122 | 3705.9097 | 3182.1856 | 3312.2832 | 3256.456 | 3068.8561
P5 | [5 empty] | 5127.207 | 3674.7587 | 2898.5662 | 2130.1737 | 2418.9945 | 2706.312 | 2321.7663 | 2493.5003 | 2316.0943 | 2240.512
P95 | [5 empty] | 9918.767 | 7722.5955 | 6592.7405 | 5179.9618 | 4744.4378 | 4798.443 | 4294.9348 | 4160.1043 | 4131.0455 | 3902.023
FUELCONSUMED - Fuel Consumed
MEAN | [5 empty] | 125711.6854 | 93750.9116 | 72708.0448 | 56436.9161 | 56623.3178 | 60405.5978 | 51868.3681 | 53994.4617 | 53076.0953 | 50026.0418
P5 | [5 empty] | 83590.9423 | 59899.6787 | 47250.1266 | 34727.1545 | 39426.2665 | 44112.2128 | 37843.7814 | 40647.175 | 37749.3077 | 36522.985
P95 | [5 empty] | 161711.4451 | 125881.244 | 107469.8732 | 84448.2979 | 77328.4467 | 78213.882 | 70005.3695 | 67816.1304 | 67330.7959 | 63607.8414
FUELCOST - Fuel Cost
MEAN | [5 empty] | 217227.2594 | 173336.9405 | 139691.2823 | 114227.9434 | 114328.024 | 125486.9927 | 110219.0753 | 116081.8575 | 117621.3668 | 112819.5151
P5 | [5 empty] | 105476.9124 | 76858.7052 | 68919.2109 | 48830.205 | 62613.7962 | 70490.7312 | 59093.3841 | 69090.342 | 61521.7427 | 61597.99
P95 | [5 empty] | 339680.8767 | 274841.2748 | 276019.7173 | 227806.6505 | 188872.8515 | 203046.9367 | 175729.3239 | 180281.1337 | 198856.6636 | 181178.9721
NETPOS - Net Position (MWh)
MEAN | [5 empty] | 14741.0135 | 11012.6538 | 8535.0065 | 6620.3663 | 6637.7094 | 7076.0522 | 6071.101 | 6379.0572 | 6266.0937 | 5901.1999
P5 | [5 empty] | 9805.2694 | 7036.4702 | 5547.0103 | 4073.7477 | 4621.665 | 5167.785 | 4429.8 | 4802.36 | 4456.825 | 4308.48
P95 | [5 empty] | 18984.835 | 14787.05 | 12615.575 | 9900.7131 | 9062.4624 | 9161.61 | 8194.2218 | 8009 | 7948.915 | 7503.2814
NETREVENUE - Net Revenue $
MEAN | [5 empty] | 74152.1553 | 61773.802 | 53440.5871 | 39900.013 | 46463.5848 | 46398.2927 | 47532.587 | 48720.3109 | 47929.1334 | 47192.4965
P5 | [5 empty] | 19217.6437 | 20978.9014 | 24468.6774 | 15811.8844 | 26325.5669 | 19861.385 | 24128.5534 | 22903.3375 | 24030.9225 | 23280.156
P95 | [5 empty] | 132644.4123 | 110848.376 | 98711.8063 | 81621.2131 | 77918.8269 | 89467.0919 | 74408.5584 | 71910.1276 | 77621.796 | 79131.6293
STARTS - Number Starts
MEAN | [5 empty] | 136.13 | 127.48 | 107.36 | 91.07 | 90.47 | 97.84 | 85.53 | 89.59 | 87.59 | 84.76
P5 | [5 empty] | 109.5 | 106.5 | 81.5 | 64.5 | 70 | 79 | 65.5 | 73 | 66 | 65.5
P95 | [5 empty] | 163 | 150.5 | 127 | 113 | 109.5 | 122 | 108.5 | 109 | 109 | 107.5
VOMCOSTS - VOM Costs
MEAN | [5 empty] | 10318.7095 | 7818.9842 | 6145.2047 | 4899.0711 | 4978.282 | 5448.5602 | 4735.4588 | 5103.2458 | 5138.1968 | 4897.996
P5 | [5 empty] | 6863.6886 | 4995.8938 | 3993.8474 | 3014.5733 | 3466.2488 | 3979.1944 | 3455.244 | 3841.888 | 3654.5965 | 3576.0384
P95 | [5 empty] | 13289.3845 | 10498.8055 | 9083.214 | 7326.5277 | 6796.8468 | 7054.4397 | 6391.493 | 6407.2 | 6518.1103 | 6227.7236
16369: New 2024JAN 18V50DF_NG_B #2
CAPACITYFACTOR - Net Generation Capacity Factor
MEAN | [5 empty] | 0.23304 | 0.1754 | 0.14311 | 0.11424 | 0.11157 | 0.1199 | 0.1092 | 0.11108 | 0.11005 | 0.10395
P5 | [5 empty] | 0.15131 | 0.11373 | 0.093186 | 0.068678 | 0.079198 | 0.088343 | 0.079989 | 0.085744 | 0.080905 | 0.076362
P95 | [5 empty] | 0.31081 | 0.24048 | 0.20448 | 0.16619 | 0.15447 | 0.15881 | 0.14248 | 0.14053 | 0.13498 | 0.133
CO2EMISSIONS - CO2 Emissions
MEAN | [5 empty] | 7468.5719 | 5600.8919 | 4559.7892 | 3617.139 | 3589.1128 | 3814.587 | 3470.4139 | 3560.542 | 3474.29 | 3315.2887
P5 | [5 empty] | 4834.9622 | 3638.0815 | 2955.5172 | 2166.4245 | 2551.3955 | 2775.816 | 2534.414 | 2738.9062 | 2570.0327 | 2433.056
P95 | [5 empty] | 9955.2357 | 7680.1817 | 6590.8798 | 5296.698 | 4949.3265 | 5040.36 | 4487.965 | 4514.0548 | 4234.101 | 4233.9468
FUELCONSUMED - Fuel Consumed
MEAN | [5 empty] | 121764.2031 | 91296.6872 | 74330.2452 | 58968.3666 | 58497.5394 | 62177.0333 | 56566.4222 | 58041.4234 | 56626.533 | 54043.2559
P5 | [5 empty] | 78828.6823 | 59301.8735 | 48178.4043 | 35318.0006 | 41584.0485 | 45245.1107 | 41309.8474 | 44647.6 | 41888.1732 | 39661.679
P95 | [5 empty] | 162310.6651 | 125192.5739 | 107439.7944 | 86350.725 | 80667.6601 | 82157.8257 | 73152.495 | 73585.0484 | 69010.6219 | 69018.4686
FUELCOST - Fuel Cost
MEAN | [5 empty] | 211134.3602 | 169635.4694 | 142385.1241 | 118688.3581 | 117934.7013 | 129129.984 | 119621.1049 | 124439.4104 | 125249.1692 | 121618.1304
P5 | [5 empty] | 97524.9298 | 73848.1585 | 71037.4369 | 51458.4633 | 69001.3665 | 68877.8613 | 67766.3782 | 76509.6654 | 69095.991 | 67910.1197
P95 | [5 empty] | 338209.5672 | 280850.8813 | 275892.275 | 232798.9641 | 196988.2295 | 214021.559 | 186680.7261 | 182669.2826 | 199523.7836 | 190101.2761
NETPOS - Net Position (MWh)
MEAN | [5 empty] | 14279.8209 | 10724.1832 | 8725.345 | 6917.3082 | 6857.3556 | 7283.5226 | 6620.9041 | 6857.0983 | 6685.1609 | 6374.8953
P5 | [5 empty] | 9240.9243 | 6965.8824 | 5656.07 | 4143.36 | 4875.035 | 5300.505 | 4835.52 | 5275 | 4945.475 | 4678.74
P95 | [5 empty] | 19022.2656 | 14699.3062 | 12610.8106 | 10124.6794 | 9454.905 | 9621.62 | 8561.24 | 8693.06 | 8146.83 | 8141.44
NETREVENUE - Net Revenue $
MEAN | [5 empty] | 77147.1517 | 62764.6565 | 52145.1041 | 38122.3007 | 45462.2257 | 44860.3588 | 44510.8745 | 45863.5167 | 45224.6955 | 44682.6074
P5 | [5 empty] | 25803.6687 | 21457.032 | 22043.8551 | 14967.1977 | 24247.9624 | 20448.4784 | 21783.1944 | 20812.1072 | 19394.2881 | 21992.1683
P95 | [5 empty] | 134651.4299 | 111027.2599 | 97334.2481 | 80137.177 | 78046.4408 | 88782.3073 | 71868.351 | 72167.1299 | 75225.5973 | 79832.0965
STARTS - Number Starts
MEAN | [5 empty] | 135.88 | 126.46 | 109.56 | 94.57 | 92.75 | 100.33 | 90.81 | 94.93 | 92.18 | 89.95
P5 | [5 empty] | 106.5 | 103.5 | 84 | 68.5 | 74 | 78.5 | 71.5 | 76 | 73.5 | 68.5
P95 | [5 empty] | 167.5 | 147 | 131.5 | 118.5 | 111 | 122.5 | 110.5 | 113.5 | 111.5 | 111
VOMCOSTS - VOM Costs
MEAN | [5 empty] | 9995.8746 | 7614.1701 | 6282.2484 | 5118.8081 | 5143.0167 | 5608.3124 | 5164.3052 | 5485.6787 | 5481.832 | 5291.1631
P5 | [5 empty] | 6468.647 | 4945.7765 | 4072.3704 | 3066.0864 | 3656.2762 | 4081.3888 | 3771.7056 | 4220 | 4055.2895 | 3883.3542
P95 | [5 empty] | 13315.5859 | 10436.5074 | 9079.7837 | 7492.2627 | 7091.1788 | 7408.6474 | 6677.7672 | 6954.448 | 6680.4006 | 6757.3952
16369: New 2024JAN 18V50DF_NG_B #3
CAPACITYFACTOR - Net Generation Capacity Factor
MEAN | [5 empty] | 0.23302 | 0.17847 | 0.14149 | 0.11258 | 0.11154 | 0.11993 | 0.10851 | 0.1118 | 0.109 | 0.10379
P5 | [5 empty] | 0.15892 | 0.11428 | 0.092014 | 0.069986 | 0.079106 | 0.088844 | 0.078916 | 0.087465 | 0.079664 | 0.077234
P95 | [5 empty] | 0.30578 | 0.24108 | 0.20209 | 0.16753 | 0.15044 | 0.15681 | 0.1379 | 0.13984 | 0.13672 | 0.12977
CO2EMISSIONS - CO2 Emissions
MEAN | [5 empty] | 7468.9191 | 5693.8207 | 4504.7503 | 3572.187 | 3589.2768 | 3813.8928 | 3443.8937 | 3587.2972 | 3440.5838 | 3306.2634
P5 | [5 empty] | 5112.4783 | 3686.6565 | 2915.1095 | 2214.2773 | 2534.0095 | 2854.008 | 2508.3755 | 2817.7868 | 2530.6285 | 2450.56
P95 | [5 empty] | 9803.9855 | 7688.7272 | 6441.782 | 5301.2948 | 4833.6337 | 4957.824 | 4380.1348 | 4453.0405 | 4269.4603 | 4124.5468
FUELCONSUMED - Fuel Consumed
MEAN | [5 empty] | 121770.4559 | 92811.5443 | 73433.058 | 58235.592 | 58500.2707 | 62165.6845 | 56134.2307 | 58477.6391 | 56077.1927 | 53896.1684
P5 | [5 empty] | 83362.1853 | 60093.6134 | 47519.9729 | 36098.1171 | 41300.6819 | 46519.6208 | 40885.4311 | 45933.4509 | 41245.9355 | 39947.0148
P95 | [5 empty] | 159835.9708 | 125330.0918 | 105009.5269 | 86426.847 | 78782.1205 | 80812.5094 | 71395.5237 | 72590.7458 | 69587.2435 | 67235.1197
FUELCOST - Fuel Cost
MEAN | [5 empty] | 211018.7693 | 171959.8883 | 140760.254 | 117293.7603 | 117868.2528 | 128982.4153 | 118647.5108 | 125445.6086 | 124204.2385 | 121115.7194
P5 | [5 empty] | 99535.0498 | 74714.6686 | 69808.7388 | 51683.2239 | 67141.1368 | 73361.0296 | 66387.1474 | 75422.306 | 68070.0775 | 67962.2441
P95 | [5 empty] | 332175.1091 | 284641.3766 | 275207.3524 | 236968.2034 | 194511.3753 | 215777.5713 | 186007.9088 | 188601.0673 | 204994.566 | 194412.112
NETPOS - Net Position (MWh)
MEAN | [5 empty] | 14279.2691 | 10902.0597 | 8619.9437 | 6831.2573 | 6857.4993 | 7282.2476 | 6570.0781 | 6908.4953 | 6620.2848 | 6357.5038
P5 | [5 empty] | 9749.6773 | 7059.87 | 5578.5013 | 4234.88 | 4841.815 | 5449.815 | 4785.84 | 5426.92 | 4869.65 | 4712.4
P95 | [5 empty] | 18754.6248 | 14719.855 | 12325.2626 | 10131.8299 | 9233.3293 | 9464.015 | 8353.96 | 8574.76 | 8214.085 | 7931.065
NETREVENUE - Net Revenue $
MEAN | [5 empty] | 76692.4768 | 61541.0115 | 52511.9167 | 38477.9689 | 44901.2015 | 45464.9611 | 44288.6699 | 45730.9853 | 45548.7406 | 44693.9817
P5 | [5 empty] | 21582.4077 | 19599.3008 | 22669.4988 | 13987.1776 | 23722.0135 | 20305.5805 | 21588.7727 | 20859.642 | 20708.6914 | 20608.9647
P95 | [5 empty] | 136444.3347 | 110986.8896 | 101841.4642 | 79394.786 | 79856.3506 | 86866.268 | 69956.8252 | 72680.1742 | 75624.2156 | 79400.5486
STARTS - Number Starts
MEAN | [5 empty] | 136.25 | 128.28 | 109.2 | 94.46 | 93.41 | 100.53 | 90.42 | 94.38 | 91.29 | 89.45
P5 | [5 empty] | 110.5 | 108 | 82.5 | 70 | 75.5 | 77 | 70 | 75 | 71.5 | 68.5
P95 | [5 empty] | 164.5 | 152 | 132 | 119 | 112.5 | 124.5 | 112.5 | 110 | 109.5 | 111
VOMCOSTS - VOM Costs
MEAN | [5 empty] | 9995.4884 | 7740.4624 | 6206.3595 | 5055.1304 | 5143.1245 | 5607.3306 | 5124.6609 | 5526.7963 | 5428.6335 | 5276.7281
P5 | [5 empty] | 6824.7741 | 5012.5077 | 4016.5209 | 3133.8112 | 3631.3612 | 4196.3575 | 3732.9552 | 4341.536 | 3993.113 | 3911.292
P95 | [5 empty] | 13128.2374 | 10451.0971 | 8874.189 | 7497.5541 | 6924.997 | 7287.2915 | 6516.0888 | 6859.808 | 6735.5497 | 6582.784
16369: New 2024JAN 18V50DF_NG_B #4
CAPACITYFACTOR - Net Generation Capacity Factor
MEAN | [5 empty] | 0.23426 | 0.1808 | 0.14168 | 0.10948 | 0.10986 | 0.11858 | 0.10875 | 0.11387 | 0.11072 | 0.10534
P5 | [5 empty] | 0.15451 | 0.1209 | 0.094933 | 0.068074 | 0.078423 | 0.087641 | 0.07785 | 0.088702 | 0.082533 | 0.078019
P95 | [5 empty] | 0.3115 | 0.23944 | 0.20257 | 0.16566 | 0.15045 | 0.15745 | 0.14029 | 0.13862 | 0.13637 | 0.13446
CO2EMISSIONS - CO2 Emissions
MEAN | [5 empty] | 7512.666 | 5771.7267 | 4513.6943 | 3471.7687 | 3533.4668 | 3764.298 | 3453.009 | 3655.474 | 3495.3468 | 3359.6521
P5 | [5 empty] | 4981.632 | 3886.9425 | 3006.333 | 2175.125 | 2520.97 | 2810.568 | 2473.6575 | 2844.0802 | 2603.0363 | 2494.32
P95 | [5 empty] | 9970.4353 | 7663.6003 | 6462.4918 | 5279.193 | 4840.3295 | 4974.54 | 4442.5635 | 4457.0855 | 4316.9545 | 4290.8347
FUELCONSUMED - Fuel Consumed
MEAN | [5 empty] | 122484.2359 | 94081.4162 | 73578.9084 | 56598.574 | 57590.6725 | 61357.319 | 56282.7368 | 59588.9504 | 56969.7589 | 54766.4007
P5 | [5 empty] | 81221.3627 | 63357.9528 | 49006.5664 | 35459.84 | 41088.157 | 45811.5596 | 40319.5428 | 46362.0678 | 42426.2432 | 40660.3544
P95 | [5 empty] | 162551.4046 | 124919.4519 | 105346.9695 | 86065.7748 | 78890.8422 | 81084.3707 | 72412.624 | 72656.3784 | 70360.7135 | 69945.81
FUELCOST - Fuel Cost
MEAN | [5 empty] | 212418.1044 | 173497.2308 | 141163.0465 | 114430.1165 | 116265.3631 | 127601.6347 | 119061.7474 | 127524.5041 | 126010.0913 | 122943.9922
P5 | [5 empty] | 99521.9936 | 78731.4461 | 70868.0325 | 51271.6144 | 65192.0988 | 70373.7875 | 67521.0346 | 79349.5485 | 69959.3714 | 67406.9219
P95 | [5 empty] | 336621.6831 | 280972.8273 | 285392.7174 | 231974.8846 | 194378.757 | 219222.7274 | 189559.7495 | 189984.0173 | 204318.7196 | 192715.2201
NETPOS - Net Position (MWh)
MEAN | [5 empty] | 14361.2801 | 11051.1448 | 8636.9715 | 6639.1504 | 6750.8443 | 7187.5306 | 6587.6707 | 7039.9011 | 6725.5862 | 6460.2891
P5 | [5 empty] | 9517.4916 | 7441.6928 | 5753.0433 | 4160 | 4816.9 | 5366.865 | 4719.6 | 5477.56 | 5008.59 | 4796.55
P95 | [5 empty] | 19066.1735 | 14674.465 | 12365.535 | 10091.18 | 9247.415 | 9497.485 | 8474.23 | 8583.34 | 8307.05 | 8250.835
NETREVENUE - Net Revenue $
MEAN | [5 empty] | 76497.8945 | 60609.7016 | 52483.481 | 39368.6521 | 45660.5 | 45605.38 | 44238.4431 | 45321.5847 | 45035.8563 | 44436.0902
P5 | [5 empty] | 23239.7294 | 17206.2965 | 23514.679 | 15008.3669 | 23348.0662 | 21881.033 | 21070.0053 | 20085.9373 | 21397.4126 | 19211.5655
P95 | [5 empty] | 131877.6937 | 110799.8984 | 99989.2135 | 79166.9983 | 77737.9563 | 87956.5236 | 70103.3014 | 70932.2859 | 75352.1774 | 80369.4179
STARTS - Number Starts
MEAN | [5 empty] | 135.1 | 128.75 | 108.86 | 92.94 | 92.69 | 99.59 | 91.27 | 95.11 | 92.71 | 90.33
P5 | [5 empty] | 105 | 110 | 83 | 65.5 | 75.5 | 76.5 | 68.5 | 78 | 72.5 | 71.5
P95 | [5 empty] | 165 | 150 | 129.5 | 116.5 | 113.5 | 123 | 114 | 114.5 | 111 | 112
VOMCOSTS - VOM Costs
MEAN | [5 empty] | 10052.8961 | 7846.3128 | 6218.6194 | 4912.9713 | 5063.1332 | 5534.3986 | 5138.3832 | 5631.9208 | 5514.9806 | 5362.0399
P5 | [5 empty] | 6662.2441 | 5283.6019 | 4142.1912 | 3078.4 | 3612.675 | 4132.4861 | 3681.288 | 4382.048 | 4107.0438 | 3981.1365
P95 | [5 empty] | 13346.3214 | 10418.8702 | 8903.1852 | 7467.4732 | 6935.5612 | 7313.0634 | 6609.8994 | 6866.672 | 6811.781 | 6848.193
16369: New 2024JAN 18V50DF_NG_B #5
CAPACITYFACTOR - Net Generation Capacity Factor
MEAN | [5 empty] | 0.2361 | 0.17804 | 0.13864 | 0.10797 | 0.10638 | 0.11469 | 0.1093 | 0.11555 | 0.11141 | 0.10616
P5 | [5 empty] | 0.14975 | 0.12182 | 0.090686 | 0.072201 | 0.077993 | 0.083437 | 0.078559 | 0.089446 | 0.082464 | 0.080507
P95 | [5 empty] | 0.30497 | 0.23151 | 0.20403 | 0.16503 | 0.15071 | 0.15199 | 0.13964 | 0.14185 | 0.13689 | 0.13385
CO2EMISSIONS - CO2 Emissions
MEAN | [5 empty] | 7569.6772 | 5680.8362 | 4418.0094 | 3426.6901 | 3417.2059 | 3649.4868 | 3476.3519 | 3707.9273 | 3513.727 | 3384.0434
P5 | [5 empty] | 4814.99 | 3912.9637 | 2896.922 | 2287.2135 | 2512.277 | 2645.496 | 2499.696 | 2852.8448 | 2600.6805 | 2559.96
P95 | [5 empty] | 9794.4385 | 7434.3215 | 6500.7693 | 5232.0112 | 4843.888 | 4852.578 | 4431.2165 | 4577.4288 | 4319.815 | 4262.5575
FUELCONSUMED - Fuel Consumed
MEAN | [5 empty] | 123414.2309 | 92599.7327 | 72019.1528 | 55863.6165 | 55695.736 | 59485.8555 | 56663.2091 | 60444.0183 | 57269.36 | 55164.0557
P5 | [5 empty] | 78499.5404 | 63782.7091 | 47223.3848 | 37287.2349 | 40946.4737 | 43120.9271 | 40743.959 | 46504.9402 | 42387.6915 | 41730.3637
P95 | [5 empty] | 159682.3003 | 121181.6838 | 105971.9761 | 85295.2734 | 78949.1212 | 79096.1177 | 72227.2117 | 74617.9709 | 70408.5005 | 69485.0063
FUELCOST - Fuel Cost
MEAN | [5 empty] | 213513.3072 | 170968.917 | 138635.4703 | 113006.9427 | 112991.2928 | 124023.7555 | 119908.6026 | 129299.5262 | 126431.6587 | 123954.8438
P5 | [5 empty] | 98558.5191 | 82647.4681 | 69448.7461 | 51860.5261 | 63501.3984 | 68814.3458 | 69164.8794 | 80680.0559 | 70067.3866 | 68968.3983
P95 | [5 empty] | 333848.8427 | 272584.1436 | 274600.6187 | 235182.6012 | 192876.4563 | 208166.4198 | 192176.149 | 191658.7977 | 210963.4873 | 198337.3291
NETPOS - Net Position (MWh)
MEAN | [5 empty] | 14468.9515 | 10877.465 | 8453.837 | 6552.9848 | 6528.7779 | 6968.4546 | 6632.2234 | 7140.8802 | 6760.9531 | 6507.1199
P5 | [5 empty] | 9211.4531 | 7493.1862 | 5543.545 | 4374.1754 | 4800.29 | 5051.655 | 4769.28 | 5494.44 | 5004.45 | 4922.775
P95 | [5 empty] | 18731.097 | 14236.57 | 12436.9273 | 10004.45 | 9253.2239 | 9265.37 | 8453.74 | 8815.51 | 8310.5573 | 8196.065
NETREVENUE - Net Revenue $
MEAN | [5 empty] | 75381.5718 | 61733.1231 | 53291.9236 | 39258.6215 | 46590.9364 | 46465.2838 | 44413.1764 | 44688.5945 | 44695.2088 | 44228.2175
P5 | [5 empty] | 22700.8036 | 17025.5287 | 24010.125 | 15613.9033 | 25354.3133 | 21225.6211 | 20648.0794 | 21795.7054 | 19506.8536 | 20031.4505
P95 | [5 empty] | 131414.9101 | 110524.6478 | 97396.8787 | 80209.3002 | 77796.5517 | 86966.5455 | 69732.1669 | 71979.888 | 73557.7711 | 77106.3137
STARTS - Number Starts
MEAN | [5 empty] | 135.86 | 128.5 | 106.59 | 91.86 | 90.84 | 99.01 | 91.54 | 96.38 | 93.67 | 91.51
P5 | [5 empty] | 106 | 107.5 | 80.5 | 71 | 72 | 76 | 71 | 79.5 | 74 | 70.5
P95 | [5 empty] | 164.5 | 148 | 129 | 116 | 109.5 | 123 | 111 | 116.5 | 111.5 | 112.5
VOMCOSTS - VOM Costs
MEAN | [5 empty] | 10128.266 | 7723.0002 | 6086.7627 | 4849.2087 | 4896.5834 | 5365.71 | 5173.1343 | 5712.7042 | 5543.9815 | 5400.9096
P5 | [5 empty] | 6448.0171 | 5320.1622 | 3991.3524 | 3236.8898 | 3600.2175 | 3889.7744 | 3720.0384 | 4395.552 | 4103.649 | 4085.9032
P95 | [5 empty] | 13111.7679 | 10107.9647 | 8954.5877 | 7403.293 | 6939.9179 | 7134.3349 | 6593.9172 | 7052.408 | 6814.657 | 6802.7339
16369: New 2024JAN 18V50DF_NG_B #6
CAPACITYFACTOR - Net Generation Capacity Factor
MEAN | [5 empty] | 0.23997 | 0.17566 | 0.13779 | 0.10872 | 0.10584 | 0.11366 | 0.10889 | 0.11405 | 0.11063 | 0.10469
P5 | [5 empty] | 0.16558 | 0.12241 | 0.091528 | 0.068905 | 0.075303 | 0.078959 | 0.081366 | 0.087945 | 0.077992 | 0.077717
P95 | [5 empty] | 0.30818 | 0.23449 | 0.19841 | 0.16554 | 0.14766 | 0.1569 | 0.14245 | 0.14308 | 0.13964 | 0.13348
CO2EMISSIONS - CO2 Emissions
MEAN | [5 empty] | 7698.0073 | 5603.3863 | 4393.5744 | 3442.4715 | 3407.3729 | 3616.7298 | 3460.7074 | 3656.7023 | 3494.8506 | 3338.7717
P5 | [5 empty] | 5285.9825 | 3910.761 | 2901.868 | 2188.1757 | 2425.347 | 2528.208 | 2584.487 | 2813.4045 | 2469.333 | 2472.44
P95 | [5 empty] | 9816.3373 | 7522.0358 | 6317.6145 | 5224.3462 | 4767.146 | 4960.7598 | 4550.681 | 4586.1933 | 4359.381 | 4249.4295
FUELCONSUMED - Fuel Consumed
MEAN | [5 empty] | 125508.5903 | 91337.4005 | 71620.7483 | 56120.9082 | 55535.5475 | 58951.9914 | 56408.2185 | 59609.0259 | 56961.6858 | 54426.0677
P5 | [5 empty] | 86183.4974 | 63746.6211 | 47304.0212 | 35672.599 | 39529.6407 | 41209.1618 | 42126.1692 | 45862.0147 | 40246.899 | 40303.6846
P95 | [5 empty] | 160043.9859 | 122612.9161 | 102985.6367 | 85171.695 | 77698.8385 | 80860.1096 | 74174.9654 | 74760.8433 | 71052.9901 | 69271.0045
FUELCOST - Fuel Cost
MEAN | [5 empty] | 216576.0513 | 168936.5844 | 137785.6136 | 113608.6857 | 112846.3406 | 123333.958 | 119550.6108 | 127791.304 | 126124.31 | 122579.5345
P5 | [5 empty] | 105944.6669 | 80240.2175 | 70127.848 | 51535.4668 | 63232.214 | 67869.9273 | 70550.2501 | 78078.0754 | 66095.1033 | 66212.5373
P95 | [5 empty] | 333350.5234 | 273608.0669 | 278594.0509 | 232006.3106 | 195789.7746 | 217775.8848 | 189740.1126 | 194772.8524 | 209073.9386 | 199212.5291
NETPOS - Net Position (MWh)
MEAN | [5 empty] | 14708.927 | 10729.0042 | 8407.1816 | 6583.1568 | 6509.8534 | 6905.7526 | 6602.3371 | 7042.1301 | 6724.654 | 6420.0072
P5 | [5 empty] | 10098.932 | 7487.6971 | 5553.1246 | 4184.96 | 4634.19 | 4827.69 | 4930.67 | 5418.48 | 4751.7 | 4754.475
P95 | [5 empty] | 18762.9446 | 14401.275 | 12086.3522 | 9986.6148 | 9106.0401 | 9470.188 | 8680.44 | 8832.39 | 8386.725 | 8170.82
NETREVENUE - Net Revenue $
MEAN | [5 empty] | 72691.9334 | 62331.3989 | 53350.0676 | 39561.9981 | 46712.1846 | 46870.2917 | 44283.1108 | 44478.5205 | 44808.9159 | 44127.6405
P5 | [5 empty] | 20475.8723 | 17745.9434 | 24346.3056 | 14436.9865 | 26264.896 | 21760.6468 | 20541.5222 | 21692.3258 | 19427.994 | 19446.4272
P95 | [5 empty] | 126451.8363 | 113580.9669 | 95563.6155 | 79699.0718 | 78981.0905 | 89363.6416 | 70552.8622 | 68944.3587 | 75588.6628 | 78990.541
STARTS - Number Starts
MEAN | [5 empty] | 135.62 | 126.89 | 106.64 | 91.85 | 89.43 | 97.23 | 91.3 | 96.5 | 93.3 | 90.39
P5 | [5 empty] | 108 | 105.5 | 79.5 | 70.5 | 71.5 | 78 | 73 | 77 | 71.5 | 70
P95 | [5 empty] | 163 | 150 | 129.5 | 118.5 | 115 | 123.5 | 113 | 116.5 | 112.5 | 113.5
VOMCOSTS - VOM Costs
MEAN | [5 empty] | 10296.2489 | 7617.593 | 6053.1707 | 4871.5361 | 4882.3901 | 5317.4295 | 5149.823 | 5633.704 | 5514.2163 | 5328.606
P5 | [5 empty] | 7069.2524 | 5316.265 | 3998.2497 | 3096.8704 | 3475.6425 | 3717.3213 | 3845.9226 | 4334.784 | 3896.394 | 3946.2142
P95 | [5 empty] | 13134.0612 | 10224.9052 | 8702.1736 | 7390.0949 | 6829.5301 | 7292.0448 | 6770.7432 | 7065.912 | 6877.1145 | 6781.7806
16369: New 2024JAN 18V50DF_NG_B #7
CAPACITYFACTOR - Net Generation Capacity Factor
MEAN | [5 empty] | 0.23873 | 0.17417 | 0.13896 | 0.10893 | 0.10577 | 0.11327 | 0.10625 | 0.11169 | 0.10963 | 0.10358
P5 | [5 empty] | 0.16096 | 0.11567 | 0.092018 | 0.067094 | 0.077139 | 0.083127 | 0.07574 | 0.083439 | 0.076426 | 0.072604
P95 | [5 empty] | 0.31431 | 0.23524 | 0.20021 | 0.16718 | 0.14361 | 0.15735 | 0.13744 | 0.14355 | 0.13758 | 0.13542
CO2EMISSIONS - CO2 Emissions
MEAN | [5 empty] | 7658.1009 | 5552.2414 | 4422.4771 | 3453.2078 | 3400.6194 | 3601.1432 | 3371.2938 | 3584.7397 | 3460.7394 | 3305.4644
P5 | [5 empty] | 5162.4435 | 3734.5918 | 2928.3992 | 2131.1053 | 2471.26 | 2654.184 | 2395.542 | 2690.7015 | 2386.1462 | 2301.776
P95 | [5 empty] | 10063.6933 | 7532.674 | 6386.2968 | 5261.1235 | 4636.044 | 5007.285 | 4381.1435 | 4630.353 | 4354.6695 | 4312.7148
FUELCONSUMED - Fuel Consumed
MEAN | [5 empty] | 124859.5227 | 90503.5922 | 72091.8968 | 56295.9917 | 55425.4031 | 58697.9641 | 54950.77 | 58435.9202 | 56405.6649 | 53883.1432
P5 | [5 empty] | 84180.1137 | 60874.9725 | 47736.5735 | 34742.4354 | 40277.7056 | 43262.5393 | 39046.2941 | 43861.8022 | 38891.0638 | 37521.6603
P95 | [5 empty] | 164076.2066 | 122785.2444 | 104104.8632 | 85770.6095 | 75561.2846 | 81618.2574 | 71410.8898 | 75481.0085 | 70975.8868 | 70302.4797
FUELCOST - Fuel Cost
MEAN | [5 empty] | 215507.6422 | 167844.2324 | 138476.8217 | 114010.4647 | 112344.9919 | 122638.3863 | 116709.6301 | 125667.0841 | 125137.1076 | 121707.1364
P5 | [5 empty] | 101029.1317 | 78523.8342 | 70122.5366 | 49438.0359 | 63512.5699 | 70046.3541 | 66729.9616 | 75685.0822 | 64265.68 | 62574.9634
P95 | [5 empty] | 332250.3093 | 276285.3799 | 275170.8041 | 236839.9947 | 185925.1965 | 207651.6253 | 185741.0059 | 198076.245 | 207941.1512 | 191451.7293
NETPOS - Net Position (MWh)
MEAN | [5 empty] | 14628.8852 | 10631.3186 | 8462.4936 | 6603.5958 | 6497.0888 | 6875.8988 | 6431.8385 | 6903.635 | 6659.141 | 6355.982
P5 | [5 empty] | 9834.3563 | 7151.665 | 5603.9793 | 4075.7101 | 4721.5513 | 5068.245 | 4570.56 | 5182.16 | 4591.625 | 4426.29
P95 | [5 empty] | 19233.4014 | 14422.8624 | 12219.2923 | 10058.18 | 8857.08 | 9559.625 | 8358.59 | 8916.65 | 8378.445 | 8292.91
NETREVENUE - Net Revenue $
MEAN | [5 empty] | 72150.9725 | 62999.3566 | 53292.3829 | 39276.8793 | 46447.6715 | 46588.1542 | 44921.0593 | 45292.7921 | 45134.1953 | 44964.214
P5 | [5 empty] | 22871.0885 | 19283.9565 | 24944.4379 | 14496.4231 | 25476.8909 | 20453.2755 | 21435.2412 | 21020.9493 | 21079.1848 | 22304.2844
P95 | [5 empty] | 125602.15 | 114844.4616 | 99456.8205 | 81982.2306 | 76433.1055 | 89171.6474 | 69743.4451 | 69343.6698 | 76190.9802 | 78031.3532
STARTS - Number Starts
MEAN | [5 empty] | 136.79 | 125.85 | 107.45 | 92.34 | 89.76 | 96.96 | 89.74 | 95.5 | 93.07 | 90.4
P5 | [5 empty] | 104.5 | 105.5 | 81 | 68.5 | 69.5 | 77 | 67.5 | 78 | 74 | 68
P95 | [5 empty] | 165 | 148.5 | 132.5 | 115 | 110 | 120 | 109 | 115 | 112.5 | 109.5
VOMCOSTS - VOM Costs
MEAN | [5 empty] | 10240.2197 | 7548.2362 | 6092.9954 | 4886.6609 | 4872.8166 | 5294.4421 | 5016.834 | 5522.908 | 5460.4956 | 5275.4651
P5 | [5 empty] | 6884.0494 | 5077.6821 | 4034.8651 | 3016.0255 | 3541.1635 | 3902.5487 | 3565.0368 | 4145.728 | 3765.1325 | 3673.8207
P95 | [5 empty] | 13463.381 | 10240.2323 | 8797.8904 | 7443.0532 | 6642.81 | 7360.9113 | 6519.7002 | 7133.32 | 6870.3249 | 6883.1153
16369: New 2024JAN 18V50DF_NG_B #8
CAPACITYFACTOR - Net Generation Capacity Factor
MEAN | [5 empty] | 0.24409 | 0.17042 | 0.13772 | 0.10815 | 0.10656 | 0.11429 | 0.10374 | 0.11041 | 0.10851 | 0.10234
P5 | [5 empty] | 0.16805 | 0.10963 | 0.093523 | 0.069638 | 0.077721 | 0.084891 | 0.074191 | 0.082582 | 0.075764 | 0.073986
P95 | [5 empty] | 0.31604 | 0.23221 | 0.1999 | 0.16301 | 0.1483 | 0.15333 | 0.1361 | 0.14297 | 0.13857 | 0.13203
CO2EMISSIONS - CO2 Emissions
MEAN | [5 empty] | 7837.5304 | 5439.4128 | 4389.2389 | 3428.2897 | 3424.7136 | 3636.6336 | 3295.5006 | 3541.4194 | 3425.4583 | 3266.2805
P5 | [5 empty] | 5355.3088 | 3486.2 | 2985.9865 | 2199.8913 | 2506.4265 | 2706.312 | 2363.1597 | 2642.4967 | 2399.281 | 2358.664
P95 | [5 empty] | 10164.4865 | 7419.3152 | 6375.103 | 5152.3673 | 4792.8525 | 4878.642 | 4328.0577 | 4579.7885 | 4403.83 | 4187.832
FUELCONSUMED - Fuel Consumed
MEAN | [5 empty] | 127788.1606 | 88664.3948 | 71549.9967 | 55889.6654 | 55818.0953 | 59276.4189 | 53715.4716 | 57729.7743 | 55830.6873 | 53244.3826
P5 | [5 empty] | 87326.4724 | 56826.112 | 48675.0888 | 35863.5916 | 40851.3198 | 44112.2128 | 38518.6312 | 43076.0045 | 39105.143 | 38449.0017
P95 | [5 empty] | 165727.2111 | 120937.9547 | 103922.1262 | 83997.6175 | 78117.3607 | 79520.9544 | 70546.6912 | 74656.5908 | 71778.0749 | 68266.5949
FUELCOST - Fuel Cost
MEAN | [5 empty] | 220406.1379 | 164765.1456 | 137319.9209 | 112906.0733 | 112951.9341 | 123558.5892 | 114554.1784 | 124390.1702 | 124174.8746 | 120324.9827
P5 | [5 empty] | 108336.4713 | 73813.243 | 70966.4834 | 51569.0005 | 65053.7404 | 72203.8541 | 64779.0336 | 71428.2499 | 65107.4172 | 63366.4493
P95 | [5 empty] | 336310.5401 | 269740.8796 | 269023.8348 | 231507.9121 | 192342.463 | 213238.1277 | 182225.684 | 193156.1686 | 208093.6763 | 194693.5764
NETPOS - Net Position (MWh)
MEAN | [5 empty] | 14963.4476 | 10415.3966 | 8399.1578 | 6556.1352 | 6543.1292 | 6943.7612 | 6287.0244 | 6820.0949 | 6591.0813 | 6280.6367
P5 | [5 empty] | 10199.5978 | 6676 | 5714.38 | 4207.1072 | 4788.8208 | 5167.785 | 4508.39 | 5089.32 | 4616.9 | 4535.685
P95 | [5 empty] | 19409.7715 | 14204.9287 | 12199.075 | 9850.18 | 9155.925 | 9315.14 | 8254.6 | 8819.66 | 8470.685 | 8053.155
NETREVENUE - Net Revenue $
MEAN | [5 empty] | 68421.1055 | 64170.9313 | 53566.7604 | 39674.576 | 46805.4443 | 46916.1096 | 45336.0957 | 45720.2758 | 45752.3076 | 44831.0873
P5 | [5 empty] | 14402.6613 | 23105.8974 | 24960.4199 | 14298.4308 | 25405.4838 | 21408.9299 | 22132.882 | 21689.9304 | 22303.749 | 21455.7849
P95 | [5 empty] | 120613.8179 | 116049.4091 | 99212.6806 | 82525.7493 | 79057.1036 | 90700.9807 | 72209.1157 | 72035.7104 | 77097.7627 | 77268.6875
STARTS - Number Starts
MEAN | [5 empty] | 136.34 | 123.9 | 106.29 | 91.01 | 89.95 | 97.14 | 88.25 | 94.35 | 91.99 | 90.24
P5 | [5 empty] | 106.5 | 101 | 82.5 | 70 | 71 | 77.5 | 68.5 | 75 | 70.5 | 69.5
P95 | [5 empty] | 167.5 | 151 | 129 | 113 | 109 | 123.5 | 110.5 | 112.5 | 110 | 113
VOMCOSTS - VOM Costs
MEAN | [5 empty] | 10474.4133 | 7394.9316 | 6047.3936 | 4851.54 | 4907.3469 | 5346.6961 | 4903.8791 | 5456.0759 | 5404.6867 | 5212.9285
P5 | [5 empty] | 7139.7185 | 4739.96 | 4114.3536 | 3113.2593 | 3591.6156 | 3979.1944 | 3516.5442 | 4071.456 | 3785.858 | 3764.6186
P95 | [5 empty] | 13586.84 | 10085.4994 | 8783.334 | 7289.1332 | 6866.9437 | 7172.6578 | 6438.588 | 7055.728 | 6945.9617 | 6684.1186
16369: New 2024JAN LM6000_GAS_B #1
CAPACITYFACTOR - Net Generation Capacity Factor
MEAN | [5 empty] | 0.27108 | 0.21174 | 0.16579 | 0.13129 | 0.1238 | 0.12353 | 0.11139 | 0.090838 | 0.087933 | 0.081397
P5 | [5 empty] | 0.22489 | 0.16578 | 0.14228 | 0.1079 | 0.093893 | 0.092513 | 0.086796 | 0.072501 | 0.06883 | 0.062161
P95 | [5 empty] | 0.31241 | 0.25247 | 0.19286 | 0.15466 | 0.14672 | 0.14934 | 0.14288 | 0.11175 | 0.11011 | 0.1023
CO2EMISSIONS - CO2 Emissions
MEAN | [5 empty] | 26808.4121 | 20860.9108 | 16325.9993 | 12862.9183 | 12279.9681 | 12118.3592 | 10928.1613 | 8891.6427 | 8475.421 | 7912.0462
P5 | [5 empty] | 22212.3037 | 16363.0675 | 14049.182 | 10623.4628 | 9420.039 | 9090.5557 | 8550.4285 | 7076.138 | 6631.9293 | 6058.43
P95 | [5 empty] | 30969.4613 | 24803.805 | 18962.412 | 15199.1115 | 14573.9 | 14648.1007 | 14074.5075 | 10970.6542 | 10640.0932 | 9970.0685
FUELCONSUMED - Fuel Consumed
MEAN | [5 empty] | 454371.533 | 353570.361 | 276709.7366 | 218011.5172 | 208132.6693 | 205395.5763 | 185222.9685 | 150703.0635 | 143649.0087 | 134100.9374
P5 | [5 empty] | 376472.8251 | 277336.7293 | 238119.9073 | 180055.3482 | 159659.8492 | 154076.9593 | 144922.4358 | 119932.3584 | 112403.8633 | 102684.075
P95 | [5 empty] | 524896.5033 | 420398.3241 | 321394.3551 | 257607.2772 | 247012.425 | 248272.4803 | 238550.841 | 185939.9064 | 180337.8085 | 168982.2712
FUELCOST - Fuel Cost
MEAN | [5 empty] | 750075.0182 | 606416.4569 | 492797.562 | 402438.4043 | 390917.7569 | 395933.9085 | 365031.9438 | 310464.2743 | 305312.2756 | 291599.159
P5 | [5 empty] | 499783.4333 | 437075.0904 | 377472.087 | 315077.7304 | 317844.3893 | 318146.657 | 307234.3959 | 247777.503 | 237875.0633 | 213912.0008
P95 | [5 empty] | 1015487.8307 | 764859.3892 | 704057.6662 | 553466.8494 | 482146.786 | 506730.4718 | 422672.1584 | 407764.7505 | 421553.1256 | 413515.2957
NETPOS - Net Position (MWh)
MEAN | [5 empty] | 47253.2589 | 36715.4691 | 28689.4491 | 22568.4074 | 21512.4206 | 21196.6539 | 19085.3136 | 15504.4304 | 14755.9331 | 13753.9423
P5 | [5 empty] | 39154.74 | 28799.245 | 24688.43 | 18639.27 | 16502.31 | 15900.615 | 14932.76 | 12338.72 | 11546.365 | 10531.7
P95 | [5 empty] | 54591.42 | 43655.07 | 33322.38 | 26667.42 | 25531 | 25621.515 | 24580.2 | 19129.62 | 18524.685 | 17331.515
NETREVENUE - Net Revenue $
MEAN | [5 empty] | 213244.1756 | 145706.9833 | 125799.4338 | 88848.3779 | 112511.1628 | 118783.3604 | 118208.471 | 130938.6453 | 128480.8865 | 128494.9714
P5 | [5 empty] | 32885.3526 | -12587.6872 | 17453.5254 | -11036.9047 | 33112.1251 | 21445.0072 | 26223.7569 | 50431.3055 | 47002.8435 | 48365.5891
P95 | [5 empty] | 379720.5421 | 317664.7083 | 282636.6547 | 226136.4181 | 222738.976 | 252168.7003 | 203455.4965 | 197320.6738 | 211147.8059 | 212131.5556
STARTS - Number Starts
MEAN | [5 empty] | 158.36 | 143.46 | 121.8 | 104.4 | 98.83 | 100.44 | 92.61 | 80.38 | 78.49 | 74.23
P5 | [5 empty] | 129.5 | 105.5 | 101.5 | 83 | 70 | 75 | 65.5 | 61.5 | 61.5 | 58.5
P95 | [5 empty] | 193.5 | 185.5 | 143.5 | 130 | 121.5 | 121 | 120.5 | 100.5 | 98 | 92.5
VOMCOSTS - VOM Costs
MEAN | [5 empty] | 27406.8902 | 21662.1268 | 17213.6695 | 13766.7285 | 13552.825 | 13565.8585 | 12405.4538 | 10232.9241 | 10034.0345 | 9490.2202
P5 | [5 empty] | 22709.7492 | 16991.5546 | 14813.058 | 11369.9547 | 10396.4553 | 10176.3936 | 9706.294 | 8143.5552 | 7851.5282 | 7266.873
P95 | [5 empty] | 31663.0236 | 25756.4913 | 19993.428 | 16267.1262 | 16084.53 | 16397.7696 | 15977.13 | 12625.5492 | 12596.7858 | 11958.7453
16369: New 2025JAN 18V50DF_NG_B #1
CAPACITYFACTOR - Net Generation Capacity Factor
MEAN | [6 empty] | 0.17625 | 0.14324 | 0.11425 | 0.11171 | 0.11989 | 0.10858 | 0.11146 | 0.10915 | 0.103
P5 | [6 empty] | 0.11567 | 0.096061 | 0.071383 | 0.081493 | 0.088858 | 0.081005 | 0.084327 | 0.081938 | 0.076113
P95 | [6 empty] | 0.23803 | 0.20598 | 0.16041 | 0.15184 | 0.15598 | 0.14023 | 0.1432 | 0.13898 | 0.13056
CO2EMISSIONS - CO2 Emissions
MEAN | [6 empty] | 5631.8982 | 4567.0982 | 3620.6827 | 3589.6566 | 3815.8987 | 3446.9585 | 3572.1637 | 3442.9961 | 3278.8946
P5 | [6 empty] | 3703.8873 | 3042.3595 | 2257.3115 | 2647.0185 | 2810.568 | 2560.4525 | 2690.1838 | 2596.3023 | 2419.928
P95 | [6 empty] | 7634.4308 | 6542.8507 | 5107.6093 | 4877.1327 | 4994.549 | 4420.2013 | 4562.813 | 4390.3945 | 4166.2855
FUELCONSUMED - Fuel Consumed
MEAN | [6 empty] | 91802.2346 | 74449.352 | 59026.1631 | 58506.4135 | 62198.3934 | 56184.1265 | 58230.9391 | 56116.4811 | 53449.9865
P5 | [6 empty] | 60374.5036 | 49594.0155 | 36799.9336 | 43142.5649 | 45811.5596 | 41734.2636 | 43853.6616 | 42316.3317 | 39447.6771
P95 | [6 empty] | 124444.5723 | 106656.7636 | 83267.4485 | 79491.1065 | 81410.587 | 72047.5142 | 74380.9397 | 71558.4003 | 67915.6593
FUELCOST - Fuel Cost
MEAN | [6 empty] | 170277.0395 | 142675.578 | 118530.172 | 117767.8942 | 129160.495 | 118974.5941 | 125127.8793 | 124372.415 | 120449.1475
P5 | [6 empty] | 72877.0478 | 74415.0485 | 53419.465 | 67703.405 | 74510.0766 | 66680.7491 | 75543.1039 | 69761.782 | 64204.2299
P95 | [6 empty] | 279910.3969 | 282628.8364 | 227574.1012 | 197729.0208 | 207195.41 | 188813.0203 | 198764.2763 | 206394.5523 | 192313.0979
NETPOS - Net Position (MWh)
MEAN | [6 empty] | 10783.2688 | 8739.416 | 6924.0473 | 6858.3485 | 7286.0794 | 6576.0981 | 6879.3717 | 6624.9702 | 6304.8785
P5 | [6 empty] | 7091.1393 | 5822.2216 | 4317.0934 | 5057.745 | 5366.865 | 4885.2 | 5181.0618 | 4996.025 | 4653.495
P95 | [6 empty] | 14618.0205 | 12519.71 | 9765.1795 | 9316.4504 | 9535.3626 | 8433.11 | 8785.3637 | 8447.3261 | 8010.935
NETREVENUE - Net Revenue $
MEAN | [6 empty] | 62195.2098 | 52148.4151 | 38018.2184 | 45261.4131 | 45205.5254 | 44272.9982 | 45550.275 | 45439.3825 | 44757.3163
P5 | [6 empty] | 21408.8789 | 24066.3075 | 13694.9032 | 24233.3644 | 20350.9775 | 21650.6152 | 20153.0216 | 20016.3727 | 21472.2655
P95 | [6 empty] | 111621.911 | 99653.8113 | 78934.7686 | 77952.322 | 86491.9376 | 69558.5547 | 72253.7763 | 75314.8495 | 78807.8498
STARTS - Number Starts
MEAN | [6 empty] | 127.09 | 109.56 | 95.06 | 93.2 | 100.54 | 91.32 | 94.67 | 91.76 | 89.64
P5 | [6 empty] | 103 | 85.5 | 70.5 | 74.5 | 77.5 | 69.5 | 74.5 | 72.5 | 70.5
P95 | [6 empty] | 151.5 | 131.5 | 118.5 | 113.5 | 123.5 | 111 | 114 | 111 | 112
VOMCOSTS - VOM Costs
MEAN | [6 empty] | 7656.1208 | 6292.3796 | 5123.795 | 5143.7614 | 5610.2811 | 5129.3565 | 5503.4973 | 5432.4755 | 5233.0492
P5 | [6 empty] | 5034.7089 | 4191.9996 | 3194.6491 | 3793.3088 | 4132.4861 | 3810.456 | 4144.8495 | 4096.7405 | 3862.4008
P95 | [6 empty] | 10378.7946 | 9014.1912 | 7226.2328 | 6987.3378 | 7342.2292 | 6577.8258 | 7028.291 | 6926.8074 | 6649.076
16369: New 2025JAN 18V50DF_NG_B #10
CAPACITYFACTOR - Net Generation Capacity Factor
MEAN | [6 empty] | 0.15998 | 0.12561 | 0.096389 | 0.096148 | 0.10258 | 0.095449 | 0.093901 | 0.09398 | 0.088855
P5 | [6 empty] | 0.10388 | 0.078768 | 0.056515 | 0.069029 | 0.072505 | 0.066784 | 0.069922 | 0.06429 | 0.062973
P95 | [6 empty] | 0.21904 | 0.19083 | 0.15693 | 0.13916 | 0.1442 | 0.13108 | 0.11861 | 0.1251 | 0.12125
CO2EMISSIONS - CO2 Emissions
MEAN | [6 empty] | 5103.198 | 4002.3602 | 3056.5706 | 3089.4106 | 3265.2033 | 3031.4884 | 3012.2958 | 2965.5864 | 2835.9359
P5 | [6 empty] | 3325.7795 | 2496.1205 | 1794.931 | 2216.715 | 2293.632 | 2104.7787 | 2251.411 | 2031.508 | 2021.712
P95 | [6 empty] | 7004.2293 | 6020.5207 | 5010.4828 | 4501.3025 | 4594.8207 | 4131.442 | 3790.6462 | 3917.1777 | 3885.888
FUELCONSUMED - Fuel Consumed
MEAN | [6 empty] | 83183.9825 | 65243.3793 | 49829.7163 | 50353.1445 | 53222.2117 | 49412.0871 | 49104.2952 | 48335.3115 | 46229.2486
P5 | [6 empty] | 54211.5033 | 40689.8842 | 29262.0305 | 36129.2415 | 37385.6314 | 34306.9794 | 36701.3574 | 33110.924 | 32956.2872
P95 | [6 empty] | 114172.2643 | 98142.1708 | 81684.113 | 73365.1935 | 74895.6877 | 67340.7101 | 61792.2784 | 63845.6554 | 63344.552
FUELCOST - Fuel Cost
MEAN | [6 empty] | 155085.1825 | 126515.7862 | 101847.1955 | 102525.9115 | 111409.0585 | 105586.2436 | 106557.8939 | 108372.1653 | 105362.046
P5 | [6 empty] | 68530.9064 | 59335.9837 | 42677.1647 | 57511.6924 | 60979.5276 | 56952.7427 | 61653.3501 | 53944.3564 | 56627.7626
P95 | [6 empty] | 257361.0434 | 266776.0376 | 223959.4644 | 182973.1176 | 200452.4029 | 168695.6296 | 174405.6367 | 192222.8827 | 173104.3474
NETPOS - Net Position (MWh)
MEAN | [6 empty] | 9771.6929 | 7658.9092 | 5845.3383 | 5902.452 | 6234.4834 | 5783.5418 | 5801.3002 | 5706.3308 | 5453.0701
P5 | [6 empty] | 6368.1124 | 4776.4506 | 3432.5323 | 4235.55 | 4379.76 | 4015.8 | 4335.8999 | 3909.2 | 3887.73
P95 | [6 empty] | 13409.835 | 11520.11 | 9579.99 | 8599.625 | 8771.215 | 7882.56 | 7300.6 | 7535.8 | 7472.52
NETREVENUE - Net Revenue $
MEAN | [6 empty] | 66783.5921 | 56702.7243 | 43142.2326 | 49788.6947 | 50160.2862 | 48065.2548 | 51094.3782 | 49769.546 | 49304.0851
P5 | [6 empty] | 24759.299 | 28659.723 | 18117.7259 | 27926.6345 | 25795.596 | 25346.3089 | 26889.105 | 27779.1153 | 25315.9335
P95 | [6 empty] | 115444.6425 | 103750.9939 | 85235.1325 | 81223.6686 | 92955.3678 | 75057.1649 | 76264.3129 | 80786.1675 | 82875.569
STARTS - Number Starts
MEAN | [6 empty] | 119.98 | 99.2 | 83.59 | 83.05 | 90.71 | 83.36 | 84.16 | 83.5 | 80.49
P5 | [6 empty] | 97.5 | 70.5 | 58 | 65 | 69 | 64 | 66.5 | 60.5 | 59
P95 | [6 empty] | 145 | 126 | 109.5 | 103 | 119.5 | 103 | 104.5 | 106.5 | 103.5
VOMCOSTS - VOM Costs
MEAN | [6 empty] | 6937.9019 | 5514.4146 | 4325.5504 | 4426.839 | 4800.5522 | 4511.1626 | 4641.0402 | 4679.1913 | 4526.0482
P5 | [6 empty] | 4521.3598 | 3439.0444 | 2540.0739 | 3176.6625 | 3372.4152 | 3132.324 | 3468.7199 | 3205.544 | 3226.8159
P95 | [6 empty] | 9520.9829 | 8294.4792 | 7089.1926 | 6449.7188 | 6753.8355 | 6148.3968 | 5840.48 | 6179.356 | 6202.1916
16369: New 2025JAN 18V50DF_NG_B #11
CAPACITYFACTOR - Net Generation Capacity Factor
MEAN | [6 empty] | 0.15986 | 0.12649 | 0.095759 | 0.094651 | 0.10009 | 0.094402 | 0.092751 | 0.092562 | 0.087081
P5 | [6 empty] | 0.10651 | 0.080198 | 0.057588 | 0.067995 | 0.070072 | 0.066394 | 0.067226 | 0.064387 | 0.062534
P95 | [6 empty] | 0.22009 | 0.1925 | 0.16045 | 0.13548 | 0.13965 | 0.1286 | 0.12387 | 0.12458 | 0.11911
CO2EMISSIONS - CO2 Emissions
MEAN | [6 empty] | 5099.3259 | 4031.4765 | 3035.7697 | 3043.4318 | 3182.4906 | 2997.3574 | 2976.5038 | 2920.957 | 2778.7963
P5 | [6 empty] | 3399.045 | 2524.595 | 1827.105 | 2194.9825 | 2228.472 | 2100.439 | 2164.8315 | 2044.6427 | 1991.08
P95 | [6 empty] | 7032.1478 | 6129.3395 | 5042.585 | 4338.3453 | 4474.98 | 4107.7887 | 3956.5775 | 3938.4025 | 3816.539
FUELCONSUMED - Fuel Consumed
MEAN | [6 empty] | 83120.877 | 65718.0178 | 49490.5962 | 49603.6703 | 51873.9581 | 48855.738 | 48520.8844 | 47607.8565 | 45297.8054
P5 | [6 empty] | 55405.4592 | 41153.8652 | 29786.2656 | 35775.0333 | 36323.5396 | 34236.2434 | 35289.463 | 33325.0033 | 32456.9495
P95 | [6 empty] | 114627.6246 | 99916.0443 | 82207.3627 | 70709.5151 | 72941.6669 | 66955.4949 | 64498.2527 | 64190.9669 | 62214.6771
FUELCOST - Fuel Cost
MEAN | [6 empty] | 155070.005 | 127453.9094 | 101316.6668 | 100935.6258 | 108745.3733 | 104562.5814 | 105676.9775 | 106869.3664 | 103323.0806
P5 | [6 empty] | 70098.5499 | 59312.0602 | 42881.1032 | 55623.3515 | 59182.9884 | 56163.6644 | 59248.7766 | 54643.5006 | 53874.7285
P95 | [6 empty] | 263261.4267 | 259548.6183 | 227404.1529 | 176813.3275 | 199708.6767 | 175393.4615 | 180008.6337 | 192513.9655 | 173721.6116
NETPOS - Net Position (MWh)
MEAN | [6 empty] | 9764.2537 | 7714.6208 | 5805.5715 | 5814.835 | 6076.6745 | 5718.4847 | 5732.2577 | 5620.5589 | 5343.2444
P5 | [6 empty] | 6509.1 | 4831.4 | 3494.4 | 4194.025 | 4255.335 | 4007.52 | 4169.36 | 3934.475 | 3828.825
P95 | [6 empty] | 13462.7979 | 11728.36 | 9640.8628 | 8287.845 | 8543.56 | 7837.0539 | 7617.4937 | 7578.215 | 7337.59
NETREVENUE - Net Revenue $
MEAN | [6 empty] | 66944.8336 | 56662.2367 | 43313.561 | 50128.95 | 50677.0894 | 48707.0214 | 51176.2945 | 50145.7833 | 49868.3876
P5 | [6 empty] | 23710.7759 | 27802.0556 | 19269.1747 | 29091.284 | 25967.4929 | 24984.4896 | 26903.7403 | 27582.427 | 26543.657
P95 | [6 empty] | 118670.1157 | 100645.3571 | 84629.938 | 81625.6908 | 91611.0867 | 74251.0755 | 74996.5432 | 79600.6152 | 82873.1539
STARTS - Number Starts
MEAN | [6 empty] | 119.23 | 99.67 | 82.9 | 82.22 | 89.69 | 81.98 | 83.38 | 82.59 | 79.27
P5 | [6 empty] | 98.5 | 69.5 | 58 | 65 | 67.5 | 62.5 | 66 | 59.5 | 57
P95 | [6 empty] | 145 | 126.5 | 107.5 | 102.5 | 116.5 | 103.5 | 105 | 104.5 | 106
VOMCOSTS - VOM Costs
MEAN | [6 empty] | 6932.6201 | 5554.527 | 4296.1229 | 4361.1263 | 4679.0393 | 4460.418 | 4585.8062 | 4608.8583 | 4434.8928
P5 | [6 empty] | 4621.461 | 3478.608 | 2585.856 | 3145.5188 | 3276.608 | 3125.8656 | 3335.488 | 3226.2695 | 3177.9248
P95 | [6 empty] | 9558.5865 | 8444.4192 | 7134.2384 | 6215.8837 | 6578.5412 | 6112.902 | 6093.995 | 6214.1363 | 6090.1997
16369: New 2025JAN 18V50DF_NG_B #2
CAPACITYFACTOR - Net Generation Capacity Factor
MEAN | [6 empty] | 0.16849 | 0.13586 | 0.10565 | 0.10512 | 0.11313 | 0.10228 | 0.10692 | 0.1041 | 0.099599
P5 | [6 empty] | 0.10726 | 0.090023 | 0.065563 | 0.0757 | 0.084571 | 0.071593 | 0.081582 | 0.074801 | 0.07503
P95 | [6 empty] | 0.22848 | 0.19705 | 0.15876 | 0.14634 | 0.15114 | 0.13754 | 0.13678 | 0.12921 | 0.12904
CO2EMISSIONS - CO2 Emissions
MEAN | [6 empty] | 5374.2628 | 4329.7233 | 3353.7658 | 3380.9926 | 3598.4197 | 3249.9708 | 3430.411 | 3286.2343 | 3176.1546
P5 | [6 empty] | 3416.476 | 2855.404 | 2105.521 | 2447.0795 | 2684.592 | 2291.388 | 2603.0565 | 2364.255 | 2393.672
P95 | [6 empty] | 7271.734 | 6360.0352 | 5020.5778 | 4711.607 | 4802.457 | 4366.452 | 4378.053 | 4070.4165 | 4093.9147
FUELCONSUMED - Fuel Consumed
MEAN | [6 empty] | 87602.483 | 70579.8162 | 54674.741 | 55105.5418 | 58653.5387 | 52973.3056 | 55920.225 | 53561.4858 | 51775.2347
P5 | [6 empty] | 55689.5898 | 46546.4406 | 34325.1251 | 39883.8489 | 43758.1822 | 37348.6291 | 42433.079 | 38534.265 | 39019.6734
P95 | [6 empty] | 118532.2172 | 103676.6562 | 81848.6479 | 76794.4757 | 78279.0065 | 71171.8859 | 71368.71 | 66343.2467 | 66735.782
FUELCOST - Fuel Cost
MEAN | [6 empty] | 162714.084 | 135567.591 | 110454.1613 | 111352.5053 | 122016.4301 | 112971.5833 | 120472.3235 | 118839.6376 | 117084.5752
P5 | [6 empty] | 69415.8412 | 67119.2833 | 49839.1282 | 64360.2797 | 72277.7528 | 60519.2316 | 73079.6079 | 63930.9292 | 66297.5584
P95 | [6 empty] | 266629.9285 | 269277.4888 | 221996.9283 | 188888.0928 | 203952.8829 | 188063.1278 | 191197.202 | 192582.6268 | 193069.66
NETPOS - Net Position (MWh)
MEAN | [6 empty] | 10290.5762 | 8285.2666 | 6413.6975 | 6459.5743 | 6870.7596 | 6200.2639 | 6606.3056 | 6323.2947 | 6107.3125
P5 | [6 empty] | 6542.48 | 5464.48 | 4026.88 | 4675.715 | 5126.31 | 4371.84 | 5013.36 | 4549.5 | 4603.005
P95 | [6 empty] | 13923.27 | 12169.85 | 9598.7232 | 8997.59 | 9170.05 | 8329.4 | 8430.2421 | 7830.675 | 7872.16
NETREVENUE - Net Revenue $
MEAN | [6 empty] | 64233.671 | 54210.8275 | 40545.0759 | 47205.5071 | 47172.2542 | 46554.4283 | 47128.8551 | 46641.8229 | 46445.1574
P5 | [6 empty] | 23732.8399 | 25695.3633 | 15107.0151 | 24814.857 | 21612.8124 | 22394.7705 | 22004.2746 | 24382.9863 | 21942.2831
P95 | [6 empty] | 111272.6419 | 101416.7846 | 84377.378 | 79168.4333 | 91868.8724 | 72958.709 | 71801.4167 | 77641.933 | 77204.9197
STARTS - Number Starts
MEAN | [6 empty] | 124.05 | 105.94 | 90.46 | 89.76 | 96.91 | 87.19 | 92.09 | 90.29 | 87.68
P5 | [6 empty] | 102.5 | 79.5 | 65.5 | 71.5 | 76.5 | 67 | 75.5 | 69 | 69
P95 | [6 empty] | 152 | 129.5 | 115 | 111.5 | 121 | 108.5 | 111.5 | 108 | 110
VOMCOSTS - VOM Costs
MEAN | [6 empty] | 7306.3091 | 5965.392 | 4746.1362 | 4844.6807 | 5290.4849 | 4836.2058 | 5285.0444 | 5185.1017 | 5069.0693
P5 | [6 empty] | 4645.1608 | 3934.4256 | 2979.8912 | 3506.7863 | 3947.2587 | 3410.0352 | 4010.688 | 3730.59 | 3820.4941
P95 | [6 empty] | 9885.5217 | 8762.292 | 7103.0552 | 6748.1925 | 7060.9385 | 6496.932 | 6744.1937 | 6421.1535 | 6533.8928
16369: New 2025JAN 18V50DF_NG_B #3
CAPACITYFACTOR - Net Generation Capacity Factor
MEAN | [6 empty] | 0.16865 | 0.13624 | 0.10734 | 0.10616 | 0.11421 | 0.10427 | 0.10892 | 0.1069 | 0.10192
P5 | [6 empty] | 0.1064 | 0.091325 | 0.068215 | 0.078012 | 0.086027 | 0.071869 | 0.082772 | 0.073607 | 0.073036
P95 | [6 empty] | 0.23005 | 0.19463 | 0.16199 | 0.14661 | 0.15135 | 0.13835 | 0.13551 | 0.13175 | 0.13038
CO2EMISSIONS - CO2 Emissions
MEAN | [6 empty] | 5379.0254 | 4337.5116 | 3405.1176 | 3414.2412 | 3630.0645 | 3312.452 | 3493.3841 | 3375.264 | 3252.6701
P5 | [6 empty] | 3403.4028 | 2901.2748 | 2157.724 | 2512.277 | 2717.337 | 2282.7085 | 2651.2613 | 2316.0943 | 2328.032
P95 | [6 empty] | 7347.79 | 6178.2537 | 5197.0195 | 4698.901 | 4770.4028 | 4370.46 | 4330.0003 | 4194.6968 | 4172.334
FUELCONSUMED - Fuel Consumed
MEAN | [6 empty] | 87680.0786 | 70706.7695 | 55511.9429 | 55647.3939 | 59169.359 | 53991.728 | 56946.6825 | 55012.5595 | 53022.5033
P5 | [6 empty] | 55476.4918 | 47294.3397 | 35176.1613 | 40946.4737 | 44292.0689 | 37207.157 | 43218.8768 | 37749.3077 | 37949.6641
P95 | [6 empty] | 119771.645 | 100714.0659 | 84726.0034 | 76585.6003 | 77757.0873 | 71236.9071 | 70584.7297 | 68368.3841 | 68014.8894
FUELCOST - Fuel Cost
MEAN | [6 empty] | 163097.4492 | 135715.4904 | 112067.5565 | 112417.1026 | 123340.3011 | 115187.0093 | 122672.7014 | 122254.6859 | 119789.1957
P5 | [6 empty] | 72322.0391 | 67607.5551 | 52591.3139 | 64962.5366 | 72974.5131 | 60504.7961 | 75930.6696 | 64576.7175 | 64111.9888
P95 | [6 empty] | 270089.0388 | 265197.7434 | 225228.384 | 191421.7674 | 208242.943 | 185643.2446 | 190849.6127 | 202053.5652 | 193830.039
NETPOS - Net Position (MWh)
MEAN | [6 empty] | 10299.741 | 8300.2129 | 6511.7783 | 6523.2287 | 6931.1734 | 6319.489 | 6727.7512 | 6494.5745 | 6254.5233
P5 | [6 empty] | 6517.445 | 5551.875 | 4126.72 | 4800.29 | 5188.45 | 4355.28 | 5106.2 | 4456.825 | 4476.78
P95 | [6 empty] | 14070.1412 | 11820.4817 | 9933.2699 | 8977.3 | 9107.6844 | 8337.82 | 8338.58 | 8071.005 | 8022.0403
NETREVENUE - Net Revenue $
MEAN | [6 empty] | 64395.0396 | 54119.356 | 40029.9094 | 46858.2602 | 46838.0446 | 45919.934 | 46422.0129 | 46274.8145 | 45757.1289
P5 | [6 empty] | 22693.9336 | 25003.4735 | 15230.0301 | 25105.4012 | 20990.7164 | 23009.6791 | 21716.9823 | 24282.9368 | 21975.5993
P95 | [6 empty] | 113619.9198 | 102333.2074 | 81286.3879 | 81204.2452 | 88935.0484 | 71716.9386 | 71953.7318 | 77530.8118 | 79461.4643
STARTS - Number Starts
MEAN | [6 empty] | 124.12 | 104.93 | 91.05 | 89.97 | 97.84 | 88.19 | 93.96 | 90.96 | 88.56
P5 | [6 empty] | 100.5 | 78.5 | 68.5 | 71.5 | 77.5 | 69.5 | 74.5 | 69.5 | 68
P95 | [6 empty] | 149.5 | 127 | 111.5 | 110.5 | 123 | 108 | 111 | 110 | 108.5
VOMCOSTS - VOM Costs
MEAN | [6 empty] | 7312.8161 | 5976.1533 | 4818.716 | 4892.4215 | 5337.0035 | 4929.2014 | 5382.2009 | 5325.5511 | 5191.2544
P5 | [6 empty] | 4627.3859 | 3997.35 | 3053.7728 | 3600.2175 | 3995.1065 | 3397.1184 | 4084.96 | 3654.5965 | 3715.7274
P95 | [6 empty] | 9989.8002 | 8510.7468 | 7350.6197 | 6732.975 | 7012.917 | 6503.4996 | 6670.864 | 6618.2241 | 6658.2935
16369: New 2025JAN 18V50DF_NG_B #4
CAPACITYFACTOR - Net Generation Capacity Factor
MEAN | [6 empty] | 0.16582 | 0.13331 | 0.10338 | 0.10419 | 0.11248 | 0.10256 | 0.10571 | 0.10317 | 0.097727
P5 | [6 empty] | 0.104 | 0.087992 | 0.061169 | 0.077106 | 0.082531 | 0.075614 | 0.080754 | 0.074035 | 0.074868
P95 | [6 empty] | 0.22905 | 0.19162 | 0.15784 | 0.1429 | 0.14857 | 0.1365 | 0.13426 | 0.12762 | 0.12297
CO2EMISSIONS - CO2 Emissions
MEAN | [6 empty] | 5284.6874 | 4242.8843 | 3280.7178 | 3347.9719 | 3574.1904 | 3260.5482 | 3395.1778 | 3255.9012 | 3117.7998
P5 | [6 empty] | 3327.3077 | 2794.4655 | 1940.2115 | 2494.891 | 2645.496 | 2391.2022 | 2585.5275 | 2342.3637 | 2398.048
P95 | [6 empty] | 7342.8088 | 6101.023 | 5041.603 | 4596.591 | 4729.2767 | 4357.4407 | 4335.7845 | 4045.8362 | 3951.528
FUELCONSUMED - Fuel Consumed
MEAN | [6 empty] | 86142.2298 | 69164.2591 | 53483.9577 | 54567.3076 | 58258.61 | 53145.6783 | 55345.808 | 53067.069 | 50823.9019
P5 | [6 empty] | 54236.2721 | 45553.0715 | 31630.1773 | 40663.1071 | 43120.9271 | 38975.558 | 42147.3344 | 38177.4662 | 39091.0073
P95 | [6 empty] | 119689.9984 | 99455.1245 | 82192.0373 | 74917.9332 | 77087.2659 | 71024.699 | 70679.8767 | 65942.1526 | 64414.5614
FUELCOST - Fuel Cost
MEAN | [6 empty] | 160375.7949 | 133046.1084 | 108426.5104 | 110221.9118 | 121220.6649 | 113014.9157 | 119136.0846 | 117660.7668 | 114580.3646
P5 | [6 empty] | 69525.2024 | 66689.6364 | 47129.2252 | 65091.185 | 68234.2817 | 64332.4433 | 75629.3695 | 61678.7119 | 63709.1743
P95 | [6 empty] | 267334.8562 | 266753.5728 | 226080.2856 | 188898.0659 | 210967.7009 | 182066.5107 | 193555.5834 | 193987.337 | 174963.1823
NETPOS - Net Position (MWh)
MEAN | [6 empty] | 10119.3488 | 8119.0544 | 6273.8291 | 6396.5668 | 6824.5284 | 6220.5263 | 6538.585 | 6265.0205 | 5995.2711
P5 | [6 empty] | 6371.335 | 5347.86 | 3710.72 | 4767.07 | 5051.655 | 4562.28 | 4979.6 | 4507.375 | 4611.42
P95 | [6 empty] | 14061.325 | 11672.9 | 9637.95 | 8782.47 | 9027.9226 | 8312.98 | 8347.4277 | 7784.555 | 7598.745
NETREVENUE - Net Revenue $
MEAN | [6 empty] | 65387.4052 | 54707.8946 | 40954.5965 | 47577.9309 | 47680.0745 | 46163.9299 | 47850.3351 | 47712.9403 | 46889.7523
P5 | [6 empty] | 24699.4086 | 24996.596 | 15774.6944 | 25286.0503 | 22758.1685 | 23342.8036 | 21513.5797 | 24238.2491 | 21902.5366
P95 | [6 empty] | 116330.3323 | 102750.5934 | 84224.9835 | 80754.6807 | 92211.7128 | 71869.2522 | 73136.2092 | 79109.7117 | 80260.5905
STARTS - Number Starts
MEAN | [6 empty] | 121.79 | 104.29 | 89.66 | 88.74 | 96.94 | 87.51 | 92.23 | 89.42 | 86
P5 | [6 empty] | 97.5 | 77.5 | 66.5 | 70.5 | 75.5 | 67 | 73.5 | 69.5 | 65.5
P95 | [6 empty] | 148.5 | 131 | 112 | 105 | 120 | 108 | 109 | 107.5 | 104
VOMCOSTS - VOM Costs
MEAN | [6 empty] | 7184.7377 | 5845.7192 | 4642.6335 | 4797.4251 | 5254.8869 | 4852.0105 | 5230.868 | 5137.3168 | 4976.075
P5 | [6 empty] | 4523.6479 | 3850.4592 | 2745.9328 | 3575.3025 | 3889.7744 | 3558.5784 | 3983.68 | 3696.0475 | 3827.4786
P95 | [6 empty] | 9983.5408 | 8404.488 | 7132.083 | 6586.8525 | 6951.5004 | 6484.1244 | 6677.9422 | 6383.3351 | 6306.9583
16369: New 2025JAN 18V50DF_NG_B #5
CAPACITYFACTOR - Net Generation Capacity Factor
MEAN | [6 empty] | 0.16192 | 0.13244 | 0.10367 | 0.10207 | 0.10862 | 0.10191 | 0.10413 | 0.10161 | 0.096769
P5 | [6 empty] | 0.097172 | 0.085146 | 0.062956 | 0.074459 | 0.07595 | 0.07748 | 0.079503 | 0.072578 | 0.072245
P95 | [6 empty] | 0.22811 | 0.19666 | 0.16037 | 0.14527 | 0.14949 | 0.13452 | 0.12967 | 0.12813 | 0.12345
CO2EMISSIONS - CO2 Emissions
MEAN | [6 empty] | 5168.3908 | 4217.1 | 3286.8842 | 3281.3578 | 3455.2256 | 3239.3044 | 3337.3617 | 3209.7705 | 3085.9909
P5 | [6 empty] | 3120.149 | 2737.8798 | 1988.0642 | 2377.5355 | 2402.232 | 2464.978 | 2537.3227 | 2302.9595 | 2284.272
P95 | [6 empty] | 7225.0983 | 6328.0395 | 5087.2212 | 4694.5545 | 4781.111 | 4291.0625 | 4187.0863 | 4057.615 | 3934.3575
FUELCONSUMED - Fuel Consumed
MEAN | [6 empty] | 84246.5433 | 68743.8828 | 53584.4244 | 53481.5629 | 56319.4949 | 52799.5162 | 54403.2995 | 52315.2108 | 50305.4251
P5 | [6 empty] | 50859.3702 | 44630.6573 | 32410.2938 | 38750.3826 | 39155.7844 | 40178.0707 | 41361.5366 | 37535.2285 | 37236.3245
P95 | [6 empty] | 117771.7392 | 103154.5717 | 82935.1639 | 76514.7586 | 77931.9138 | 69943.5162 | 68254.9889 | 66134.911 | 64134.9597
FUELCOST - Fuel Cost
MEAN | [6 empty] | 157798.3732 | 132429.2764 | 108538.7617 | 108299.3362 | 117557.7386 | 112027.182 | 116889.3779 | 116087.4096 | 113324.4582
P5 | [6 empty] | 64774.6512 | 64309.7374 | 47891.0984 | 60962.2221 | 62238.7747 | 65265.8144 | 71255.9754 | 62277.6208 | 62728.3196
P95 | [6 empty] | 263909.1436 | 278968.3263 | 229374.1746 | 189403.7404 | 209306.3165 | 177029.5406 | 178932.7732 | 199514.7222 | 176154.2319
NETPOS - Net Position (MWh)
MEAN | [6 empty] | 9896.7214 | 8069.8589 | 6285.6541 | 6269.3304 | 6597.4068 | 6179.7642 | 6427.2911 | 6176.1869 | 5933.9762
P5 | [6 empty] | 5975.02 | 5239.57 | 3802.24 | 4542.835 | 4587.135 | 4703.04 | 4886.76 | 4431.55 | 4392.63
P95 | [6 empty] | 13834.215 | 12109.1663 | 9725.607 | 8968.995 | 9127.6837 | 8183.5767 | 8063.6665 | 7805.255 | 7564.94
NETREVENUE - Net Revenue $
MEAN | [6 empty] | 66290.0848 | 54864.8864 | 41044.5267 | 48137.5437 | 48304.2621 | 46103.9048 | 47781.1236 | 47727.8967 | 47033.8719
P5 | [6 empty] | 24855.7466 | 25931.9419 | 15557.396 | 25783.0425 | 22656.0458 | 22602.6817 | 22022.5201 | 23900.8711 | 22366.5183
P95 | [6 empty] | 115849.4367 | 104612.2574 | 82017.5642 | 79436.0407 | 90397.1134 | 73881.4368 | 73644.0005 | 78547.5538 | 78509.1674
STARTS - Number Starts
MEAN | [6 empty] | 120.09 | 103.72 | 89.52 | 87.76 | 95.54 | 87.6 | 91.51 | 88.67 | 85.69
P5 | [6 empty] | 95.5 | 75 | 65.5 | 69 | 74 | 66.5 | 74.5 | 66.5 | 67
P95 | [6 empty] | 144 | 127 | 111 | 107 | 122.5 | 106 | 109 | 107 | 107
VOMCOSTS - VOM Costs
MEAN | [6 empty] | 7026.6722 | 5810.2984 | 4651.3841 | 4701.9978 | 5080.0032 | 4820.216 | 5141.8329 | 5064.4733 | 4925.2002
P5 | [6 empty] | 4242.2642 | 3772.4904 | 2813.6576 | 3407.1262 | 3532.0939 | 3668.3712 | 3909.408 | 3633.871 | 3645.8829
P95 | [6 empty] | 9822.2926 | 8718.5997 | 7196.9492 | 6726.7463 | 7028.3164 | 6383.1898 | 6450.9332 | 6400.3091 | 6278.9002
16369: New 2025JAN 18V50DF_NG_B #6
CAPACITYFACTOR - Net Generation Capacity Factor
MEAN | [6 empty] | 0.15834 | 0.13158 | 0.10345 | 0.10168 | 0.10803 | 0.10095 | 0.10193 | 0.099643 | 0.094644
P5 | [6 empty] | 0.095613 | 0.087778 | 0.06237 | 0.073565 | 0.075386 | 0.075546 | 0.07661 | 0.071601 | 0.07051
P95 | [6 empty] | 0.22101 | 0.19241 | 0.15518 | 0.14127 | 0.14658 | 0.13406 | 0.12526 | 0.12517 | 0.12139
CO2EMISSIONS - CO2 Emissions
MEAN | [6 empty] | 5042.8153 | 4193.1508 | 3282.8297 | 3268.1919 | 3431.5991 | 3208.7106 | 3269.4948 | 3146.6012 | 3019.1003
P5 | [6 empty] | 3050.425 | 2790.1127 | 1970.6633 | 2373.189 | 2406.576 | 2404.2215 | 2458.4423 | 2267.9335 | 2236.136
P95 | [6 empty] | 7066.5015 | 6109.919 | 4914.7773 | 4535.74 | 4646.733 | 4259.6305 | 4027.5293 | 3956.2488 | 3862.946
FUELCONSUMED - Fuel Consumed
MEAN | [6 empty] | 82199.7268 | 68353.517 | 53518.3198 | 53267.0054 | 55934.4307 | 52300.7343 | 53296.9757 | 51285.6627 | 49214.9987
P5 | [6 empty] | 49722.848 | 45482.1165 | 32126.615 | 38679.5409 | 39226.5905 | 39187.7662 | 40075.6858 | 36964.3505 | 36451.651
P95 | [6 empty] | 115186.948 | 99599.6193 | 80123.88 | 73926.1501 | 75741.3494 | 69430.2807 | 65654.2759 | 64482.1495 | 62971.1159
FUELCOST - Fuel Cost
MEAN | [6 empty] | 154184.1433 | 131692.1499 | 108252.8027 | 107760.8641 | 116946.3744 | 110947.7567 | 114860.3042 | 114049.7281 | 111107.8538
P5 | [6 empty] | 64651.8943 | 65910.5908 | 46917.3467 | 61869.3043 | 61883.0841 | 65101.9476 | 69822.3061 | 60110.3335 | 62804.5695
P95 | [6 empty] | 259933.7373 | 271082.7325 | 220442.654 | 179609.2 | 201018.1886 | 177034.913 | 177541.9 | 187570.4749 | 173334.0248
NETPOS - Net Position (MWh)
MEAN | [6 empty] | 9655.9969 | 8023.9236 | 6278.0079 | 6244.1159 | 6552.1749 | 6121.686 | 6296.5941 | 6054.6073 | 5805.4604
P5 | [6 empty] | 5841.5 | 5339.53 | 3768.96 | 4534.53 | 4595.43 | 4587.12 | 4734.84 | 4364.15 | 4300.065
P95 | [6 empty] | 13529.3295 | 11690.805 | 9396.95 | 8666.2 | 8871.14 | 8126.75 | 7755.162 | 7611.77 | 7428.1963
NETREVENUE - Net Revenue $
MEAN | [6 empty] | 67029.83 | 55411.9196 | 40903.6163 | 48173.0079 | 48449.6056 | 46470.7862 | 48470.963 | 48032.3984 | 47629.3415
P5 | [6 empty] | 26447.4687 | 26906.2067 | 16660.8617 | 25994.8838 | 23343.4727 | 21720.7274 | 23815.7675 | 24795.3898 | 23653.763
P95 | [6 empty] | 113205.6066 | 98685.6394 | 82545.7076 | 78443.0684 | 89708.6612 | 73309.143 | 69237.1827 | 80060.5942 | 82128.4862
STARTS - Number Starts
MEAN | [6 empty] | 117.2 | 102.93 | 89.58 | 88.1 | 94.17 | 87.78 | 90.54 | 88.06 | 84.57
P5 | [6 empty] | 92.5 | 74.5 | 65.5 | 69 | 69.5 | 68.5 | 73 | 67.5 | 64
P95 | [6 empty] | 143 | 126.5 | 110 | 110 | 117.5 | 109 | 107 | 107.5 | 104
VOMCOSTS - VOM Costs
MEAN | [6 empty] | 6855.7578 | 5777.225 | 4645.7258 | 4683.0869 | 5045.1747 | 4774.9151 | 5037.2753 | 4964.778 | 4818.5321
P5 | [6 empty] | 4147.465 | 3844.4616 | 2789.0304 | 3400.8975 | 3538.4811 | 3577.9536 | 3787.872 | 3578.603 | 3569.0539
P95 | [6 empty] | 9605.8239 | 8417.3796 | 6953.743 | 6499.65 | 6830.7778 | 6338.865 | 6204.1296 | 6241.6514 | 6165.4029
16369: New 2025JAN 18V50DF_NG_B #7
CAPACITYFACTOR - Net Generation Capacity Factor
MEAN | [6 empty] | 0.15719 | 0.12963 | 0.10213 | 0.10082 | 0.10681 | 0.099826 | 0.099573 | 0.097444 | 0.092478
P5 | [6 empty] | 0.097027 | 0.083218 | 0.059898 | 0.072616 | 0.078489 | 0.076043 | 0.076691 | 0.072157 | 0.067541
P95 | [6 empty] | 0.22182 | 0.18967 | 0.15691 | 0.14109 | 0.14432 | 0.1343 | 0.12138 | 0.12443 | 0.12479
CO2EMISSIONS - CO2 Emissions
MEAN | [6 empty] | 5016.2197 | 4127.6558 | 3239.0733 | 3239.9492 | 3393.8965 | 3171.305 | 3190.5711 | 3078.0861 | 2946.6877
P5 | [6 empty] | 3102.718 | 2661.8735 | 1896.709 | 2326.8547 | 2505.0248 | 2399.8818 | 2449.6777 | 2276.69 | 2148.616
P95 | [6 empty] | 7060.4335 | 6020.187 | 5015.1782 | 4531.728 | 4618.475 | 4264.302 | 3928.8558 | 3940.7582 | 3964.9895
FUELCONSUMED - Fuel Consumed
MEAN | [6 empty] | 81766.1443 | 67285.8678 | 52805.0366 | 52806.7045 | 55319.8699 | 51691.0611 | 52010.4389 | 50168.8531 | 48034.645
P5 | [6 empty] | 50575.2397 | 43391.818 | 30920.9805 | 37924.5293 | 40831.5912 | 39117.0301 | 39932.8134 | 37107.07 | 35024.9719
P95 | [6 empty] | 115088.2569 | 98136.4264 | 81761.4134 | 73861.085 | 75281.6328 | 69506.7316 | 64045.4193 | 64229.5186 | 64634.2974
FUELCOST - Fuel Cost
MEAN | [6 empty] | 153280.4355 | 129879.6484 | 107061.9382 | 106759.0064 | 115485.6449 | 109742.0242 | 112163.3534 | 111571.4074 | 108575.5603
P5 | [6 empty] | 64801.4468 | 62586.572 | 44394.1877 | 60759.0271 | 63072.171 | 62381.49 | 70048.5369 | 60146.7269 | 59726.9536
P95 | [6 empty] | 254726.7767 | 265589.4306 | 225306.9312 | 184434.1544 | 200705.7731 | 176994.032 | 169686.6114 | 185635.4785 | 177404.3595
NETPOS - Net Position (MWh)
MEAN | [6 empty] | 9605.1991 | 7898.6285 | 6194.2224 | 6190.1031 | 6480.2484 | 6050.2854 | 6144.5996 | 5922.9103 | 5666.0861
P5 | [6 empty] | 5941.64 | 5093.725 | 3627.52 | 4445.444 | 4783.1385 | 4578.84 | 4717.96 | 4381 | 4131.765
P95 | [6 empty] | 13518.2217 | 11520.25 | 9587.3491 | 8657.76 | 8814.2401 | 8134.89 | 7566.39 | 7582.355 | 7623.845
NETREVENUE - Net Revenue $
MEAN | [6 empty] | 67510.2341 | 55715.7803 | 41351.0904 | 48275.0737 | 48357.466 | 47064.3202 | 49133.1755 | 48819.4901 | 48147.7962
P5 | [6 empty] | 26176.7376 | 27437.6749 | 17031.4285 | 25986.9137 | 24535.227 | 23230.1028 | 24169.4517 | 24593.0215 | 24965.9122
P95 | [6 empty] | 114219.4902 | 100535.1414 | 81862.7561 | 80028.2347 | 92252.4744 | 70575.5531 | 74344.7556 | 79078.7684 | 81283.2243
STARTS - Number Starts
MEAN | [6 empty] | 116.29 | 101.68 | 88.87 | 86.46 | 93.69 | 86.56 | 87.86 | 86.87 | 83.52
P5 | [6 empty] | 92 | 71.5 | 61.5 | 67.5 | 73.5 | 68 | 71 | 67 | 62.5
P95 | [6 empty] | 145 | 127 | 112.5 | 105.5 | 118 | 109.5 | 105 | 106 | 107.5
VOMCOSTS - VOM Costs
MEAN | [6 empty] | 6819.6914 | 5687.0125 | 4583.7246 | 4642.5773 | 4989.7912 | 4719.2226 | 4915.6797 | 4856.7865 | 4702.8515
P5 | [6 empty] | 4218.5644 | 3667.482 | 2684.3648 | 3334.083 | 3683.0166 | 3571.4952 | 3774.368 | 3592.42 | 3429.365
P95 | [6 empty] | 9597.9374 | 8294.58 | 7094.6383 | 6493.32 | 6786.9649 | 6345.2142 | 6053.112 | 6217.5311 | 6327.7914
16369: New 2025JAN 18V50DF_NG_B #8
CAPACITYFACTOR - Net Generation Capacity Factor
MEAN | [6 empty] | 0.15835 | 0.12681 | 0.099652 | 0.099312 | 0.10507 | 0.098095 | 0.097351 | 0.096573 | 0.091546
P5 | [6 empty] | 0.094191 | 0.078836 | 0.058859 | 0.071611 | 0.078597 | 0.071262 | 0.072875 | 0.070027 | 0.066153
P95 | [6 empty] | 0.2245 | 0.19231 | 0.1568 | 0.13952 | 0.14321 | 0.12945 | 0.12399 | 0.12524 | 0.12161
CO2EMISSIONS - CO2 Emissions
MEAN | [6 empty] | 5053.5696 | 4042.7181 | 3157.678 | 3194.7696 | 3337.9085 | 3120.2761 | 3122.2947 | 3047.7982 | 2918.9839
P5 | [6 empty] | 2969.9722 | 2515.8895 | 1874.6637 | 2294.952 | 2480.424 | 2265.3495 | 2331.357 | 2211.0163 | 2104.856
P95 | [6 empty] | 7125.2525 | 6157.7993 | 4953.9295 | 4483.582 | 4565.874 | 4135.7818 | 3996.612 | 3923.5785 | 3855.5895
FUELCONSUMED - Fuel Consumed
MEAN | [6 empty] | 82374.9851 | 65901.2821 | 51478.0639 | 52070.3129 | 54407.211 | 50859.2237 | 50897.4232 | 49675.2685 | 47583.028
P5 | [6 empty] | 48411.5956 | 41011.9553 | 30561.8037 | 37404.3912 | 40430.2945 | 36924.2129 | 38004.0371 | 36036.6738 | 34311.6324
P95 | [6 empty] | 116144.0694 | 100380.1237 | 80762.1572 | 73076.0503 | 74422.9138 | 67411.4461 | 65149.7779 | 63949.8232 | 62850.9485
FUELCOST - Fuel Cost
MEAN | [6 empty] | 154352.5056 | 127616.9602 | 104752.6582 | 105451.0103 | 113627.6678 | 108204.1915 | 109971.9168 | 110804.4444 | 107890.3443
P5 | [6 empty] | 61956.2136 | 58974.3284 | 44495.7841 | 58836.5047 | 64392.7257 | 60391.1834 | 66357.8731 | 58914.5806 | 59528.5843
P95 | [6 empty] | 258907.8103 | 258990.6898 | 223675.3346 | 182515.0416 | 192448.4695 | 169248.5398 | 178405.0957 | 185619.3238 | 170838.6523
NETPOS - Net Position (MWh)
MEAN | [6 empty] | 9676.6989 | 7736.0352 | 6038.6097 | 6103.8823 | 6373.5148 | 5953.0936 | 6013.1707 | 5864.5274 | 5612.7858
P5 | [6 empty] | 5687.045 | 4814.74 | 3585.3003 | 4385.04 | 4736.445 | 4322.16 | 4490.08 | 4254.625 | 4047.615
P95 | [6 empty] | 13643.93 | 11782.435 | 9471.83 | 8566.54 | 8717.9 | 7890.84 | 7697.28 | 7548.51 | 7413.47
NETREVENUE - Net Revenue $
MEAN | [6 empty] | 67441.8433 | 56470.1895 | 42072.5524 | 48429.7004 | 49326.1673 | 47447.7831 | 49552.9578 | 48972.9464 | 48194.4737
P5 | [6 empty] | 27072.8064 | 27423.9068 | 17521.7755 | 26160.2751 | 24940.8613 | 23492.1612 | 24360.3359 | 26662.985 | 24530.7802
P95 | [6 empty] | 116834.8513 | 101591.0085 | 84647.3092 | 78806.867 | 90935.2257 | 73610.3621 | 73995.7081 | 79469.2443 | 79439.5366
STARTS - Number Starts
MEAN | [6 empty] | 117.54 | 99.4 | 86.53 | 86.5 | 92.4 | 85.84 | 87.16 | 85.51 | 82.44
P5 | [6 empty] | 96 | 71.5 | 61.5 | 67 | 74 | 65.5 | 69 | 65 | 62
P95 | [6 empty] | 143 | 127.5 | 113 | 105.5 | 118.5 | 108.5 | 105 | 105.5 | 104.5
VOMCOSTS - VOM Costs
MEAN | [6 empty] | 6870.4562 | 5569.9453 | 4468.5712 | 4577.9117 | 4907.6064 | 4643.413 | 4810.5366 | 4808.9125 | 4658.6122
P5 | [6 empty] | 4037.802 | 3466.6128 | 2653.1222 | 3288.78 | 3647.0626 | 3371.2848 | 3592.064 | 3488.7925 | 3359.5204
P95 | [6 empty] | 9687.1903 | 8483.3532 | 7009.1542 | 6424.905 | 6712.783 | 6154.8552 | 6157.824 | 6189.7782 | 6153.1801
16369: New 2025JAN 18V50DF_NG_B #9
CAPACITYFACTOR - Net Generation Capacity Factor
MEAN | [6 empty] | 0.15906 | 0.12606 | 0.097707 | 0.098172 | 0.10297 | 0.097028 | 0.095993 | 0.095831 | 0.090324
P5 | [6 empty] | 0.098118 | 0.078072 | 0.056252 | 0.068566 | 0.074567 | 0.070595 | 0.069919 | 0.067368 | 0.061316
P95 | [6 empty] | 0.22182 | 0.18787 | 0.15733 | 0.14055 | 0.14201 | 0.13085 | 0.12286 | 0.12474 | 0.12011
CO2EMISSIONS - CO2 Emissions
MEAN | [6 empty] | 5070.9811 | 4014.8523 | 3095.7222 | 3158.3051 | 3273.7291 | 3079.7918 | 3078.222 | 3023.955 | 2885.9256
P5 | [6 empty] | 3109.4203 | 2476.7148 | 1774.902 | 2208.022 | 2380.512 | 2256.6545 | 2243.712 | 2110.3165 | 1960.448
P95 | [6 empty] | 7014.2955 | 5951.2105 | 4959.6192 | 4503.3085 | 4521.747 | 4149.4645 | 3945.0368 | 3891.5748 | 3864.008
FUELCONSUMED - Fuel Consumed
MEAN | [6 empty] | 82658.7674 | 65447.0798 | 50468.0186 | 51475.975 | 53361.1416 | 50199.4185 | 50178.9962 | 49286.6216 | 47044.1239
P5 | [6 empty] | 50684.6401 | 40373.3609 | 28935.2294 | 35987.5582 | 38801.7538 | 36782.8152 | 36575.3139 | 34395.3995 | 31957.6118
P95 | [6 empty] | 114335.5885 | 97012.6362 | 80854.1785 | 73397.726 | 73705.0168 | 67635.0839 | 64309.9549 | 63428.9841 | 62987.8823
FUELCOST - Fuel Cost
MEAN | [6 empty] | 154443.6778 | 126937.7661 | 103008.1076 | 104606.2248 | 111639.0883 | 106965.8822 | 108501.3669 | 110243.6342 | 107016.0682
P5 | [6 empty] | 64669.9794 | 59050.6703 | 41890.1161 | 58852.4626 | 60116.9831 | 60542.9941 | 63905.3113 | 54196.4788 | 54888.5074
P95 | [6 empty] | 251792.2733 | 261906.8163 | 219430.8345 | 181928.038 | 192843.0153 | 171326.6469 | 174560.0639 | 192986.2179 | 176552.6695
NETPOS - Net Position (MWh)
MEAN | [6 empty] | 9710.2065 | 7682.6384 | 5920.1494 | 6034.2508 | 6250.8832 | 5875.7275 | 5928.206 | 5818.6755 | 5549.356
P5 | [6 empty] | 5954.085 | 4739.77 | 3394.56 | 4218.94 | 4545.66 | 4305.5678 | 4321.28 | 4060.85 | 3769.92
P95 | [6 empty] | 13431.06 | 11386.69 | 9484.66 | 8603.845 | 8630.15 | 7915.4 | 7595.58 | 7484.96 | 7430.445
NETREVENUE - Net Revenue $
MEAN | [6 empty] | 67460.1949 | 56687.2677 | 42474.9084 | 49177.7171 | 49388.1943 | 47465.725 | 50153.454 | 49544.2955 | 48850.0859
P5 | [6 empty] | 25552.5076 | 28223.4688 | 18485.1001 | 26526.1801 | 25209.0478 | 23941.9667 | 25359.3555 | 25781.8697 | 25452.6175
P95 | [6 empty] | 114100.3941 | 100708.6598 | 80327.563 | 80828.9058 | 92524.1324 | 74072.72 | 76059.6366 | 79729.1721 | 81593.4448
STARTS - Number Starts
MEAN | [6 empty] | 118.16 | 98.52 | 84.94 | 84.51 | 91.19 | 85.49 | 85.5 | 84.53 | 82.22
P5 | [6 empty] | 92.5 | 71.5 | 61 | 66 | 69 | 63.5 | 67 | 63 | 61
P95 | [6 empty] | 141 | 123.5 | 108 | 104 | 117 | 106.5 | 105 | 102 | 102.5
VOMCOSTS - VOM Costs
MEAN | [6 empty] | 6894.2466 | 5531.4997 | 4380.9106 | 4525.6881 | 4813.18 | 4583.0674 | 4742.5648 | 4771.3139 | 4605.9655
P5 | [6 empty] | 4227.4003 | 3412.6344 | 2511.9744 | 3164.205 | 3500.1582 | 3358.3429 | 3457.024 | 3329.897 | 3129.0336
P95 | [6 empty] | 9536.0526 | 8198.4168 | 7018.6484 | 6452.8837 | 6645.2155 | 6174.012 | 6076.464 | 6137.6672 | 6167.2693
16369: New 2025JAN J920_A #1
CAPACITYFACTOR - Net Generation Capacity Factor
MEAN | [6 empty] | 0.42806 | 0.33311 | 0.28712 | 0.2714 | 0.27705 | 0.24699 | 0.24533 | 0.23961 | 0.2256
P5 | [6 empty] | 0.3885 | 0.29446 | 0.25668 | 0.2435 | 0.24596 | 0.21569 | 0.21798 | 0.21057 | 0.2004
P95 | [6 empty] | 0.46884 | 0.37032 | 0.3257 | 0.29943 | 0.30417 | 0.27973 | 0.27687 | 0.27678 | 0.2577
CO2EMISSIONS - CO2 Emissions
MEAN | [6 empty] | 6841.5967 | 5315.1547 | 4557.9849 | 4370.4207 | 4407.3404 | 3931.1672 | 3941.3761 | 3794.2555 | 3606.3133
P5 | [6 empty] | 6235.2075 | 4699.9092 | 4066.8257 | 3915.0177 | 3897.2225 | 3455.2182 | 3501.8315 | 3337.433 | 3206.9547
P95 | [6 empty] | 7504.6915 | 5921.257 | 5184.7932 | 4816.1962 | 4839.7548 | 4443.1003 | 4459.08 | 4391.6322 | 4124.3145
FUELCONSUMED - Fuel Consumed
MEAN | [6 empty] | 115835.2968 | 89972.4537 | 77162.2343 | 73984.6439 | 74618.9985 | 66554.9203 | 66735.6362 | 64228.6121 | 61056.8348
P5 | [6 empty] | 105567.9536 | 79556.5499 | 68847.0613 | 66275.1589 | 65982.3074 | 58497.3042 | 59292.6713 | 56501.5361 | 54295.3905
P95 | [6 empty] | 127061.0661 | 100231.5132 | 87774.3508 | 81532.5504 | 81941.4908 | 75221.8309 | 75500.8297 | 74306.6111 | 69826.83
FUELCOST - Fuel Cost
MEAN | [6 empty] | 201091.0779 | 163746.2374 | 146464.5767 | 142894.7466 | 149956.9895 | 137202.9454 | 140803.7262 | 138973.698 | 134869.0466
P5 | [6 empty] | 136573.7547 | 112930.4253 | 97939.4778 | 106026.5796 | 106416.8884 | 98575.3678 | 103224.6685 | 97594.7341 | 95640.3738
P95 | [6 empty] | 263880.5465 | 242638.7033 | 228925.9004 | 196165.9323 | 216180.1852 | 196917.7298 | 194439.0889 | 212802.3125 | 182927.9871
NETPOS - Net Position (MWh)
MEAN | [6 empty] | 14208.5565 | 11026.5793 | 9449.7901 | 9054.3512 | 9125.3214 | 8132.7814 | 8230.792 | 7916.3748 | 7519.7568
P5 | [6 empty] | 12951.3665 | 9749.3597 | 8433.7108 | 8113.5685 | 8072.0974 | 7149.4081 | 7314.905 | 6965.6577 | 6687.995
P95 | [6 empty] | 15589.3316 | 12285.0164 | 10741.3131 | 9971.8183 | 10010.8755 | 9190.4589 | 9313.795 | 9148.757 | 8600.34
NETREVENUE - Net Revenue $
MEAN | [6 empty] | 6910.808 | 10082.3653 | 1378.38 | 6413.6569 | 7251.5377 | 10472.9448 | 12135.6926 | 12962.1245 | 13066.1406
P5 | [6 empty] | -34147.1772 | -15895.2518 | -20973.492 | -12731.5269 | -13252.3618 | -8821.3334 | -5453.0516 | -3778.8258 | -6356.9231
P95 | [6 empty] | 48282.5277 | 46888.3192 | 35120.7516 | 34358.6307 | 35135.5898 | 27284.9145 | 31267.1467 | 32897.9123 | 35620.0854
STARTS - Number Starts
MEAN | [6 empty] | 189.84 | 172.69 | 158.11 | 154.97 | 156.87 | 148.61 | 149.21 | 142.75 | 141.45
P5 | [6 empty] | 157 | 149.5 | 132.5 | 134 | 136 | 128.5 | 128.5 | 124 | 121
P95 | [6 empty] | 229 | 197 | 179 | 177 | 174 | 169 | 172.5 | 165 | 163
VOMCOSTS - VOM Costs
MEAN | [6 empty] | 7956.7916 | 6285.1502 | 5480.8783 | 5342.0672 | 5475.1929 | 5042.3245 | 5185.399 | 5066.4799 | 4887.8419
P5 | [6 empty] | 7252.7653 | 5557.135 | 4891.5523 | 4787.0054 | 4843.2584 | 4432.633 | 4608.3902 | 4458.0209 | 4347.1967
P95 | [6 empty] | 8730.0257 | 7002.4594 | 6229.9616 | 5883.3728 | 6006.5253 | 5698.0845 | 5867.6908 | 5855.2045 | 5590.221
16369: New 2026JAN J920_A #1
CAPACITYFACTOR - Net Generation Capacity Factor
MEAN | [7 empty] | 0.33451 | 0.28732 | 0.26942 | 0.27558 | 0.2483 | 0.24689 | 0.24149 | 0.22915
P5 | [7 empty] | 0.29847 | 0.25724 | 0.24428 | 0.24775 | 0.21466 | 0.21976 | 0.2152 | 0.20378
P95 | [7 empty] | 0.36834 | 0.33025 | 0.29974 | 0.30581 | 0.28149 | 0.28484 | 0.28131 | 0.25745
CO2EMISSIONS - CO2 Emissions
MEAN | [7 empty] | 5340.7275 | 4560.115 | 4346.0861 | 4382.7272 | 3955.0698 | 3967.1376 | 3821.4518 | 3657.6322
P5 | [7 empty] | 4784.6462 | 4049.4028 | 3921.1512 | 3954.15 | 3445.8315 | 3540.4055 | 3389.1615 | 3265.9412
P95 | [7 empty] | 5844.914 | 5270.6885 | 4827.1317 | 4818.159 | 4526.8718 | 4571.0662 | 4445.257 | 4128.6835
FUELCONSUMED - Fuel Consumed
MEAN | [7 empty] | 90405.2967 | 77198.1102 | 73572.5978 | 74202.1753 | 66959.5998 | 67171.6734 | 64689.1084 | 61925.6854
P5 | [7 empty] | 80991.9867 | 68551.6632 | 66378.835 | 66945.7957 | 58338.7538 | 59946.1454 | 57377.1158 | 55294.0225
P95 | [7 empty] | 98939.4356 | 89228.5178 | 81716.3485 | 81574.4773 | 76641.6755 | 77397.2642 | 75231.2473 | 69901.2002
FUELCOST - Fuel Cost
MEAN | [7 empty] | 164092.3533 | 146440.1359 | 142217.7912 | 149265.9189 | 137993.5873 | 141654.9843 | 139900.2719 | 136704.1865
P5 | [7 empty] | 115782.4993 | 99168.6906 | 105675.0643 | 106621.7998 | 98094.4105 | 103131.366 | 96633.4167 | 95396.1906
P95 | [7 empty] | 237969.88 | 234899.7956 | 197666.0831 | 212834.3355 | 195983.7035 | 198090.4957 | 212525.5438 | 189600.1273
NETPOS - Net Position (MWh)
MEAN | [7 empty] | 11080.1806 | 9454.4215 | 9003.9213 | 9074.3056 | 8182.4533 | 8284.7414 | 7973.1193 | 7626.5631
P5 | [7 empty] | 9929.149 | 8397.5759 | 8125.7292 | 8190.09 | 7130.2976 | 7394.8143 | 7073.4284 | 6811.465
P95 | [7 empty] | 12126.0964 | 10916.8659 | 9998.2162 | 9978.8632 | 9354.3372 | 9544.9106 | 9267.5197 | 8608.9778
NETREVENUE - Net Revenue $
MEAN | [7 empty] | 9948.0307 | 1374.3167 | 7022.0835 | 7347.8097 | 9647.55 | 11018.1237 | 11928.1254 | 11588.6763
P5 | [7 empty] | -14707.0827 | -22436.2531 | -11618.7704 | -15293.5604 | -10214.7496 | -9371.3176 | -9300.4783 | -6871.8525
P95 | [7 empty] | 46081.8163 | 34432.3317 | 34529.6581 | 34452.673 | 29804.6429 | 30697.1435 | 32965.8529 | 34441.2798
STARTS - Number Starts
MEAN | [7 empty] | 172.5 | 157.81 | 156.07 | 158.32 | 150.94 | 151.63 | 144.59 | 144.32
P5 | [7 empty] | 151.5 | 130.5 | 135 | 137 | 128.5 | 130 | 121 | 121.5
P95 | [7 empty] | 196.5 | 181 | 176.5 | 177 | 167.5 | 176.5 | 165.5 | 166
VOMCOSTS - VOM Costs
MEAN | [7 empty] | 6315.7029 | 5483.5644 | 5312.3136 | 5444.5833 | 5073.1211 | 5219.3871 | 5102.7964 | 4957.266
P5 | [7 empty] | 5659.6149 | 4870.594 | 4794.1802 | 4914.054 | 4420.7845 | 4658.733 | 4526.9942 | 4427.4522
P95 | [7 empty] | 6911.875 | 6331.7822 | 5898.9476 | 5987.3179 | 5799.6891 | 6013.2937 | 5931.2126 | 5595.8356
16369: New 2026JAN J920_A #2
CAPACITYFACTOR - Net Generation Capacity Factor
MEAN | [7 empty] | 0.33331 | 0.28554 | 0.27114 | 0.27534 | 0.25486 | 0.25507 | 0.24821 | 0.23693
P5 | [7 empty] | 0.29716 | 0.25393 | 0.24727 | 0.25019 | 0.22278 | 0.22957 | 0.22024 | 0.20666
P95 | [7 empty] | 0.36814 | 0.3267 | 0.3015 | 0.30267 | 0.28762 | 0.28507 | 0.28187 | 0.27113
CO2EMISSIONS - CO2 Emissions
MEAN | [7 empty] | 5323.6822 | 4538.4307 | 4368.6417 | 4389.0422 | 4061.0522 | 4099.9456 | 3932.3096 | 3784.3643
P5 | [7 empty] | 4726.8877 | 4020.4945 | 3961.6785 | 3958.5955 | 3528.7415 | 3708.2832 | 3484.6977 | 3309.5255
P95 | [7 empty] | 5871.731 | 5188.3583 | 4892.696 | 4843.0337 | 4604.0315 | 4597.1007 | 4448.542 | 4361.8135
FUELCONSUMED - Fuel Consumed
MEAN | [7 empty] | 90116.6224 | 76831.0935 | 73954.5723 | 74309.2099 | 68753.9877 | 69420.4875 | 66565.6933 | 64071.2649
P5 | [7 empty] | 80015.2604 | 68062.7105 | 67065.1284 | 67021.3098 | 59741.7418 | 62788.5604 | 58993.1627 | 56032.1089
P95 | [7 empty] | 99393.5601 | 87834.7517 | 82826.938 | 81996.5837 | 77947.4242 | 77838.7558 | 75261.4393 | 73847.9587
FUELCOST - Fuel Cost
MEAN | [7 empty] | 163748.7692 | 145722.3902 | 142709.9366 | 149450.3835 | 141363.8859 | 145969.6594 | 143618.6485 | 141140.3234
P5 | [7 empty] | 113634.0838 | 96533.8755 | 109553.7172 | 107653.9809 | 101179.8341 | 106270.1245 | 100160.6318 | 99080.4145
P95 | [7 empty] | 245116.1094 | 229290.7399 | 196991.5054 | 216126.7418 | 198399.6923 | 198285.859 | 212270.7406 | 191608.2464
NETPOS - Net Position (MWh)
MEAN | [7 empty] | 11044.7675 | 9409.4967 | 9050.9729 | 9087.415 | 8401.8143 | 8562.1739 | 8204.3877 | 7890.8742
P5 | [7 empty] | 9807.1823 | 8337.4931 | 8207.675 | 8198.4618 | 7302.8844 | 7746.23 | 7272.62 | 6902.3222
P95 | [7 empty] | 12184.6891 | 10749.0035 | 10130.4207 | 10023.0933 | 9518.4372 | 9596.3899 | 9263.7287 | 9093.5426
NETREVENUE - Net Revenue $
MEAN | [7 empty] | 10173.3374 | 1685.7598 | 6702.1017 | 7530.3771 | 7686.0628 | 8861.6968 | 10040.7442 | 9448.4282
P5 | [7 empty] | -15110.8637 | -20805.0065 | -13295.0345 | -13317.1218 | -11821.4572 | -10127.5287 | -11305.1357 | -9519.2286
P95 | [7 empty] | 47208.2699 | 33032.1826 | 32156.3912 | 36575.5691 | 26998.5869 | 29285.9193 | 30190.9844 | 35263.9057
STARTS - Number Starts
MEAN | [7 empty] | 173.31 | 158.45 | 156.14 | 158.87 | 151.52 | 150.88 | 146.01 | 144.62
P5 | [7 empty] | 151 | 133 | 134 | 139.5 | 131 | 129.5 | 123 | 125
P95 | [7 empty] | 194.5 | 179.5 | 180 | 178.5 | 168.5 | 175 | 170 | 167
VOMCOSTS - VOM Costs
MEAN | [7 empty] | 6295.5175 | 5457.5081 | 5340.074 | 5452.449 | 5209.1249 | 5394.1696 | 5250.8081 | 5129.0682
P5 | [7 empty] | 5590.0939 | 4835.746 | 4842.5283 | 4919.0771 | 4527.7883 | 4880.1249 | 4654.4768 | 4486.5094
P95 | [7 empty] | 6945.2728 | 6234.4221 | 5976.9482 | 6013.856 | 5901.431 | 6045.7256 | 5928.7864 | 5910.8027
16369: New 2026JAN J920_A #3
CAPACITYFACTOR - Net Generation Capacity Factor
MEAN | [7 empty] | 0.32636 | 0.28074 | 0.26513 | 0.27371 | 0.25569 | 0.25263 | 0.24718 | 0.23449
P5 | [7 empty] | 0.2923 | 0.25298 | 0.24138 | 0.25122 | 0.22607 | 0.22477 | 0.22107 | 0.21123
P95 | [7 empty] | 0.36359 | 0.32683 | 0.30069 | 0.29864 | 0.28518 | 0.28665 | 0.27623 | 0.26145
CO2EMISSIONS - CO2 Emissions
MEAN | [7 empty] | 5214.468 | 4462.064 | 4273.337 | 4358.0664 | 4070.6394 | 4059.9728 | 3912.3 | 3742.94
P5 | [7 empty] | 4663.547 | 4022.7665 | 3899.984 | 4001.9435 | 3598.6035 | 3608.5087 | 3482.4315 | 3370.9305
P95 | [7 empty] | 5779.4902 | 5165.6175 | 4795.2037 | 4797.3827 | 4506.0805 | 4624.506 | 4393.7063 | 4155.7887
FUELCONSUMED - Fuel Consumed
MEAN | [7 empty] | 88268.1493 | 75538.368 | 72341.0782 | 73784.8291 | 68916.3957 | 68743.9121 | 66225.7826 | 63370.0353
P5 | [7 empty] | 78942.745 | 68101.8115 | 66020.2061 | 67755.2383 | 60924.6972 | 61099.5952 | 58956.0384 | 57071.2262
P95 | [7 empty] | 97832.3868 | 87450.0918 | 81175.595 | 81224.1138 | 76288.1088 | 78302.4011 | 74340.8107 | 70360.2619
FUELCOST - Fuel Cost
MEAN | [7 empty] | 160128.5653 | 143486.8438 | 139730.5395 | 148183.6697 | 141329.5212 | 144248.3166 | 142576.4749 | 139236.6648
P5 | [7 empty] | 113355.7536 | 94562.804 | 105072.7363 | 107627.8625 | 101480.2128 | 108475.8817 | 100981.7749 | 103704.6144
P95 | [7 empty] | 241494.7989 | 231549.5676 | 191215.3109 | 210354.842 | 194111.2993 | 198813.3883 | 209408.6592 | 190020.4019
NETPOS - Net Position (MWh)
MEAN | [7 empty] | 10818.009 | 9250.8323 | 8853.1217 | 9023.1062 | 8420.8257 | 8478.017 | 8162.0739 | 7804.043
P5 | [7 empty] | 9672.4359 | 8342.6922 | 8080.1284 | 8288.605 | 7446.6098 | 7536.1528 | 7268.3476 | 7030.4133
P95 | [7 empty] | 11987.9804 | 10696.506 | 9937.3272 | 9918.9535 | 9323.1124 | 9654.82 | 9152.1144 | 8662.8547
NETREVENUE - Net Revenue $
MEAN | [7 empty] | 11558.6873 | 3077.911 | 8398.1012 | 8078.0716 | 7971.4467 | 9604.3135 | 10823.9003 | 10550.7274
P5 | [7 empty] | -16491.4419 | -20651.3554 | -10545.0232 | -12982.6857 | -11470.4884 | -9198.7415 | -8934.4283 | -10915.1313
P95 | [7 empty] | 47014.5027 | 35561.0919 | 34161.7686 | 36671.136 | 27173.4632 | 31559.8338 | 33413.2444 | 35472.2303
STARTS - Number Starts
MEAN | [7 empty] | 177.63 | 158.03 | 155.02 | 156.63 | 149.22 | 148.28 | 143.42 | 141.18
P5 | [7 empty] | 154.5 | 135 | 135 | 138 | 131.5 | 129 | 126.5 | 120
P95 | [7 empty] | 200.5 | 178 | 175.5 | 174 | 170 | 170.5 | 162 | 164
VOMCOSTS - VOM Costs
MEAN | [7 empty] | 6166.2651 | 5365.4827 | 5223.3418 | 5413.8637 | 5220.9119 | 5341.1507 | 5223.7273 | 5072.628
P5 | [7 empty] | 5513.2884 | 4838.7615 | 4767.2757 | 4973.163 | 4616.898 | 4747.7763 | 4651.7425 | 4569.7687
P95 | [7 empty] | 6833.1488 | 6203.9735 | 5863.0231 | 5951.3721 | 5780.3297 | 6082.5366 | 5857.3532 | 5630.8555
16369: New 2026JAN J920_A #4
CAPACITYFACTOR - Net Generation Capacity Factor
MEAN | [7 empty] | 0.33386 | 0.28375 | 0.26848 | 0.27752 | 0.25948 | 0.26035 | 0.25398 | 0.24127
P5 | [7 empty] | 0.30214 | 0.25084 | 0.24071 | 0.24835 | 0.22928 | 0.23029 | 0.22558 | 0.21864
P95 | [7 empty] | 0.37019 | 0.3282 | 0.30022 | 0.30222 | 0.28686 | 0.29403 | 0.28434 | 0.27187
CO2EMISSIONS - CO2 Emissions
MEAN | [7 empty] | 5335.3338 | 4507.0617 | 4333.4105 | 4424.6215 | 4128.4402 | 4176.9555 | 4020.8298 | 3850.5918
P5 | [7 empty] | 4843.524 | 3955.1343 | 3887.8443 | 3988.0512 | 3618.318 | 3685.162 | 3580.9612 | 3479.308
P95 | [7 empty] | 5911.825 | 5214.703 | 4846.8805 | 4869.066 | 4596.04 | 4761.8763 | 4495.7105 | 4322.179
FUELCONSUMED - Fuel Consumed
MEAN | [7 empty] | 90313.896 | 76299.9842 | 73358.0618 | 74911.5439 | 69894.8386 | 70724.3667 | 68064.1609 | 65192.5693
P5 | [7 empty] | 81988.9256 | 66955.9868 | 65814.8096 | 67520.363 | 61258.6177 | 62397.2658 | 60623.7605 | 58906.3677
P95 | [7 empty] | 100072.4422 | 88280.1941 | 82052.1014 | 82436.7332 | 77812.089 | 80629.574 | 76076.001 | 73176.5033
FUELCOST - Fuel Cost
MEAN | [7 empty] | 163844.5038 | 145026.5158 | 141702.8316 | 150473.1283 | 143488.5606 | 148372.8271 | 146450.7199 | 142980.2096
P5 | [7 empty] | 117176.7448 | 96084.94 | 107205.6363 | 109481.6333 | 103864.7019 | 111709.2274 | 105066.1385 | 104064.8847
P95 | [7 empty] | 246911.9041 | 229360.4267 | 196456.8418 | 210199.8026 | 199479.6432 | 204188.6452 | 214576.7065 | 192192.5368
NETPOS - Net Position (MWh)
MEAN | [7 empty] | 11068.635 | 9344.5768 | 8977.8655 | 9161.332 | 8541.4036 | 8723.1902 | 8389.1735 | 8029.0626
P5 | [7 empty] | 10048.5536 | 8202.3999 | 8056.5652 | 8258.7183 | 7487.9073 | 7697.6742 | 7473.96 | 7257.16
P95 | [7 empty] | 12265.754 | 10807.4152 | 10033.1243 | 10076.11 | 9499.263 | 9936.8626 | 9369.0409 | 9009.8857
NETREVENUE - Net Revenue $
MEAN | [7 empty] | 9921.5499 | 2374.6836 | 7226.1478 | 7053.3065 | 6995.0035 | 7416.8369 | 8575.09 | 8424.5752
P5 | [7 empty] | -18580.714 | -20829.8625 | -12681.9294 | -15179.7013 | -13015.542 | -12885.6627 | -11264.9993 | -9928.1992
P95 | [7 empty] | 47001.453 | 33495.388 | 33376.8314 | 33160.9151 | 26839.0574 | 30330.7342 | 32389.3739 | 35574.7702
STARTS - Number Starts
MEAN | [7 empty] | 175.48 | 158.12 | 154.35 | 158.74 | 149.81 | 151.62 | 146.16 | 143.11
P5 | [7 empty] | 151 | 133.5 | 133.5 | 137 | 129.5 | 132.5 | 123 | 121.5
P95 | [7 empty] | 198.5 | 179 | 175 | 177 | 170 | 174 | 165.5 | 167
VOMCOSTS - VOM Costs
MEAN | [7 empty] | 6309.1219 | 5419.8545 | 5296.9407 | 5496.7992 | 5295.6702 | 5495.6099 | 5369.0711 | 5218.8907
P5 | [7 empty] | 5727.6755 | 4757.392 | 4753.3735 | 4955.231 | 4642.5026 | 4849.5348 | 4783.3344 | 4717.154
P95 | [7 empty] | 6991.4798 | 6268.3008 | 5919.5433 | 6045.666 | 5889.5431 | 6260.2234 | 5996.1862 | 5856.4257
16369: New 2027JAN J920_A #1
CAPACITYFACTOR - Net Generation Capacity Factor
MEAN | [8 empty] | 0.28432 | 0.27004 | 0.27769 | 0.25877 | 0.26174 | 0.25227 | 0.23961
P5 | [8 empty] | 0.25457 | 0.24219 | 0.25413 | 0.2278 | 0.23515 | 0.22429 | 0.21682
P95 | [8 empty] | 0.32952 | 0.30356 | 0.3073 | 0.28918 | 0.29313 | 0.27973 | 0.27057
CO2EMISSIONS - CO2 Emissions
MEAN | [8 empty] | 4520.8517 | 4357.2437 | 4422.457 | 4117.8498 | 4201.3784 | 3993.4292 | 3830.1691
P5 | [8 empty] | 4038.0075 | 3901.1925 | 4025.864 | 3635.4515 | 3797.741 | 3529.8967 | 3472.092
P95 | [8 empty] | 5260.2485 | 4889.4582 | 4898.4495 | 4608.5752 | 4737.9502 | 4463.143 | 4325.5583
FUELCONSUMED - Fuel Consumed
MEAN | [8 empty] | 76533.5035 | 73761.5969 | 74874.9207 | 69715.4564 | 71137.9481 | 67600.5822 | 64846.8018
P5 | [8 empty] | 68359.4362 | 66041.4517 | 68160.3731 | 61548.0403 | 64303.2394 | 59759.0559 | 58784.2639
P95 | [8 empty] | 89051.113 | 82770.9434 | 82934.116 | 78024.8739 | 80224.6371 | 75518.6338 | 73234.1552
FUELCOST - Fuel Cost
MEAN | [8 empty] | 145096.4559 | 142443.4592 | 150397.6967 | 143081.4628 | 149274.5847 | 145521.164 | 142469.9806
P5 | [8 empty] | 100060.5682 | 104984.8554 | 108079.7562 | 104167.4725 | 112146.3593 | 103324.0755 | 101543.1382
P95 | [8 empty] | 236200.9855 | 197143.7312 | 210129.6248 | 197596.3634 | 197257.5067 | 216658.3979 | 194217.4894
NETPOS - Net Position (MWh)
MEAN | [8 empty] | 9372.9772 | 9026.9999 | 9156.5716 | 8519.6098 | 8774.2058 | 8332.0817 | 7986.6154
P5 | [8 empty] | 8374.3002 | 8084.755 | 8336.7521 | 7523.7769 | 7932.9999 | 7366.7732 | 7241.9703
P95 | [8 empty] | 10900.9027 | 10123.0172 | 10135.3447 | 9520.4561 | 9888.8222 | 9298.2994 | 9018.135
NETREVENUE - Net Revenue $
MEAN | [8 empty] | 1795.1375 | 6887.4578 | 6829.0947 | 6793.4329 | 6837.2437 | 8712.4098 | 8838.8576
P5 | [8 empty] | -21756.4315 | -11776.0904 | -15961.0382 | -13653.5224 | -13130.5916 | -12070.8708 | -10082.0961
P95 | [8 empty] | 34335.7395 | 34654.8388 | 33963.9023 | 28057.0661 | 24336.5487 | 31487.7603 | 34191.6628
STARTS - Number Starts
MEAN | [8 empty] | 159.41 | 155.91 | 159.28 | 150.5 | 153.21 | 146.55 | 144.3
P5 | [8 empty] | 138 | 134 | 134.5 | 130.5 | 134 | 126 | 124
P95 | [8 empty] | 180 | 180.5 | 181 | 171.5 | 176 | 169 | 164
VOMCOSTS - VOM Costs
MEAN | [8 empty] | 5436.3268 | 5325.93 | 5493.9429 | 5282.1581 | 5527.7497 | 5332.5323 | 5191.3
P5 | [8 empty] | 4857.0941 | 4770.0055 | 5002.0512 | 4664.7417 | 4997.7899 | 4714.7348 | 4707.2807
P95 | [8 empty] | 6322.5236 | 5972.5802 | 6081.2068 | 5902.6828 | 6229.958 | 5950.9116 | 5861.7878
16369: New 2028JAN 18V50DF_NG_B #1
CAPACITYFACTOR - Net Generation Capacity Factor
MEAN | [9 empty] | 0.09545 | 0.09981 | 0.09413 | 0.092354 | 0.091948 | 0.086033
P5 | [9 empty] | 0.068036 | 0.067501 | 0.066117 | 0.068593 | 0.06484 | 0.05877
P95 | [9 empty] | 0.13851 | 0.14226 | 0.12546 | 0.12135 | 0.12374 | 0.11604
CO2EMISSIONS - CO2 Emissions
MEAN | [9 empty] | 3070.6997 | 3171.8169 | 2990.2433 | 2965.5216 | 2905.4801 | 2743.4963
P5 | [9 empty] | 2173.25 | 2137.248 | 2074.4005 | 2213.0363 | 2062.1557 | 1881.68
P95 | [9 empty] | 4465.72 | 4497.36 | 3988.562 | 3895.8203 | 3919.2002 | 3669.4428
FUELCONSUMED - Fuel Consumed
MEAN | [9 empty] | 50048.1029 | 51699.9612 | 48739.8839 | 48341.846 | 47355.6813 | 44722.3578
P5 | [9 empty] | 35420.825 | 34836.611 | 33811.8271 | 36075.2608 | 33610.4423 | 30673.6007
P95 | [9 empty] | 72785.4767 | 73307.0607 | 65012.1356 | 63506.7462 | 63878.4635 | 59816.3884
FUELCOST - Fuel Cost
MEAN | [9 empty] | 102051.5211 | 108384.1547 | 104318.1318 | 105046.7525 | 106217.2126 | 101934.4502
P5 | [9 empty] | 54675.6826 | 57533.9439 | 54790.0938 | 61714.2419 | 52889.8878 | 50633.2318
P95 | [9 empty] | 180481.8234 | 194418.1831 | 165802.9714 | 168084.6157 | 191978.3983 | 167055.5086
NETPOS - Net Position (MWh)
MEAN | [9 empty] | 5866.9146 | 6056.3288 | 5704.6609 | 5711.1355 | 5590.6111 | 5275.3911
P5 | [9 empty] | 4152.5 | 4081.14 | 3957.84 | 4262.2 | 3968.175 | 3618.45
P95 | [9 empty] | 8530.6412 | 8584.745 | 7609.18 | 7503.16 | 7540.085 | 7055.905
NETREVENUE - Net Revenue $
MEAN | [9 empty] | 50289.2857 | 50575.1128 | 48633.1333 | 51291.5011 | 50226.0798 | 49291.6415
P5 | [9 empty] | 29496.8874 | 25934.2154 | 25691.8031 | 26094.8715 | 27938.6754 | 26224.2941
P95 | [9 empty] | 80903.1027 | 92064.4513 | 76318.2834 | 72883.6711 | 80530.2643 | 79789.6767
STARTS - Number Starts
MEAN | [9 empty] | 82.57 | 90.7 | 82.92 | 83.56 | 82.43 | 79.61
P5 | [9 empty] | 63 | 66.5 | 62.5 | 63.5 | 61 | 56.5
P95 | [9 empty] | 106 | 116.5 | 106 | 104.5 | 99.5 | 104.5
VOMCOSTS - VOM Costs
MEAN | [9 empty] | 4400.1859 | 4663.3732 | 4449.6355 | 4568.9084 | 4584.3011 | 4378.5746
P5 | [9 empty] | 3114.375 | 3142.4778 | 3087.1152 | 3409.76 | 3253.9035 | 3003.3135
P95 | [9 empty] | 6397.9809 | 6610.2536 | 5935.1604 | 6002.528 | 6182.8697 | 5856.4011
16369: New 2029JAN J920_A #1
CAPACITYFACTOR - Net Generation Capacity Factor
MEAN | [10 empty] | 0.28007 | 0.25876 | 0.25964 | 0.25155 | 0.23901
P5 | [10 empty] | 0.25417 | 0.23246 | 0.23226 | 0.22259 | 0.21707
P95 | [10 empty] | 0.30832 | 0.28942 | 0.28876 | 0.28213 | 0.26857
CO2EMISSIONS - CO2 Emissions
MEAN | [10 empty] | 4459.288 | 4118.2248 | 4171.6502 | 3977.6307 | 3822.2018
P5 | [10 empty] | 4057.4947 | 3718.229 | 3748.277 | 3514.368 | 3457.903
P95 | [10 empty] | 4907.106 | 4588.6422 | 4678.11 | 4450.1228 | 4287.738
FUELCONSUMED - Fuel Consumed
MEAN | [10 empty] | 75498.4671 | 69721.8333 | 70634.6136 | 67333.2973 | 64711.9501
P5 | [10 empty] | 68695.433 | 62949.6629 | 63466.7295 | 59496.2735 | 58543.9666
P95 | [10 empty] | 83081.1204 | 77686.6641 | 79210.0675 | 75315.4013 | 72593.6162
FUELCOST - Fuel Cost
MEAN | [10 empty] | 151471.7064 | 143040.1136 | 148503.2371 | 144955.2626 | 142209.4033
P5 | [10 empty] | 113049.6494 | 103766.3197 | 108712.2781 | 99336.6811 | 104830.5618
P95 | [10 empty] | 214328.0073 | 194779.2489 | 201331.5897 | 211226.5436 | 193101.8288
NETPOS - Net Position (MWh)
MEAN | [10 empty] | 9232.7902 | 8520.2247 | 8712.0419 | 8299.1722 | 7969.791
P5 | [10 empty] | 8402.521 | 7694.6688 | 7825.6196 | 7334.7973 | 7212.1496
P95 | [10 empty] | 10155.1288 | 9492.12 | 9764.1601 | 9277.779 | 8940.5427
NETREVENUE - Net Revenue $
MEAN | [10 empty] | 6293.1743 | 6445.8 | 7391.0084 | 8600.6894 | 8536.6234
P5 | [10 empty] | -15478.274 | -12691.7622 | -12205.4503 | -12536.1382 | -12148.0411
P95 | [10 empty] | 35955.5017 | 26807.6753 | 28575.429 | 29923.0709 | 32428.5128
STARTS - Number Starts
MEAN | [10 empty] | 162.88 | 151.2 | 153.7 | 146.77 | 144.06
P5 | [10 empty] | 141.5 | 130.5 | 132.5 | 126 | 124
P95 | [10 empty] | 187.5 | 171 | 175.5 | 168.5 | 167
VOMCOSTS - VOM Costs
MEAN | [10 empty] | 5539.6741 | 5282.5393 | 5488.5864 | 5311.4702 | 5180.3641
P5 | [10 empty] | 5041.5126 | 4770.6947 | 4930.1403 | 4694.2703 | 4687.8972
P95 | [10 empty] | 6093.0773 | 5885.1144 | 6151.4209 | 5937.7786 | 5811.3527
16369: New 2030JAN 18V50DF_NG_B #1
CAPACITYFACTOR - Net Generation Capacity Factor
MEAN | [11 empty] | 0.09369 | 0.091758 | 0.091744 | 0.086062
P5 | [11 empty] | 0.066238 | 0.067329 | 0.062236 | 0.06102
P95 | [11 empty] | 0.12516 | 0.11896 | 0.12127 | 0.11796
CO2EMISSIONS - CO2 Emissions
MEAN | [11 empty] | 2975.9805 | 2942.3869 | 2891.7743 | 2746.9168
P5 | [11 empty] | 2113.4583 | 2154.0445 | 1943.943 | 1938.568
P95 | [11 empty] | 3957.852 | 3819.2995 | 3816.478 | 3770.0907
FUELCONSUMED - Fuel Consumed
MEAN | [11 empty] | 48507.3149 | 47964.6957 | 47132.2808 | 44778.0791
P5 | [11 empty] | 34448.4515 | 35113.7745 | 31683.729 | 31600.9421
P95 | [11 empty] | 64511.2685 | 62259.5153 | 62204.3812 | 61457.0693
FUELCOST - Fuel Cost
MEAN | [11 empty] | 103506.6315 | 104019.027 | 105664.9863 | 102154.8884
P5 | [11 empty] | 55566.7664 | 60136.32 | 53365.7199 | 53647.5222
P95 | [11 empty] | 166756.3699 | 167337.7235 | 188263.1631 | 169628.3639
NETPOS - Net Position (MWh)
MEAN | [11 empty] | 5677.6771 | 5666.6311 | 5564.2963 | 5282.0383
P5 | [11 empty] | 4032.36 | 4148.19 | 3740.7 | 3727.845
P95 | [11 empty] | 7551.36 | 7355.39 | 7342.025 | 7249.45
NETREVENUE - Net Revenue $
MEAN | [11 empty] | 49055.8481 | 51609.2669 | 50204.9974 | 49851.7187
P5 | [11 empty] | 25247.2721 | 26782.7003 | 26672.6291 | 26443.0304
P95 | [11 empty] | 73620.916 | 73047.8926 | 79415.098 | 82821.4788
STARTS - Number Starts
MEAN | [11 empty] | 83.58 | 83.72 | 82.16 | 78.46
P5 | [11 empty] | 64.5 | 66 | 60 | 57
P95 | [11 empty] | 106 | 100.5 | 102 | 100.5
VOMCOSTS - VOM Costs
MEAN | [11 empty] | 4428.5882 | 4533.3049 | 4562.723 | 4384.0917
P5 | [11 empty] | 3145.2408 | 3318.552 | 3067.374 | 3094.1114
P95 | [11 empty] | 5890.0608 | 5884.312 | 6020.4605 | 6017.0435
16369: New 2030JAN 18V50DF_NG_B #2
CAPACITYFACTOR - Net Generation Capacity Factor
MEAN | [11 empty] | 0.092698 | 0.091455 | 0.091866 | 0.086108
P5 | [11 empty] | 0.06601 | 0.068251 | 0.066337 | 0.061194
P95 | [11 empty] | 0.1234 | 0.11684 | 0.12175 | 0.11743
CO2EMISSIONS - CO2 Emissions
MEAN | [11 empty] | 2943.7249 | 2933.3956 | 2902.0768 | 2746.279
P5 | [11 empty] | 2100.439 | 2186.7427 | 2114.6948 | 1960.448
P95 | [11 empty] | 3904.1028 | 3747.4983 | 3857.9048 | 3722.2883
FUELCONSUMED - Fuel Consumed
MEAN | [11 empty] | 47981.5843 | 47818.1619 | 47300.1899 | 44767.7365
P5 | [11 empty] | 34236.2434 | 35646.6438 | 34466.7593 | 31957.6118
P95 | [11 empty] | 63635.6402 | 61089.5241 | 62879.427 | 60678.13
FUELCOST - Fuel Cost
MEAN | [11 empty] | 102483.7263 | 103844.0516 | 105978.5371 | 101898.4122
P5 | [11 empty] | 53981.749 | 62152.8793 | 55711.3952 | 53459.7231
P95 | [11 empty] | 165084.752 | 167152.097 | 189682.2406 | 165247.3295
NETPOS - Net Position (MWh)
MEAN | [11 empty] | 5616.0912 | 5649.2359 | 5584.1324 | 5280.7558
P5 | [11 empty] | 4007.52 | 4211.56 | 4069.275 | 3769.92
P95 | [11 empty] | 7447.65 | 7215.92 | 7422.135 | 7156.74
NETREVENUE - Net Revenue $
MEAN | [11 empty] | 49025.4453 | 51342.9537 | 50627.142 | 49991.0629
P5 | [11 empty] | 25370.6086 | 26459.741 | 26447.3438 | 26331.2863
P95 | [11 empty] | 74186.1546 | 76189.0266 | 78824.9897 | 84875.2404
STARTS - Number Starts
MEAN | [11 empty] | 83.25 | 84.36 | 83.28 | 79.92
P5 | [11 empty] | 64.5 | 68.5 | 60 | 60
P95 | [11 empty] | 105.5 | 101 | 102 | 102
VOMCOSTS - VOM Costs
MEAN | [11 empty] | 4380.5511 | 4519.3888 | 4578.9886 | 4383.0273
P5 | [11 empty] | 3125.8656 | 3369.248 | 3336.8055 | 3129.0336
P95 | [11 empty] | 5809.167 | 5772.736 | 6086.1507 | 5940.0942
16369: New 2030JAN J920_A #1
CAPACITYFACTOR - Net Generation Capacity Factor
MEAN | [11 empty] | 0.25621 | 0.25421 | 0.24895 | 0.23634
P5 | [11 empty] | 0.22532 | 0.22332 | 0.22119 | 0.20981
P95 | [11 empty] | 0.2868 | 0.28674 | 0.27357 | 0.26402
CO2EMISSIONS - CO2 Emissions
MEAN | [11 empty] | 4083.5516 | 4077.2335 | 3939.1353 | 3776.0571
P5 | [11 empty] | 3573.7142 | 3578.053 | 3479.037 | 3344.8693
P95 | [11 empty] | 4573.2145 | 4606.84 | 4342.8737 | 4230.239
FUELCONSUMED - Fuel Consumed
MEAN | [11 empty] | 69134.7842 | 69035.7843 | 66681.2441 | 63930.65
P5 | [11 empty] | 60502.8003 | 60583.243 | 58898.3174 | 56630.8429
P95 | [11 empty] | 77425.6033 | 78003.5994 | 73502.6801 | 71620.3163
FUELCOST - Fuel Cost
MEAN | [11 empty] | 142157.4262 | 145208.5644 | 143692.0733 | 140786.8208
P5 | [11 empty] | 102906.7617 | 108181.609 | 101087.773 | 103291.727
P95 | [11 empty] | 197210.6288 | 202639.2189 | 209846.9296 | 189775.931
NETPOS - Net Position (MWh)
MEAN | [11 empty] | 8448.3755 | 8514.6943 | 8218.6968 | 7873.4945
P5 | [11 empty] | 7395.8169 | 7473.5353 | 7261.0035 | 6976.104
P95 | [11 empty] | 9447.1484 | 9621.3212 | 9055.0757 | 8817.6618
NETREVENUE - Net Revenue $
MEAN | [11 empty] | 7729.8261 | 8938.8635 | 9589.4362 | 9314.3115
P5 | [11 empty] | -12911.9089 | -10567.431 | -10299.0707 | -9646.212
P95 | [11 empty] | 27539.9783 | 30712.2241 | 31814.3816 | 34346.0225
STARTS - Number Starts
MEAN | [11 empty] | 151.32 | 151.33 | 146.03 | 144.57
P5 | [11 empty] | 130.5 | 130 | 123.5 | 125.5
P95 | [11 empty] | 168.5 | 176 | 169.5 | 163
VOMCOSTS - VOM Costs
MEAN | [11 empty] | 5237.9928 | 5364.2574 | 5259.9659 | 5117.7714
P5 | [11 empty] | 4585.4065 | 4708.3273 | 4647.0422 | 4534.4676
P95 | [11 empty] | 5857.232 | 6061.4324 | 5795.2485 | 5731.4802
16369: New 2030JAN J920_A #2
CAPACITYFACTOR - Net Generation Capacity Factor
MEAN | [11 empty] | 0.26261 | 0.262 | 0.2549 | 0.24106
P5 | [11 empty] | 0.23084 | 0.23634 | 0.22902 | 0.21881
P95 | [11 empty] | 0.29025 | 0.29016 | 0.28509 | 0.2662
CO2EMISSIONS - CO2 Emissions
MEAN | [11 empty] | 4182.8747 | 4206.9756 | 4035.1432 | 3854.3957
P5 | [11 empty] | 3671.005 | 3764.7497 | 3615.7787 | 3507.9615
P95 | [11 empty] | 4623.687 | 4683.112 | 4502.9582 | 4207.104
FUELCONSUMED - Fuel Consumed
MEAN | [11 empty] | 70816.3592 | 71232.804 | 68306.7343 | 65256.9639
P5 | [11 empty] | 62150.5837 | 63745.4396 | 61211.1903 | 59391.5234
P95 | [11 empty] | 78279.7435 | 79295.8411 | 76211.9742 | 71228.6093
FUELCOST - Fuel Cost
MEAN | [11 empty] | 144876.4961 | 149317.8526 | 146711.578 | 143231.2459
P5 | [11 empty] | 107376.5857 | 112694.0332 | 105415.2566 | 106079.5903
P95 | [11 empty] | 197548.8307 | 203962.5561 | 214213.1434 | 190738.5448
NETPOS - Net Position (MWh)
MEAN | [11 empty] | 8653.7759 | 8785.6759 | 8419.0698 | 8036.91
P5 | [11 empty] | 7596.596 | 7859.7983 | 7545.6246 | 7316.49
P95 | [11 empty] | 9564.7053 | 9770.0012 | 9389.5181 | 8772.4493
NETREVENUE - Net Revenue $
MEAN | [11 empty] | 6057.3874 | 7197.2803 | 8419.7627 | 8855.8929
P5 | [11 empty] | -17660.404 | -14212.6914 | -11565.5924 | -12017.5923
P95 | [11 empty] | 28712.2283 | 30568.7322 | 31702.0915 | 30538.7904
STARTS - Number Starts
MEAN | [11 empty] | 154 | 154.59 | 149.34 | 147.18
P5 | [11 empty] | 131 | 129.5 | 128 | 124.5
P95 | [11 empty] | 177.5 | 178 | 171 | 169.5
VOMCOSTS - VOM Costs
MEAN | [11 empty] | 5365.3411 | 5534.9758 | 5388.2047 | 5223.9915
P5 | [11 empty] | 4709.8895 | 4951.6729 | 4829.1998 | 4755.7185
P95 | [11 empty] | 5930.1173 | 6155.1008 | 6009.2916 | 5702.092
16369: New 2032JAN 18V50DF_NG_A #1
CAPACITYFACTOR - Net Generation Capacity Factor
MEAN | [13 empty] | 0.078173 | 0.073921
P5 | [13 empty] | 0.055138 | 0.051648
P95 | [13 empty] | 0.099796 | 0.10022
CO2EMISSIONS - CO2 Emissions
MEAN | [13 empty] | 2510.8522 | 2402.1327
P5 | [13 empty] | 1766.16 | 1676.302
P95 | [13 empty] | 3210.9338 | 3250.0642
FUELCONSUMED - Fuel Consumed
MEAN | [13 empty] | 40273.3985 | 38530.8139
P5 | [13 empty] | 28328.5233 | 26888.0119
P95 | [13 empty] | 51502.7837 | 52131.2784
FUELCOST - Fuel Cost
MEAN | [13 empty] | 90136.5516 | 87671.6222
P5 | [13 empty] | 47793.9183 | 45417.4659
P95 | [13 empty] | 150292.7039 | 141968.5253
NETPOS - Net Position (MWh)
MEAN | [13 empty] | 4742.9239 | 4533.9231
P5 | [13 empty] | 3336.3 | 3164.04
P95 | [13 empty] | 6065.4462 | 6134.535
NETREVENUE - Net Revenue $
MEAN | [13 empty] | 52610.1379 | 51782.5859
P5 | [13 empty] | 29420.7654 | 28350.2475
P95 | [13 empty] | 82755.5059 | 83607.5098
STARTS - Number Starts
MEAN | [13 empty] | 72.92 | 70.6
P5 | [13 empty] | 52 | 50
P95 | [13 empty] | 92 | 94.5
VOMCOSTS - VOM Costs
MEAN | [13 empty] | 3889.1976 | 3763.1562
P5 | [13 empty] | 2735.766 | 2626.1532
P95 | [13 empty] | 4973.6659 | 5091.6641
Simple HR 2018 Basin Creek 1-9 2015 single
CAPACITYFACTOR - Net Generation Capacity Factor
MEAN | 0.013728 | 0.008573 | 0.010888 | 0.096271 | 0.028235 | 0.024154 | 0.022639 | 0.015154 | 0.026015 | 0.028261 | 0.034559 | 0.031506 | 0.03112 | 0.027237 | 0.026593
P5 | 0 | 0 | 0.000603 | 0.059636 | 0.01096 | 0.010755 | 0.011954 | 0.007885 | 0.013363 | 0.017662 | 0.021959 | 0.022654 | 0.022696 | 0.019266 | 0.016107
P95 | 0.04952 | 0.033332 | 0.031676 | 0.12973 | 0.052741 | 0.040689 | 0.035911 | 0.027806 | 0.04917 | 0.045465 | 0.052791 | 0.043938 | 0.043975 | 0.039713 | 0.040039
CO2EMISSIONS - CO2 Emissions
MEAN | 1477.615 | 963.9259 | 1256.7558 | 10110.9563 | 2972.4404 | 2545.9247 | 2375.1285 | 1589.4006 | 2721.1584 | 2984.2467 | 3630.5166 | 3304.5526 | 3278.4365 | 2853.8936 | 2783.2859
P5 | 0 | 0 | 114.9737 | 6237.29 | 1146.8577 | 1135.7005 | 1263.344 | 823.92 | 1400.664 | 1853.82 | 2320.708 | 2361.904 | 2361.904 | 2018.604 | 1689.036
P95 | 5300.0458 | 3700.2922 | 3624.2377 | 13584.3175 | 5554.85 | 4295.4415 | 3748.836 | 2938.648 | 5135.768 | 4806.2 | 5561.46 | 4573.1765 | 4627.684 | 4188.26 | 4188.26
FUELCONSUMED - Fuel Consumed
MEAN | 24511.9294 | 15387.7467 | 19433.8811 | 170835.0996 | 50295.5031 | 43114.6145 | 40254.2858 | 26937.9947 | 46120.8799 | 50580.2815 | 61533.3021 | 56007.9301 | 55565.7065 | 48369.2255 | 47172.9062
P5 | 0 | 0 | 1077.6365 | 105295.0741 | 19381.0986 | 19207.1196 | 21412.5975 | 13964.7375 | 23740.0537 | 31420.6594 | 39334.0106 | 40032.2475 | 40032.2475 | 34213.6069 | 28627.7119
P95 | 88621.4728 | 59991.7942 | 56847.5867 | 229556.6619 | 94064.6632 | 72775.8961 | 63539.5556 | 49807.5638 | 87046.8638 | 81460.9688 | 94261.9781 | 77504.4075 | 78435.2756 | 70987.4156 | 70987.4156
FUELCOST - Fuel Cost
MEAN | 25651.9299 | 15792.2143 | 23255.0099 | 247004.1617 | 74679.5945 | 69227.2058 | 73066.5799 | 51061.749 | 95601.5404 | 104146.5711 | 128627.1264 | 119024.04 | 120061.9837 | 108206.5837 | 107326.6374
P5 | 0 | 0 | 2055.3787 | 129502.2858 | 34258.929 | 34340.4516 | 36848.2317 | 24694.4569 | 35663.2364 | 49519.7027 | 60891.2109 | 65417.1203 | 65513.3186 | 57364.3373 | 49991.9021
P95 | 87958.6325 | 61566.3446 | 57690.1898 | 333476.7878 | 114712.2584 | 110657.6274 | 141899.7248 | 119383.3076 | 229454.9903 | 203726.9307 | 249177.0758 | 197814.7311 | 202051.3367 | 197299.1422 | 192812.929
NETPOS - Net Position (MWh)
MEAN | 2719.2246 | 1701.0853 | 2148.3646 | 18966.7873 | 5588.0591 | 4792.7483 | 4475.145 | 2994.7732 | 5127.3903 | 5623.1551 | 6840.8331 | 6226.561 | 6177.3982 | 5377.3438 | 5244.346
P5 | 0 | 0 | 117.3811 | 11689.6519 | 2153.3046 | 2134.87 | 2380.5 | 1552.5 | 2639.25 | 3493.125 | 4372.875 | 4450.5 | 4450.5 | 3803.625 | 3182.625
P95 | 9829.1934 | 6628.3976 | 6281.5951 | 25475.8981 | 10446.2216 | 8089.6154 | 7063.875 | 5537.25 | 9677.25 | 9056.25 | 10479.375 | 8616.38 | 8719.875 | 7891.875 | 7891.875
NETREVENUE - Net Revenue $
MEAN | -437.0839 | 6267.5154 | 13710.8815 | 118556.4776 | 43369.5319 | 42866.6355 | 67036.6029 | 51443.0383 | 59694.435 | 71054.7174 | 86575.9167 | 84213.1034 | 84437.1298 | 78796.892 | 78752.2396
P5 | -17468.3363 | -1.2345 | 651.185 | 29388.8607 | 19200.9483 | 21254.7019 | 30532.7415 | 21872.5553 | 19197.9907 | 28988.0697 | 37842.4685 | 39033.7109 | 38824.8572 | 35450.6502 | 36312.6053
P95 | 11875.5476 | 24372.3039 | 34111.9075 | 218385.022 | 71376.9641 | 77025.5893 | 134106.7676 | 119505.7826 | 138647.2506 | 142614.1177 | 185120.0727 | 142179.2104 | 140553.9624 | 146113.0102 | 146892.7649
STARTS - Number Starts
MEAN | 22.66 | 29.47 | 49.46 | 94.42 | 38.46 | 35.77 | 35.19 | 24 | 35.79 | 38.34 | 48.01 | 43.01 | 42.82 | 38.88 | 38.57
P5 | 0 | 0 | 14 | 44.5 | 17 | 19.5 | 22 | 15.5 | 21.5 | 26.5 | 31 | 31 | 30.5 | 27 | 24.5
P95 | 80 | 106 | 129 | 144.5 | 69 | 58.5 | 51.5 | 39 | 56.5 | 56.5 | 68 | 59 | 55.5 | 53 | 55
VOMCOSTS - VOM Costs
MEAN | 12290.8952 | 7842.0033 | 10097.3138 | 91040.579 | 27325.6091 | 23915.8141 | 22778.4883 | 15542.8729 | 27175.1686 | 30365.0375 | 37692.9904 | 34993.2728 | 35396.4917 | 31457.4612 | 31308.7456
P5 | 0 | 0 | 551.6912 | 56110.3292 | 10529.6593 | 10653.0012 | 12116.745 | 8057.475 | 13988.025 | 18862.875 | 24094.5412 | 25011.81 | 25501.365 | 22251.2062 | 19000.2713
P95 | 44427.954 | 30556.9131 | 29523.4969 | 122284.311 | 51082.0237 | 40367.181 | 35955.1237 | 28738.3275 | 51289.425 | 48903.75 | 57741.3562 | 48424.0556 | 49964.8837 | 46167.4688 | 47114.4938
Simple HR 2018 CELP 2015 v2
CAPACITYFACTOR - Net Generation Capacity Factor
MEAN | 1 | 1 | 1 | 1 | 1 | 0.85291
P5 | 1 | 1 | 1 | 1 | 1 | 0.83992
P95 | 1 | 1 | 1 | 1 | 1 | 0.85689
NETPOS - Net Position (MWh)
MEAN | 130665.85 | 130922.4 | 130175.15 | 130114.6 | 130699.1 | 64667.05
P5 | 117512.5 | 119070 | 118720 | 118562.5 | 119262.5 | 58397.5
P95 | 134680 | 134960 | 134120 | 134120 | 134680 | 66640
NETREVENUE - Net Revenue $
MEAN | -10555499.6092 | -10657747.7484 | -11005043.869 | -11549320.5102 | -12156375.5705 | -6490732.9099
P5 | -11278006.1822 | -11536883.5302 | -11963889.5705 | -12517982.8534 | -13109960.3148 | -6857684.1506
P95 | -9461696.8765 | -9551752.7026 | -9802066.5957 | -10430863.9648 | -10836216.3294 | -5869581.3702
STARTS - Number Starts
MEAN | 1.52 | 1.55 | 1.65 | 1.64 | 1.45 | 0.85
P5 | 0 | 0 | 0 | 0 | 0 | 0
P95 | 6.5 | 7 | 7 | 7 | 6 | 4
Simple HR 2018 Colstrip 3 economic dispatch
CAPACITYFACTOR - Net Generation Capacity Factor
MEAN | 0.30767 | 0.31029 | 0.25898 | 0.25483 | 0.31582 | 0.26225 | 0.27309 | 0.274 | 0.23369 | 0.23346 | 0.28841 | 0.24142 | 0.2311 | 0.25673 | 0.22455
P5 | 0.20678 | 0.18337 | 0.14025 | 0.092028 | 0.11863 | 0.10092 | 0.098092 | 0.12548 | 0.099059 | 0.12355 | 0.14473 | 0.12527 | 0.12993 | 0.11778 | 0.099504
P95 | 0.3942 | 0.40473 | 0.34853 | 0.41773 | 0.51553 | 0.40621 | 0.42687 | 0.46726 | 0.40592 | 0.37655 | 0.47085 | 0.37217 | 0.37947 | 0.42257 | 0.32736
CO2EMISSIONS - CO2 Emissions
MEAN | 105086.5406 | 92394.0118 | 87878.6342 | 86665.0104 | 92459.4961 | 90102.8951 | 93513.831 | 81573.2379 | 79395.644 | 80284.8493 | 85040.9725 | 82763.0064 | 79464.4049 | 76555.5864 | 76804.4132
P5 | 70072.3528 | 52723.7873 | 49001.4449 | 30934.6885 | 34741.6643 | 36969.746 | 32541.5592 | 37473.631 | 32984.9751 | 42720.682 | 44004.7395 | 43170.349 | 45557.1142 | 34494.7452 | 34944.2875
P95 | 134512.9381 | 124612.8313 | 121316.351 | 142901.6707 | 152337.7277 | 142616.8543 | 146962.3225 | 136000.0063 | 136784.526 | 127548.9635 | 135999.4653 | 129898.3535 | 131214.5418 | 126737.0912 | 112651.2523
FUELCONSUMED - Fuel Consumed
MEAN | 949792.0932 | 835860.5736 | 793456.5845 | 781850.3263 | 835940.1942 | 812943.0199 | 844348.6419 | 736721.1406 | 716927.024 | 724587.61 | 767917.3493 | 745700.0135 | 715563.9587 | 690358.6635 | 691258.3736
P5 | 630345.1583 | 473499.5898 | 437858.688 | 273191.281 | 309346.0917 | 327475.0018 | 288497.9401 | 334417.1128 | 294310.484 | 382473.5551 | 393435.7052 | 384450.119 | 406072.9471 | 306814.2776 | 309156.2602
P95 | 1218381.7119 | 1129728.5256 | 1099115.6501 | 1294735.8622 | 1381813.9207 | 1291583.6943 | 1331590.4207 | 1232717.3221 | 1239629.0432 | 1155014.1757 | 1232580.2636 | 1175535.7945 | 1187293.8111 | 1147912.7234 | 1017920.2507
FUELCOST - Fuel Cost
MEAN | 911800.4095 | 785708.9392 | 785522.0187 | 906946.3785 | 919534.2136 | 910496.1823 | 962557.4517 | 861963.7345 | 853143.1586 | 876751.0081 | 952217.5131 | 939582.017 | 923077.5068 | 904369.8492 | 926286.2207
P5 | 605131.3519 | 445089.6144 | 433480.1012 | 316901.886 | 340280.7009 | 366772.0021 | 328887.6517 | 391268.022 | 350229.476 | 462793.0016 | 487860.2745 | 484407.15 | 523834.1017 | 401926.7037 | 414269.3887
P95 | 1169646.4435 | 1061944.8141 | 1088124.4936 | 1501893.6001 | 1519995.3127 | 1446573.7376 | 1518013.0796 | 1442279.2668 | 1475158.5614 | 1397567.1526 | 1528399.5269 | 1481175.1011 | 1531609.0164 | 1503765.6677 | 1364013.1359
NETPOS - Net Position (MWh)
MEAN | 89441.2683 | 78644.817 | 74639.3943 | 73594.6169 | 78715.1803 | 76540.6341 | 79542.1369 | 69395.9647 | 67533.8044 | 68256.3604 | 72344.2589 | 70247.7962 | 67403.5729 | 65034.1356 | 65119.3134
P5 | 59338.0244 | 44532.9587 | 41171.6074 | 25667.7458 | 29064.262 | 30765.6457 | 27111.4208 | 31439.4353 | 27685.7545 | 35986.8889 | 37004.294 | 36168.5011 | 38209.885 | 28853.0037 | 29067.4676
P95 | 114745.6404 | 106314.2755 | 103402.4419 | 121977.725 | 130235.0056 | 121707.2873 | 125518.345 | 116204.7085 | 116880.013 | 108869.2814 | 116217.3362 | 110806.8442 | 111926.2025 | 108211.5063 | 95943.4335
NETREVENUE - Net Revenue $
MEAN | -108837.5362 | 114045.3053 | 130876.1635 | 187882.7025 | 231374.0814 | 163846.4175 | 150594.8239 | 108528.2556 | 7247.746 | 27568.2288 | 29002.8548 | 12281.3907 | 24253.7304 | 46177.2968 | 41460.6602
P5 | -313706.4586 | -177603.9878 | -167983.9119 | -101600.9577 | -73536.1621 | -72566.0693 | -80153.3962 | -75368.6483 | -160141.8758 | -128724.2001 | -148499.7775 | -125417.5361 | -133952.1488 | -108480.2739 | -98055.2215
P95 | 252487.6632 | 522963.2116 | 661776.649 | 796541.223 | 824827.1276 | 630309.985 | 567630.7996 | 686691.8829 | 533735.6116 | 362977.0301 | 445818.8645 | 262876.803 | 274925.4202 | 400418.3014 | 332309.0442
STARTS - Number Starts
MEAN | 5.69 | 3.97 | 4.13 | 6.63 | 7.85 | 4.38 | 58 | 62.78 | 130.08 | 113.06 | 24.47 | 23.05 | 22.48 | 22.12 | 20.06
P5 | 1 | 1 | 1 | 1 | 2 | 1 | 38.5 | 45 | 99.5 | 91.5 | 12 | 11 | 10 | 9.5 | 10
P95 | 10 | 7 | 7.5 | 15 | 24 | 12 | 77.5 | 85 | 164.5 | 139 | 36 | 38.5 | 36.5 | 36.5 | 38
VOMCOSTS - VOM Costs
MEAN | 301417.0743 | 269751.7225 | 261237.8801 | 262732.7824 | 286523.2563 | 284731.1588 | 301464.6987 | 268562.3835 | 266083.1894 | 274390.5689 | 296611.4616 | 294338.2661 | 287813.2564 | 282898.4897 | 289129.7515
P5 | 199969.1421 | 152748.0485 | 144100.6259 | 91633.8525 | 105793.9136 | 114448.202 | 102752.2849 | 121670.6146 | 109081.8728 | 144667.2933 | 151717.6056 | 151546.0196 | 163156.2088 | 125510.5663 | 129059.5561
P95 | 386692.8082 | 364657.9649 | 361908.5468 | 435460.4784 | 474055.4205 | 452751.1088 | 475714.5277 | 449712.2221 | 460507.2513 | 437654.5111 | 476491.0785 | 464280.6773 | 477924.8846 | 470720.0525 | 425988.8448
Simple HR 2018 Colstrip 3 must run
CAPACITYFACTOR - Net Generation Capacity Factor
MEAN | 1 | 1 | 1 | 1 | 1 | 1 | 1 | 1 | 1 | 1 | 1 | 1 | 1 | 1 | 1
P5 | 1 | 1 | 1 | 1 | 1 | 1 | 1 | 1 | 1 | 1 | 1 | 1 | 1 | 1 | 1
P95 | 1 | 1 | 1 | 1 | 1 | 1 | 1 | 1 | 1 | 1 | 1 | 1 | 1 | 1 | 1
FUELCONSUMED - Fuel Consumed
MEAN | 1452006 | 1275794.55 | 1446392.7 | 1449252 | 1249777.35 | 1454176.8 | 1457866.35 | 1271076.3 | 1452411 | 1459121.85 | 1253884.05 | 1443816.9 | 1451803.5 | 1267718.85 | 1445274.9
P5 | 1360395 | 1190700 | 1372950 | 1363027.5 | 1173285 | 1370115 | 1384492.5 | 1196370 | 1369710 | 1379632.5 | 1190092.5 | 1362015 | 1373760 | 1207912.5 | 1366672.5
P95 | 1514295 | 1337107.5 | 1528875 | 1515712.5 | 1318275 | 1523002.5 | 1518142.5 | 1337512.5 | 1519965 | 1529077.5 | 1318680 | 1509030 | 1522800 | 1330425 | 1512270
FUELCOST - Fuel Cost
MEAN | 1393925.76 | 1199246.877 | 1431928.773 | 1681132.32 | 1374755.085 | 1628678.016 | 1661967.639 | 1487159.271 | 1728369.09 | 1765537.4385 | 1554816.222 | 1819209.294 | 1872826.515 | 1660711.6935 | 1936668.366
P5 | 1305979.2 | 1119258 | 1359220.5 | 1581111.9 | 1290613.5 | 1534528.8 | 1578321.45 | 1399752.9 | 1629954.9 | 1669355.325 | 1475714.7 | 1716138.9 | 1772150.4 | 1582365.375 | 1831341.15
P95 | 1453723.2 | 1256881.05 | 1513586.25 | 1758226.5 | 1450102.5 | 1705762.8 | 1730682.45 | 1564889.625 | 1808758.35 | 1850183.775 | 1635163.2 | 1901377.8 | 1964412 | 1742856.75 | 2026441.8
NETPOS - Net Position (MWh)
MEAN | 107556 | 94503.3 | 107140.2 | 107352 | 92576.1 | 107716.8 | 107990.1 | 94153.8 | 107586 | 108083.1 | 92880.3 | 106949.4 | 107541 | 93905.1 | 107057.4
P5 | 100770 | 88200 | 101700 | 100965 | 86910 | 101490 | 102555 | 88620 | 101460 | 102195 | 88155 | 100890 | 101760 | 89475 | 101235
P95 | 112170 | 99045 | 113250 | 112275 | 97650 | 112815 | 112455 | 99075 | 112590 | 113265 | 97680 | 111780 | 112800 | 98550 | 112020
NETREVENUE - Net Revenue $
MEAN | -1620902.0341 | -1054928.2204 | -1340777.4729 | -1690535.3333 | -1327455.3314 | -1822951.3547 | -1969168.5698 | -1756487.6783 | -2274889.0789 | -2320447.3412 | -1906620.0472 | -2396792.3626 | -2471653.1334 | -2078372.3735 | -2561402.2286
P5 | -1986718.7465 | -1497635.415 | -1858067.2884 | -2305534.2478 | -1806557.8705 | -2280171.9835 | -2407146.8474 | -2165388.7269 | -2607501.1218 | -2650584.2535 | -2248842.7766 | -2789349.0841 | -2802728.1305 | -2413038.1027 | -2888452.0553
P95 | -1166892.1015 | -618756.9929 | -754031.5093 | -1091556.1205 | -776593.3696 | -1402695.8099 | -1524060.6075 | -1271713.7268 | -1674005.8388 | -1861409.9958 | -1489538.8815 | -1980471.7555 | -2090430.1875 | -1615851.242 | -2227571.3298
STARTS - Number Starts
MEAN | 1.97 | 2.92 | 2.06 | 2.04 | 2.75 | 2.2 | 2.02 | 2.91 | 2.29 | 2.22 | 2.85 | 2.26 | 2.22 | 2.91 | 2.32
P5 | 0 | 1 | 0 | 0 | 1 | 0 | 0 | 1 | 0 | 0 | 1 | 0 | 0 | 1 | 0.5
P95 | 4.5 | 6 | 5.5 | 4 | 5 | 5 | 5 | 5.5 | 5 | 5 | 5 | 5 | 5 | 5 | 5
VOMCOSTS - VOM Costs
MEAN | 362463.72 | 324146.319 | 374990.7 | 383246.64 | 336977.004 | 400706.496 | 409282.479 | 364375.206 | 423888.84 | 434494.062 | 380809.23 | 448117.986 | 459200.07 | 408487.185 | 475334.856
P5 | 339594.9 | 302526 | 355950 | 360445.05 | 316352.4 | 377542.8 | 388683.45 | 342959.4 | 399752.4 | 410823.9 | 361435.5 | 422729.1 | 434515.2 | 389216.25 | 449483.4
P95 | 378012.9 | 339724.35 | 396375 | 400821.75 | 355446 | 419671.8 | 426204.45 | 383420.25 | 443604.6 | 455325.3 | 400488 | 468358.2 | 481656 | 428692.5 | 497368.8
Simple HR 2018 Colstrip 4 economic dispatch
CAPACITYFACTOR - Net Generation Capacity Factor
MEAN | 0.34575 | 0.26845 | 0.25559 | 0.28445 | 0.27135 | 0.25785 | 0.29887 | 0.23239 | 0.23149 | 0.26716 | 0.24551 | 0.23908 | 0.26121 | 0.22668 | 0.2228
P5 | 0.22757 | 0.15701 | 0.14228 | 0.096259 | 0.10053 | 0.097429 | 0.099418 | 0.094261 | 0.095212 | 0.13954 | 0.11628 | 0.12571 | 0.13978 | 0.10165 | 0.10165
P95 | 0.4444 | 0.35341 | 0.34801 | 0.48409 | 0.45811 | 0.40979 | 0.47842 | 0.41185 | 0.4224 | 0.42911 | 0.39384 | 0.37315 | 0.41981 | 0.37958 | 0.33669
CO2EMISSIONS - CO2 Emissions
MEAN | 102999.4393 | 92151.4136 | 86799.0692 | 82720.1195 | 92517.4407 | 88236.5344 | 89392.4489 | 78808.4668 | 78747.7738 | 78763.5392 | 84163.8159 | 82149.3891 | 77986.7157 | 77295.8401 | 76168.5614
P5 | 68000.827 | 53859.2617 | 49800.9322 | 30043.1423 | 33563.161 | 34564.8852 | 31029.4558 | 33080.3967 | 33137.6465 | 39982.4322 | 40667.9253 | 42898.9753 | 41293.0777 | 34638.033 | 35346.8317
P95 | 133024.435 | 123975.8175 | 116267.7828 | 138113.8835 | 156376.4917 | 138319.13 | 142413.4902 | 136659.1575 | 144396.3485 | 123209.787 | 134933.4295 | 124572.184 | 126879.493 | 126782.9533 | 117988.5645
FUELCONSUMED - Fuel Consumed
MEAN | 932052.6802 | 832313.8909 | 783588.2108 | 747240.1151 | 835048.165 | 795962.6531 | 808159.6309 | 710339.3737 | 711249.4331 | 712304.9197 | 758441.5176 | 740056.2586 | 703462.0805 | 695787.8765 | 685466.8885
P5 | 612600.7981 | 482431.9671 | 444929.9522 | 265768.9169 | 297100.4884 | 305828.3252 | 275701.2147 | 293041.3818 | 295523.1461 | 358506.832 | 361582.349 | 382100.6553 | 368621.1015 | 306674.648 | 312947.4358
P95 | 1206108.3178 | 1123210.4326 | 1053453.1595 | 1252414.5881 | 1417303.2814 | 1252399.3412 | 1291458.3771 | 1237927.6286 | 1309106.8225 | 1117532.1998 | 1221408.9234 | 1127346.7625 | 1149025.353 | 1147088.9765 | 1066539.5
FUELCOST - Fuel Cost
MEAN | 894770.573 | 782375.0575 | 775752.3287 | 866798.5335 | 918552.9815 | 891478.1715 | 921301.9793 | 831097.0673 | 846386.8253 | 861888.9529 | 940467.4818 | 932470.8858 | 907466.0839 | 911482.1182 | 918525.6306
P5 | 588096.7661 | 453486.0491 | 440480.6527 | 308291.9436 | 326810.5373 | 342527.7243 | 314299.3848 | 342858.4167 | 351672.5439 | 433793.2667 | 448362.1128 | 481446.8257 | 475521.2209 | 401743.7888 | 419349.564
P95 | 1157863.9851 | 1055817.8066 | 1042918.6279 | 1452800.9222 | 1559033.6096 | 1402687.2622 | 1472262.5498 | 1448375.3255 | 1557837.1188 | 1352213.9618 | 1514547.065 | 1420456.9207 | 1482242.7053 | 1502686.5593 | 1429162.93
NETPOS - Net Position (MWh)
MEAN | 87771.8738 | 78304.1296 | 73708.2806 | 70339.7748 | 78625.5661 | 74940.5822 | 76130.2052 | 66906.137 | 66999.9078 | 67100.3738 | 71451.5689 | 69717.1332 | 66265.3049 | 65545.2526 | 64573.6514
P5 | 57671.0118 | 45372.8097 | 41840.4409 | 24966.2949 | 27910.3418 | 28735.8299 | 25904.3378 | 27539.682 | 27796.1364 | 33734.614 | 34012.991 | 35951.53 | 34677.823 | 28843.9958 | 29437.979
P95 | 113587.9016 | 105679.5077 | 99104.14 | 117984.4101 | 133575.6462 | 118023.5632 | 121727.3542 | 116690.8578 | 123417.2336 | 105342.0599 | 115154.356 | 106277.2894 | 108320.0082 | 108145.2225 | 100533.5202
NETREVENUE - Net Revenue $
MEAN | -106189.7253 | 106980.9399 | 117867.5887 | 188064.9858 | 236824.7889 | 168185.1117 | 169347.2076 | 124156.9137 | 19965.9474 | 24835.221 | 29626.5438 | 16843.6588 | 31718.7813 | 49851.3027 | 47142.9211
P5 | -307726.7853 | -180625.8021 | -167006.1332 | -85694.5943 | -62427.4981 | -60770.1433 | -39844.2394 | -51006.4049 | -160379.476 | -117952.9862 | -138773.0637 | -124490.2408 | -130579.9192 | -104741.8766 | -101647.6459
P95 | 235250.9932 | 523708.0357 | 638785.1441 | 791151.6125 | 834628.7519 | 626451.5721 | 586977.4308 | 579553.9856 | 615302.9297 | 331161.3699 | 396298.8531 | 276994.7648 | 301190.1498 | 441929.0908 | 344817.2891
STARTS - Number Starts
MEAN | 7.31 | 4.81 | 6.13 | 7.3 | 7.01 | 4.07 | 64.57 | 62.65 | 128.96 | 115.81 | 24.29 | 23.13 | 23.27 | 20.74 | 18.63
P5 | 4 | 1 | 2 | 2 | 1 | 1 | 41.5 | 43 | 104 | 94 | 14 | 10 | 10 | 10 | 7.5
P95 | 12 | 9.5 | 10 | 15.5 | 23 | 12.5 | 87.5 | 83.5 | 156 | 139.5 | 34.5 | 37 | 37 | 34.5 | 31
VOMCOSTS - VOM Costs
MEAN | 295791.2147 | 268583.1644 | 257978.9822 | 251112.9961 | 286197.0605 | 278778.9659 | 288533.4778 | 258926.7502 | 263979.6369 | 269743.5028 | 292951.4324 | 292114.7883 | 282952.8521 | 285121.8486 | 286707.0122
P5 | 194351.3097 | 155628.7372 | 146441.5431 | 89129.6727 | 101593.644 | 106897.2872 | 98177.4403 | 106578.5692 | 109516.7773 | 135613.1481 | 139453.2629 | 150636.9106 | 148074.3041 | 125471.3816 | 130704.6268
P95 | 382791.2283 | 362480.7114 | 346864.4899 | 421204.3441 | 486215.3522 | 439047.655 | 461346.6722 | 451593.6198 | 486263.9003 | 423475.0809 | 472132.8595 | 445301.8425 | 462526.4351 | 470431.7181 | 446368.8298
Simple HR 2018 Colstrip 4 must run
CAPACITYFACTOR - Net Generation Capacity Factor
MEAN | 1 | 1 | 1 | 1 | 1 | 1 | 1 | 1 | 1 | 1 | 1 | 1 | 1 | 1 | 1
P5 | 1 | 1 | 1 | 1 | 1 | 1 | 1 | 1 | 1 | 1 | 1 | 1 | 1 | 1 | 1
P95 | 1 | 1 | 1 | 1 | 1 | 1 | 1 | 1 | 1 | 1 | 1 | 1 | 1 | 1 | 1
FUELCONSUMED - Fuel Consumed
MEAN | 1270881.9 | 1451378.25 | 1447397.1 | 1228794.3 | 1453026.6 | 1456444.8 | 1272854.25 | 1458433.35 | 1440921.15 | 1253001.15 | 1453378.95 | 1447425.45 | 1270169.1 | 1443962.7 | 1442686.95
P5 | 1189080 | 1358775 | 1359585 | 1127925 | 1345815 | 1372747.5 | 1192117.5 | 1379227.5 | 1342980 | 1168830 | 1352092.5 | 1367685 | 1165792.5 | 1344600 | 1357155
P95 | 1338525 | 1519762.5 | 1519965 | 1294987.5 | 1519965 | 1538190 | 1337917.5 | 1525230 | 1509030 | 1320907.5 | 1523205 | 1522800 | 1335892.5 | 1510042.5 | 1525635
FUELCOST - Fuel Cost
MEAN | 1220046.624 | 1364295.555 | 1432923.129 | 1425401.388 | 1598329.26 | 1631218.176 | 1451053.845 | 1706367.0195 | 1714696.1685 | 1516131.3915 | 1802189.898 | 1823756.067 | 1638518.139 | 1891591.137 | 1933200.513
P5 | 1141516.8 | 1277248.5 | 1345989.15 | 1308393 | 1480396.5 | 1537477.2 | 1359013.95 | 1613696.175 | 1598146.2 | 1414284.3 | 1676594.7 | 1723283.1 | 1503872.325 | 1761426 | 1818587.7
P95 | 1284984 | 1428576.75 | 1504765.35 | 1502185.5 | 1671961.5 | 1722772.8 | 1525225.95 | 1784519.1 | 1795745.7 | 1598298.075 | 1888774.2 | 1918728 | 1723301.325 | 1978155.675 | 2044350.9
NETPOS - Net Position (MWh)
MEAN | 94139.4 | 107509.5 | 107214.6 | 91021.8 | 107631.6 | 107884.8 | 94285.5 | 108032.1 | 106734.9 | 92814.9 | 107657.7 | 107216.7 | 94086.6 | 106960.2 | 106865.7
P5 | 88080 | 100650 | 100710 | 83550 | 99690 | 101685 | 88305 | 102165 | 99480 | 86580 | 100155 | 101310 | 86355 | 99600 | 100530
P95 | 99150 | 112575 | 112590 | 95925 | 112590 | 113940 | 99105 | 112980 | 111780 | 97845 | 112830 | 112800 | 98955 | 111855 | 113010
NETREVENUE - Net Revenue $
MEAN | -1320681.3282 | -1314639.9133 | -1344547.6444 | -1318352.4768 | -1680478.9626 | -1824870.353 | -1611440.4508 | -2134745.6065 | -2258730.5387 | -1860428.8709 | -2361991.8328 | -2401790.4292 | -2051063.7304 | -2506883.1674 | -2563552.8164
P5 | -1690353.5377 | -1776254.5981 | -1896246.7415 | -1871720.6571 | -2201007.4446 | -2238242.814 | -2076754.6069 | -2525732.1214 | -2620008.2879 | -2169291.8898 | -2718892.6813 | -2741821.2326 | -2372145.6145 | -2863526.7185 | -2853694.4623
P95 | -951923.3221 | -835760.5077 | -769886.6907 | -764183.2872 | -1060844.6735 | -1381737.9884 | -1169087.5013 | -1627290.3816 | -1695509.0267 | -1434974.1807 | -1824552.9705 | -1972555.8989 | -1626951.7464 | -2014554.8703 | -2232543.8221
STARTS - Number Starts
MEAN | 3.02 | 2.34 | 2.31 | 2.97 | 2.12 | 2.29 | 2.88 | 2.28 | 2.53 | 2.85 | 2.1 | 2.52 | 3.04 | 2.44 | 2.37
P5 | 1 | 0 | 0 | 1 | 0 | 0 | 1 | 0 | 0.5 | 1 | 0 | 0 | 1 | 0 | 0
P95 | 6 | 5 | 5 | 5 | 5.5 | 5 | 5 | 4 | 5 | 6 | 5 | 5 | 6 | 5 | 5
VOMCOSTS - VOM Costs
MEAN | 317249.778 | 368757.585 | 375251.1 | 324947.826 | 391779.024 | 401331.456 | 357342.045 | 418084.227 | 420535.506 | 373115.898 | 441396.57 | 449237.973 | 401749.782 | 465276.87 | 474483.708
P5 | 296829.6 | 345229.5 | 352485 | 298273.5 | 362871.6 | 378268.2 | 334675.95 | 395378.55 | 391951.2 | 348051.6 | 410635.5 | 424488.9 | 368735.85 | 433260 | 446353.2
P95 | 334135.5 | 386132.25 | 394065 | 342452.25 | 409827.6 | 423856.8 | 375607.95 | 437232.6 | 440413.2 | 393336.9 | 462603 | 472632 | 422537.85 | 486569.25 | 501764.4
Simple HR 2018 David Gates Generating Station updated HRs
CAPACITYFACTOR - Net Generation Capacity Factor
MEAN | 0.067206 | 0.083418 | 0.077376 | 0.032666 | 0.029245 | 0.021894 | 0.035498 | 0.031377 | 0.018357 | 0.024404 | 0.023846 | 0.019457 | 0.022398 | 0.022208 | 0.018291
P5 | 0.044285 | 0.048405 | 0.041683 | 0.019187 | 0.017117 | 0.011288 | 0.01871 | 0.019962 | 0.007991 | 0.015655 | 0.013608 | 0.010339 | 0.013125 | 0.013277 | 0.009574
P95 | 0.091523 | 0.11531 | 0.11201 | 0.048856 | 0.042848 | 0.030807 | 0.054314 | 0.049826 | 0.035296 | 0.03675 | 0.039503 | 0.029932 | 0.031425 | 0.033233 | 0.029088
CO2EMISSIONS - CO2 Emissions
MEAN | 43496.0191 | 52671.5673 | 48155.2913 | 26217.6451 | 23631.1971 | 17721.5566 | 22263.4218 | 20138.6125 | 10630.8178 | 14626.2271 | 14188.0819 | 10798.1006 | 13334.6535 | 13170.8114 | 10143.9583
P5 | 32153.2605 | 36156.8902 | 30433.3444 | 15395.448 | 13953.3875 | 9180.1925 | 13344.878 | 13922.079 | 4885.42 | 10301.9183 | 8749.5705 | 6088.817 | 8717.3222 | 8417.311 | 5787.9272
P95 | 55353.0055 | 66841.276 | 64733.2962 | 39188.8905 | 34585.5365 | 24979.3098 | 31491.4653 | 30144.3118 | 19026.84 | 21061.0842 | 21650.2262 | 15576.5985 | 17756.0288 | 18451.8205 | 15398.304
FUELCONSUMED - Fuel Consumed
MEAN | 737180.8192 | 892689.6175 | 816156.0504 | 444246.387 | 400460.1412 | 300336.5256 | 377323.6987 | 341308.9333 | 180172.4839 | 247886.871 | 240463.8942 | 183011.2848 | 225998.824 | 223218.6685 | 171924.7071
P5 | 544929.023 | 612774.6183 | 515791.313 | 260917.944 | 236478.2875 | 155583.4525 | 226163.19 | 235950.395 | 82798.8049 | 174587.2645 | 148291.8614 | 103194.297 | 147729.4087 | 142656.607 | 98099.7837
P95 | 938147.2492 | 1132847.0023 | 1097121.0657 | 663889.7416 | 586095.7514 | 423349.0134 | 533729.3899 | 510883.4593 | 322460.9667 | 356962.0539 | 366939.4048 | 264003.263 | 300918.7764 | 312721.3935 | 260984.37
FUELCOST - Fuel Cost
MEAN | 1036104.0621 | 1245792.964 | 1201905.3191 | 687035.1846 | 650129.3491 | 521287.5784 | 674009.1689 | 618530.1056 | 370561.7335 | 483164.4719 | 486853.0999 | 394359.4191 | 471359.0227 | 481752.9618 | 392583.7979
P5 | 576894.7743 | 601444.1971 | 532883.6733 | 245020.4187 | 258987.6271 | 190861.3463 | 281140.9361 | 301109.7447 | 122512.1934 | 267432.2382 | 218938.6412 | 159987.1715 | 240215.9075 | 224026.7156 | 158213.4068
P95 | 1593855.113 | 1897666.7534 | 2048778.9413 | 1318649.1182 | 1212297.5602 | 857191.3572 | 1162381.9416 | 1259340.6494 | 860772.6579 | 901322.9461 | 952003.4561 | 708465.7491 | 756945.6919 | 887269.7292 | 718241.5997
NETPOS - Net Position (MWh)
MEAN | 37639.9703 | 46788.3489 | 43135.9425 | 18205.9185 | 16385.377 | 12282.6523 | 19875.1776 | 17563.5705 | 10228.883 | 13739.6155 | 13350.4134 | 10889.0912 | 12558.0816 | 12411.251 | 10199.9033
P5 | 24818.1765 | 27197.1623 | 23162.218 | 10668 | 9668.75 | 6361.25 | 10455.6879 | 11189.6522 | 4464.3534 | 8738.7157 | 7603.25 | 5782.2407 | 7366.9432 | 7424.5 | 5307.2248
P95 | 51186.081 | 64720.737 | 62555.1601 | 27265.9418 | 23996.6979 | 17311.4522 | 30315.3666 | 27829.7087 | 19686.3656 | 20679.6625 | 22173.8045 | 16686.4318 | 17685.3387 | 18574.351 | 16123.0063
NETREVENUE - Net Revenue $
MEAN | -1098400.7178 | -1152267.3152 | -1033970.9627 | -742920.6223 | -722159.4317 | -539229.1139 | -519928.2814 | -531403.8228 | -197110.5117 | -332354.9963 | -322733.578 | -171258.168 | -315583.7534 | -325074.3777 | -180907.2364
P5 | -1362222.9868 | -1398711.0374 | -1308353.3136 | -1225847.0005 | -1132955.2202 | -806887.8247 | -695313.0977 | -748621.8557 | -331412.7746 | -471365.9194 | -477261.9269 | -267852.4725 | -460356.2468 | -453493.7801 | -285159.9916
P95 | -829228.4842 | -881124.6965 | -749333.3862 | -399264.3063 | -406159.1923 | -264858.5371 | -349001.3515 | -371878.4586 | -94402.7489 | -209056.7053 | -196924.4738 | -104458.081 | -210735.5424 | -210840.2633 | -87210.7714
STARTS - Number Starts
MEAN | 2188.54 | 2359.41 | 2204.92 | 1796.74 | 1692.86 | 1339.15 | 1384.35 | 1283.16 | 673.86 | 908.8 | 891.15 | 648.79 | 821.8 | 823.84 | 596.7
P5 | 2038 | 2217.5 | 2068 | 1299 | 1231 | 902 | 979 | 906.5 | 366.5 | 710 | 624 | 430.5 | 628.5 | 621.5 | 346
P95 | 2343.5 | 2498.5 | 2336.5 | 2284 | 2223.5 | 1689.5 | 1742 | 1799.5 | 1065.5 | 1186 | 1200 | 869.5 | 1013.5 | 1078 | 840
VOMCOSTS - VOM Costs
MEAN | 341770.9301 | 433260.1111 | 407203.2976 | 175322.9953 | 160904.4022 | 123072.1756 | 203124.3149 | 183188.0398 | 108733.0267 | 149074.8284 | 147655.5726 | 122937.8391 | 144543.5191 | 145708.0873 | 122194.841
P5 | 225349.0422 | 251845.7227 | 218651.338 | 102732.84 | 94947.125 | 63739.725 | 106857.13 | 116708.0723 | 47456.0771 | 94815.0654 | 84091.945 | 65281.4973 | 84793.5166 | 87163.63 | 63580.5533
P95 | 464769.6158 | 599314.0247 | 590520.7109 | 262571.0195 | 235647.5737 | 173460.7508 | 309823.0466 | 290263.8615 | 209266.0659 | 224374.3385 | 245242.2775 | 188389.8155 | 203558.2485 | 218062.8809 | 193153.6153
Simple HR 2018 YELP 2015 v2
CAPACITYFACTOR - Net Generation Capacity Factor
MEAN | 1 | 1 | 1 | 1 | 1 | 1 | 1 | 1 | 1 | 1
P5 | 1 | 1 | 1 | 1 | 1 | 1 | 1 | 1 | 1 | 1
P95 | 1 | 1 | 1 | 1 | 1 | 1 | 1 | 1 | 1 | 1
NETPOS - Net Position (MWh)
MEAN | 193828.96 | 194754.56 | 193468.08 | 192903.88 | 193879.4 | 194975.04 | 193937.12 | 194259 | 193346.4 | 195608.92
P5 | 188864 | 187928 | 187980 | 187590 | 188318 | 190268 | 188136 | 188084 | 188084 | 189904
P95 | 198146 | 199342 | 197392 | 197990 | 198328 | 198978 | 198848 | 198510 | 197340 | 199368
NETREVENUE - Net Revenue $
MEAN | -16175779.9149 | -16193276.7471 | -16487447.6874 | -17013831.365 | -17671734.6764 | -19019672.9395 | -20189333.9068 | -21577974.7259 | -21402111.8784 | -21643777.2337
P5 | -17002223.3467 | -17286063.3837 | -17468023.2966 | -18025111.0618 | -18702601.4894 | -20055129.3267 | -21231261.8012 | -22498358.8324 | -22276795.9881 | -22416857.4065
P95 | -15250370.6759 | -15000583.1465 | -15425037.4158 | -15795408.9131 | -16688689.3739 | -18148488.3333 | -19031880.9054 | -20536317.001 | -20509623.7277 | -20802682.8645
STARTS - Number Starts
MEAN | 1.59 | 1.45 | 1.47 | 1.71 | 1.69 | 1.61 | 1.76 | 1.74 | 1.55 | 1.45
P5 | 0 | 0 | 0 | 0 | 0 | 0 | 0 | 0 | 0 | 0
P95 | 4 | 4 | 3 | 4 | 4 | 4 | 4 | 5 | 3.5 | 4
Generation Asset - Total
CAPACITYFACTOR - Net Generation Capacity Factor
MEAN | 0.40672 | 0.40015 | 0.39133 | 0.4007 | 0.36025 | 0.30428 | 0.24296 | 0.21847 | 0.19878 | 0.19501 | 0.16652 | 0.15876 | 0.15601 | 0.15317 | 0.14928
P5 | 0.37019 | 0.35566 | 0.34562 | 0.34324 | 0.3027 | 0.2467 | 0.1875 | 0.17574 | 0.16022 | 0.16659 | 0.13485 | 0.12982 | 0.12807 | 0.12154 | 0.11951
P95 | 0.43954 | 0.43211 | 0.42797 | 0.44978 | 0.42112 | 0.35356 | 0.29434 | 0.27586 | 0.25488 | 0.23491 | 0.2105 | 0.19264 | 0.18989 | 0.18759 | 0.18348
CO2EMISSIONS - CO2 Emissions
MEAN | 253059.6141 | 238180.9186 | 224089.7504 | 353113.8509 | 432744.8596 | 467512.3648 | 460645.3853 | 403794.2751 | 351052.6539 | 356876.7096 | 378214.0531 | 367967.3181 | 363523.4605 | 355733.4385 | 343276.3733
P5 | 176326.2377 | 148630.652 | 132007.2084 | 212291.835 | 274716.3663 | 289646.2845 | 264216.4905 | 253663.024 | 207274.6675 | 244983.0967 | 256876.5928 | 259072.0697 | 255880.0702 | 230373.5997 | 221445.4898
P95 | 320254.5135 | 311137.832 | 304296.7666 | 481423.2787 | 603664.0122 | 622549.819 | 637486.6392 | 604785.932 | 556911.5187 | 502255.106 | 533770.5705 | 510316.3497 | 510104.373 | 493961.8165 | 470857.553
FUELCONSUMED - Fuel Consumed
MEAN | 5366425.422 | 5303424.6287 | 5306424.5268 | 7241148.0034 | 8463974.0691 | 9295838.7093 | 8963383.9162 | 8200146.8251 | 7512094.1464 | 7420470.4086 | 7690730.5297 | 7736491.4817 | 7549861.1167 | 7435302.8774 | 7410085.3737
P5 | 4552329.3878 | 4328068.8153 | 4300581.299 | 5748371.1516 | 6651085.8461 | 7163510.8899 | 6644931.7537 | 6359576.4139 | 5830838.1146 | 6155065.0991 | 6286301.565 | 6419811.104 | 6314038.9956 | 6014896.9085 | 6047738.2841
P95 | 6025844.4854 | 6034814.1358 | 6155358.9297 | 8613065.2009 | 10399850.3824 | 11190506.9908 | 11127036.0376 | 10670142.3095 | 9960385.1419 | 9178690.6755 | 9531395.4209 | 9339780.2871 | 9154791.4678 | 8962062.344 | 8998625.088
FUELCOST - Fuel Cost
MEAN | 5482299.3584 | 5393211.607 | 5651286.5784 | 9364685.9949 | 11359272.4459 | 13146255.0924 | 13356871.165 | 12460098.2758 | 11475377.3519 | 11526825.0232 | 12346369.4857 | 12565275.5878 | 12615528.7847 | 12709107.3475 | 12774053.4177
P5 | 4439085.3486 | 4075526.9581 | 4276261.2172 | 6298976.8445 | 7563541.2475 | 8346219.6814 | 7939673.6761 | 8241602.2825 | 7454115.3292 | 8424817.6631 | 8579304.5877 | 9264866.7349 | 9305552.8135 | 8689858.7612 | 8807696.5838
P95 | 6483800.4251 | 6498687.5351 | 7039801.0061 | 12821101.1859 | 16303348.0586 | 17863132.2069 | 19225725.8861 | 20620478.6057 | 18877060.7127 | 16432526.2389 | 17803013.8466 | 17496486.2678 | 17383351.4399 | 18516404.339 | 17848356.9021
NETPOS - Net Position (MWh)
MEAN | 743762.547 | 733128.1409 | 731630.0121 | 987395.1107 | 1126531.4616 | 1153906.1096 | 1059583.7604 | 979792.5749 | 903952.8726 | 898406.5052 | 733204.7254 | 736431.1611 | 723739.7439 | 711382.9699 | 704487.7528
P5 | 677815.4987 | 651446.072 | 646849.2492 | 848657.9464 | 941067.0337 | 933712.9334 | 816340.3224 | 789136.8211 | 728977.5477 | 766263.2778 | 594542.9721 | 601683.3189 | 591548.743 | 563156.2824 | 564070.2986
P95 | 802496.4451 | 800145.9573 | 803633.4629 | 1110019.3163 | 1319112.7319 | 1343947.1272 | 1279400.1372 | 1237194.8043 | 1158001.2579 | 1081141.9184 | 925907.3515 | 897187.0827 | 883881.625 | 868891.6381 | 863183.5577
NETREVENUE - Net Revenue $
MEAN | -30986727.9497 | -30145566.1836 | -30949333.0027 | -31341584.7985 | -31862247.1973 | -27597520.7337 | -21231236.9373 | -23395326.9664 | -24354371.5722 | -23952489.3081 | -2336964.5041 | -2673919.1091 | -2427527.7659 | -2427863.4927 | -2857250.1574
P5 | -33415669.6735 | -33203039.9646 | -33889675.456 | -35356235.9197 | -36591289.6889 | -31231031.6353 | -25314161.5016 | -26392036.5604 | -27262313.2753 | -26306802.7083 | -4390105.0264 | -4902801.6608 | -4675209.1895 | -4563963.1057 | -4891814.4783
P95 | -27968365.2214 | -26800365.0819 | -27026127.2568 | -26435615.2308 | -25981856.6896 | -23458047.5276 | -16164592.6711 | -17885208.4333 | -19256305.0884 | -20301214.5319 | 1489550.729 | 28654.6587 | -3799.8495 | 758164.3848 | 110860.8075
STARTS - Number Starts
MEAN | 2232.3 | 2405.92 | 2272.13 | 3628.56 | 4656.21 | 5365.11 | 6911.99 | 6757.55 | 5749.62 | 5960.62 | 6222.26 | 6042.28 | 6310.33 | 6235.93 | 5860.84
P5 | 2075 | 2282 | 2149 | 3194 | 4054.5 | 4351.5 | 5881 | 5478 | 4621 | 5131.5 | 5204 | 5135 | 5408.5 | 5192.5 | 4771.5
P95 | 2403.5 | 2519 | 2381 | 4090 | 5426.5 | 6246 | 7981 | 7918 | 6745.5 | 6852 | 7592.5 | 7069.5 | 7230.5 | 7261.5 | 7178
VOMCOSTS - VOM Costs
MEAN | 1630983.6122 | 1672340.9053 | 1686759.2738 | 1668700.9092 | 1756512.0586 | 1844905.3838 | 1909819.5552 | 1797243.0789 | 1748642.5415 | 1774702.6088 | 1861248.8674 | 1906796.514 | 1886796.9635 | 1895048.4724 | 1946217.8561
P5 | 1333022.4712 | 1288801.2446 | 1270804.243 | 1237951.1655 | 1309928.3659 | 1367656.7377 | 1348691.0553 | 1368562.6523 | 1298532.083 | 1436820.5419 | 1432964.3791 | 1527917.0014 | 1531987.5172 | 1472531.1451 | 1514184.6289
P95 | 1901922.1028 | 1996784.3734 | 2051619.0498 | 2099443.8203 | 2240217.3835 | 2266321.5585 | 2460404.0194 | 2427136.996 | 2378580.9593 | 2234304.2836 | 2370230.9866 | 2388262.5938 | 2382626.5882 | 2379325.4972 | 2436657.7768
Hydro
IRP Black Eagle 2018
NETPOS - Net Position (MWh)
MEAN | 57040.7834 | 57192.4599 | 56760.1129 | 56782.3464 | 56982.4346 | 57116.281 | 57023.0601 | 57065.2962 | 56735.0128 | 57267.0927 | 56960.2578 | 57016.9848 | 57060.623 | 56859.6721 | 56759.9245
P5 | 52743.5277 | 53033.8711 | 52177.989 | 52528.0242 | 53026.4635 | 52320.3188 | 52932.7189 | 53370.7813 | 51775.8709 | 52948.2509 | 52532.2801 | 52942.395 | 52306.8955 | 52585.5857 | 53125.0829
P95 | 61097.7235 | 60843.7916 | 60980.4071 | 60291.521 | 60726.0926 | 61142.0114 | 61289.2754 | 60864.5249 | 60279.0432 | 61051.9001 | 60921.5498 | 60413.4034 | 60708.9999 | 60687.1849 | 61426.2261
NETREVENUE - Net Revenue $
MEAN | 532423.972 | 684898.3882 | 696366.3571 | 657155.479 | 623648.76 | 569790.4644 | 511626.7251 | 460987.3138 | 402057.9723 | 406312.4702 | 399140.7318 | 401001.2235 | 397374.8463 | 397014.7448 | 391305.5328
P5 | 335208.1209 | 442292.3433 | 435083.6102 | 360695.2996 | 364313.3962 | 322832.7922 | 281617.3085 | 282441.8266 | 222488.4754 | 267018.4385 | 233377.9736 | 221013.0342 | 255979.6191 | 231719.9705 | 227901.6939
P95 | 738747.3648 | 943846.229 | 970324.8528 | 952490.9983 | 927549.8824 | 810580.0479 | 742301.6015 | 726438.5806 | 684974.9515 | 623196.3756 | 625059.221 | 574669.3273 | 589429.4534 | 627865.385 | 554946.598
IRP Black Eagle 2018 Upgrade U1
NETPOS - Net Position (MWh)
MEAN | 8.6686 | 8.6709 | 3716.6272 | 3691.3536 | 3716.7824 | 3730.6589 | 3728.9011 | 3724.7658 | 3706.5228 | 3740.724 | 3711.4652 | 3718.3851 | 3729.2503 | 3718.9546 | 3700.496
P5 | 7.8204 | 7.4405 | 3607.8529 | 3545.5208 | 3556.7167 | 3588.342 | 3589.4774 | 3561.7485 | 3588.9532 | 3584.7881 | 3573.4538 | 3599.1929 | 3597.3341 | 3586.2611 | 3603.7683
P95 | 9.6973 | 9.6525 | 3801.2493 | 3797.7533 | 3807.9399 | 3812.9114 | 3809.0964 | 3813.8904 | 3790.3907 | 3829.5123 | 3814.705 | 3812.2744 | 3814.3945 | 3807.2778 | 3795.3712
NETREVENUE - Net Revenue $
MEAN | 73.5361 | 118.6177 | 47816.6236 | 44808.032 | 42935.7781 | 39491.743 | 35774.983 | 32422.3266 | 28683.4563 | 29012.4467 | 28630.8168 | 28672.4566 | 28600.407 | 28568.71 | 28185.9222
P5 | 39.7552 | 67.4076 | 30624.207 | 25442.3755 | 26429.0474 | 23076.5881 | 20083.7421 | 20309.7666 | 16680.1266 | 19285.9908 | 17270.8364 | 17609.5696 | 18608.7997 | 17015.8321 | 17405.074
P95 | 119.7887 | 192.9167 | 66962.9744 | 65403.7104 | 64623.3461 | 55138.3248 | 50221.267 | 52222.7373 | 48680.5812 | 43584.2329 | 44018.7093 | 40134.634 | 41477.2212 | 45005.8643 | 38586.7129
IRP Cochrane 2018
NETPOS - Net Position (MWh)
MEAN | 118246.8074 | 118373.6086 | 117567.077 | 117683.4156 | 118058.407 | 118234.9692 | 118011.1549 | 118349.0739 | 117587.4051 | 118655.8522 | 117995.4063 | 118243.531 | 118187.4123 | 117516.5142 | 117726.2199
P5 | 109795.9571 | 110965.7037 | 109247.0428 | 110860.725 | 110326.8799 | 109979.7147 | 110665.0989 | 111125.4716 | 110193.4813 | 109856.4957 | 110701.1659 | 108981.6718 | 110948.2469 | 109447.1618 | 110479.3807
P95 | 126404.8449 | 125344.1551 | 124742.2318 | 123677.6958 | 124484.8796 | 124781.9144 | 127183.7773 | 125210.1485 | 124032.7683 | 126116.855 | 126056.826 | 125706.781 | 125632.1886 | 124006.2044 | 126145.8732
NETREVENUE - Net Revenue $
MEAN | 1061919.6149 | 1373637.6158 | 1398628.1351 | 1313691.0344 | 1247779.6294 | 1135026.5236 | 1011671.6307 | 909317.552 | 785019.1869 | 793277.5128 | 781042.1077 | 781145.3898 | 772101.6687 | 769945.8711 | 757296.2083
P5 | 674108.8994 | 877140.9093 | 865234.0918 | 722136.1538 | 731005.6098 | 656413.4636 | 526317.2472 | 544859.9427 | 425229.1563 | 508057.1109 | 442942.2713 | 421024.5968 | 468099.0807 | 455779.517 | 432733.0672
P95 | 1509054.8088 | 1898923.4284 | 2001586.9895 | 1937525.0932 | 1877644.3362 | 1603176.1863 | 1457160.9454 | 1461497.1205 | 1366796.3166 | 1229059.8377 | 1222731.8747 | 1120827.3244 | 1172013.1307 | 1253563.5051 | 1064174.0248
IRP Hauser 2018
NETPOS - Net Position (MWh)
MEAN | 54062.5544 | 54143.3134 | 53819.1128 | 53819.3905 | 54051.2456 | 54143.2362 | 54063.5633 | 54072.8402 | 53826.1912 | 54363.5446 | 54055.7341 | 54062.3152 | 54074.615 | 53899.3107 | 53812.8002
P5 | 49462.943 | 49222.2572 | 49168.0615 | 49304.3582 | 49594.7448 | 49631.0304 | 49379.696 | 50078.664 | 48556.0938 | 50329.7841 | 49118.949 | 49592.4577 | 49946.0004 | 49129.4953 | 48148.8732
P95 | 58130.4023 | 57618.0005 | 57518.5458 | 57409.5596 | 57701.3758 | 57702.995 | 58010.6517 | 57713.2706 | 57113.5899 | 57612.5983 | 57793.1402 | 57579.0508 | 57863.8877 | 57999.2099 | 57906.077
NETREVENUE - Net Revenue $
MEAN | 538074.0682 | 680939.9186 | 693815.0606 | 654762.5822 | 624297.3146 | 574025.1769 | 519838.652 | 469633.3947 | 415340.7651 | 421722.0792 | 415954.0251 | 416973.5903 | 414708.6003 | 413944.9801 | 409388.1001
P5 | 352968.6864 | 447743.1995 | 432902.0004 | 355538.5485 | 361436.3164 | 322285.4312 | 288845.8098 | 303998.5584 | 235950.91 | 286029.681 | 249052.7094 | 242924.518 | 272906.1559 | 244858.1887 | 247942.3914
P95 | 746812.3166 | 921545.9036 | 967827.445 | 969241.6739 | 922943.3278 | 804583.3413 | 753970.673 | 728420.2792 | 704221.8702 | 660938.2438 | 643545.5191 | 592252.3267 | 598966.7195 | 643132.4394 | 563435.9812
IRP Hauser 2018 Upgrade U2 & U5
NETPOS - Net Position (MWh)
MEAN | 20.1544 | 2787.731 | 4725.7656 | 5079.916 | 5085.3941 | 5096.3727 | 5099.3016 | 5099.5255 | 5070.0933 | 5101.565 | 5099.7732 | 5100.5207 | 5100.4789 | 5066.1122 | 5078.9699
P5 | 18.6482 | 2518.6309 | 4303.0422 | 4621.4937 | 4697.4412 | 4678.4928 | 4663.3297 | 4733.923 | 4583.5542 | 4724.7351 | 4643.1755 | 4671.2759 | 4703.1996 | 4610.9847 | 4564.4583
P95 | 21.9931 | 2962.9667 | 5055.5384 | 5435.0141 | 5464.3477 | 5451.7719 | 5488.6647 | 5455.77 | 5385.8176 | 5425.0257 | 5517.8848 | 5443.2318 | 5470.8765 | 5435.6868 | 5507.5004
NETREVENUE - Net Revenue $
MEAN | 173.8382 | 33405.1919 | 56214.3354 | 58156.6635 | 54914.636 | 50103.2361 | 45127.1996 | 40334.3342 | 35173.6611 | 35460.5674 | 35140.9835 | 35112.1845 | 34851.144 | 34577.4551 | 34266.7338
P5 | 85.7321 | 23286.007 | 35001.4236 | 30547.8238 | 31171.4112 | 27818.819 | 24268.4584 | 25240.5763 | 19227.0447 | 23121.0519 | 20629.2182 | 19744.9035 | 22375.1645 | 20040.9449 | 20262.7171
P95 | 271.9668 | 48168.0188 | 78230.823 | 86459.725 | 81472.8798 | 71174.7835 | 65463.0985 | 63877.804 | 60086.106 | 56798.6076 | 54839.8938 | 50179.2417 | 51810.9477 | 55377.7266 | 47891.174
IRP Holter 2018
NETPOS - Net Position (MWh)
MEAN | 124170.4351 | 124403.0616 | 123680.9426 | 123897.8368 | 124076.4426 | 124568.4087 | 124416.7498 | 123994.0691 | 123752.3921 | 124886.4609 | 124372.5565 | 124195.1108 | 124050.1719 | 124005.476 | 123039.8653
P5 | 64202.334 | 64788.1819 | 64151.8872 | 71298.3769 | 64668.4596 | 63336.8587 | 70825.4639 | 73970.2455 | 66179.4206 | 76048.023 | 72363.8014 | 63605.0419 | 66733.1716 | 66473.0551 | 70185.2083
P95 | 177900.0467 | 175829.1348 | 170954.9722 | 176408.0486 | 180332.6241 | 183359.4875 | 182553.6627 | 183001.7745 | 178031.1206 | 179461.9377 | 180286.2356 | 175862.5871 | 189273.914 | 176205.7174 | 178722.4049
NETREVENUE - Net Revenue $
MEAN | 1175704.0068 | 1503854.3896 | 1539845.8509 | 1462442.041 | 1388163.5865 | 1268847.2487 | 1145403.0748 | 1010681.978 | 888807.4748 | 908579.0866 | 897379.349 | 895000.1277 | 883893.2742 | 886472.6927 | 877342.0483
P5 | 554257.309 | 771989.1028 | 756892.8266 | 636027.0098 | 571281.6924 | 605633.5313 | 491631.3787 | 550305.2754 | 384214.0921 | 505698.9913 | 432068.9394 | 397674.176 | 431535.3281 | 463107.6925 | 410947.4922
P95 | 1940211.7981 | 2529614.0537 | 2414187.6433 | 2595323.7893 | 2362927.8777 | 2340229.4846 | 1970346.8202 | 1702942.6244 | 1548527.5386 | 1630126.7261 | 1503139.1239 | 1428285.6426 | 1619080.8003 | 1522020.6245 | 1479847.3625
IRP Madison 2018
NETPOS - Net Position (MWh)
MEAN | 26766.2004 | 26831.6528 | 26652.7861 | 26651.4869 | 26752.5961 | 26818.2114 | 26766.1772 | 26771.8094 | 26649.2326 | 26926.7321 | 26744.7419 | 26762.4146 | 26770.0315 | 26704.0311 | 26649.8845
P5 | 25879.5208 | 25925.982 | 25732.2316 | 25960.5078 | 25988.3936 | 25929.1759 | 25973.9205 | 26085.4665 | 25666.6233 | 26118.0486 | 25775.5952 | 25875.0298 | 25937.8068 | 25984.233 | 25799.5428
P95 | 27675.1664 | 27541.0664 | 27478.3803 | 27366.991 | 27517.5966 | 27546.1186 | 27671.2184 | 27451.1627 | 27325.8713 | 27699.5963 | 27506.4969 | 27480.7738 | 27479.9827 | 27478.5606 | 27584.0517
NETREVENUE - Net Revenue $
MEAN | 266307.396 | 337856.988 | 343531.3087 | 323884.552 | 309141.7429 | 284600.5023 | 257588.7788 | 233334.8352 | 206148.7817 | 208889.8753 | 206252.0127 | 206531.809 | 205423.4367 | 205729.7911 | 202965.3927
P5 | 172747.0184 | 227165.1083 | 217831.1229 | 182033.9984 | 187105.0849 | 173176.5508 | 143082.7835 | 147675.9238 | 119834.4943 | 139636.3747 | 125506.9808 | 126447.3441 | 132602.7947 | 125802.1674 | 124827.8188
P95 | 367625.9449 | 460902.9874 | 481187.4942 | 474896.0952 | 460486.5179 | 400245.6328 | 365903.7883 | 369423.0958 | 351548.2682 | 315187.8058 | 316323.9095 | 291512.0929 | 295760.4724 | 327969.0331 | 275106.5516
IRP Morony 2018
NETPOS - Net Position (MWh)
MEAN | 115586.1311 | 115833.5258 | 115119.758 | 115144.7227 | 115627.3204 | 115695.1296 | 115462.766 | 115626.5106 | 115061.704 | 116229.9878 | 115522.5683 | 115573.2623 | 115557.0039 | 115116.9234 | 115198.3013
P5 | 108244.5007 | 108954.3715 | 107004.9218 | 109090.3232 | 107994.4382 | 107800.3686 | 108807.6892 | 110075.0893 | 107649.4698 | 107159.3891 | 108473.1107 | 108775.0396 | 108453.4003 | 107663.6375 | 107943.8285
P95 | 122726.9271 | 122209.7532 | 122156.2408 | 120739.3525 | 121986.4733 | 122687.8201 | 123958.3047 | 122101.1091 | 121121.1558 | 123792.6347 | 122386.4604 | 121791.6234 | 122167.1539 | 121469.5271 | 123297.1938
NETREVENUE - Net Revenue $
MEAN | 1087826.7791 | 1396062.6271 | 1421902.024 | 1339521.5527 | 1275051.2242 | 1165664.7532 | 1046239.7129 | 944221.8692 | 824784.8506 | 833940.6293 | 822886.631 | 823192.1243 | 815429.6388 | 815893.7969 | 804643.1512
P5 | 703430.9549 | 919711.489 | 893912.6292 | 738216.0228 | 756119.2111 | 684724.4854 | 565717.8279 | 580727.8328 | 466962.9779 | 551945.4934 | 486457.7302 | 462889.0291 | 517145.2054 | 505494.5449 | 473470.8867
P95 | 1512713.333 | 1909070.6748 | 1985328.4753 | 1952313.1724 | 1887925.2948 | 1633401.9497 | 1513218.6036 | 1491562.1178 | 1420394.4199 | 1273172.4851 | 1269430.2372 | 1166087.7092 | 1217473.6171 | 1292770.4282 | 1117301.6657
IRP Mystic 2018
NETPOS - Net Position (MWh)
MEAN | 20999.5628 | 20969.9527 | 20835.1718 | 20900.1122 | 21001.1188 | 20968.7532 | 21019.9608 | 20995.4743 | 20824.7661 | 21120.3429 | 21012.3408 | 21030.5324 | 21069.8421 | 20803.0329 | 20907.9128
P5 | 20332.2705 | 20306.1408 | 20137.4133 | 20335.157 | 20479.2103 | 20391.3546 | 20369.7464 | 20484.7154 | 20215.8938 | 20425.4131 | 20456.6919 | 20368.4175 | 20459.2226 | 20224.9922 | 20248.5792
P95 | 21746.882 | 21684.4816 | 21551.2729 | 21521.4672 | 21558.7935 | 21581.8712 | 21655.2501 | 21535.6919 | 21389.7104 | 21858.9455 | 21601.1745 | 21684.5106 | 21568.3908 | 21336.3319 | 21570.162
NETREVENUE - Net Revenue $
MEAN | 224858.2154 | 262475.1423 | 269528.6416 | 255446.9536 | 246836.7192 | 226600.1903 | 208176.5758 | 188810.4973 | 168460.7108 | 171925.1274 | 171263.994 | 170675.5871 | 170009.4417 | 169535.5971 | 166660.5007
P5 | 151779.6363 | 181133.3602 | 177719.2702 | 147582.7877 | 154236.1126 | 143051.6126 | 123890.3071 | 123743.8131 | 99205.1527 | 114298.7687 | 105309.1741 | 109540.8854 | 110517.2272 | 111148.089 | 104680.8467
P95 | 306064.4387 | 355549.5625 | 370408.3936 | 360218.2064 | 351783.0557 | 305856.8485 | 292925.7376 | 293839.286 | 276398.2933 | 252524.8713 | 265722.4484 | 239036.4704 | 247362.3974 | 259366.8536 | 224280.0068
IRP Rainbow 2018
NETPOS - Net Position (MWh)
MEAN | 156998.1972 | 157271.8304 | 156290.1623 | 156331.9808 | 156893.6116 | 157097.5417 | 156798.1899 | 157025.3841 | 156227.5787 | 157732.8861 | 156691.2778 | 156996.2734 | 157066.8329 | 156370.1103 | 156404.0215
P5 | 148687.3243 | 149862.6082 | 148231.6467 | 150031.2157 | 148258.7615 | 150458.6105 | 150342.9762 | 150760.64 | 148224.9959 | 149477.5681 | 149528.9842 | 149461.6366 | 149430.0873 | 148774.9817 | 148894.3307
P95 | 165253.4282 | 163881.5687 | 163044.4398 | 161924.322 | 163311.7943 | 164144.8183 | 163802.1448 | 162880.9273 | 162763.0948 | 165173.7256 | 163957.2702 | 164112.2043 | 163337.273 | 162869.6441 | 164368.3752
NETREVENUE - Net Revenue $
MEAN | 1453623.9748 | 1873668.8214 | 1906061.8255 | 1791033.8485 | 1704002.9971 | 1554979.9484 | 1394104.6803 | 1256759.4769 | 1093753.6175 | 1103848.0274 | 1087562.5908 | 1088610.5022 | 1078816.061 | 1078345.1998 | 1061529.0237
P5 | 930927.0227 | 1214596.657 | 1200084.9304 | 1001176.0093 | 1014430.2669 | 902663.4926 | 751728.1792 | 765193.8012 | 622925.8448 | 720856.4868 | 634593.7165 | 620093.2677 | 673983.7794 | 654666.9573 | 631293.195
P95 | 2039824.8993 | 2573594.8026 | 2679703.863 | 2610342.6019 | 2578290.4389 | 2179334.6709 | 1999491.7963 | 1996128.7037 | 1876034.1348 | 1667225.589 | 1691025.7263 | 1550381.2978 | 1625396.4541 | 1754983.8388 | 1472486.9885
IRP Ryan 2018
NETPOS - Net Position (MWh)
MEAN | 187503.496 | 187957.0589 | 186808.2514 | 186795.3777 | 187582.711 | 187811.5667 | 187326.869 | 187634.1688 | 186722.7115 | 188486.2458 | 187409.3684 | 187590.0113 | 187648.1014 | 186952.2209 | 186885.6622
P5 | 181344.6409 | 181818.356 | 180316.0449 | 182173.3551 | 182146.523 | 181872.4063 | 182622.9795 | 183619.0581 | 180371.9848 | 182480.9318 | 182414.9579 | 182069.098 | 182020.2563 | 181596.2304 | 181332.1171
P95 | 193251.9343 | 193252.6296 | 192596.56 | 191537.9016 | 192266.5835 | 193336.0002 | 193150.7156 | 192143.697 | 191736.378 | 193850.2795 | 192968.3577 | 192871.2971 | 192100.0988 | 192351.3443 | 193086.1704
NETREVENUE - Net Revenue $
MEAN | 1790747.9854 | 2300348.112 | 2338314.286 | 2201248.9894 | 2097561.7241 | 1922452.7258 | 1731704.3017 | 1564108.6225 | 1369527.954 | 1385788.9482 | 1371098.3497 | 1371671.8281 | 1359160.5236 | 1359366.5934 | 1340668.7839
P5 | 1164113.2085 | 1515739.1326 | 1476973.7393 | 1239094.9736 | 1273449.8915 | 1151447.941 | 957035.6018 | 967433.8767 | 785197.0235 | 919065.2914 | 817551.3019 | 815301.172 | 866343.2404 | 835214.6113 | 807013.9869
P95 | 2491063.5041 | 3133314.3495 | 3287975.5716 | 3235722.0055 | 3153260.2845 | 2682224.1165 | 2469259.9724 | 2474368.4685 | 2332758.4015 | 2083609.2318 | 2132595.4539 | 1950094.0952 | 2004871.9592 | 2175235.0187 | 1816536.8706
IRP Thompson 2018
NETPOS - Net Position (MWh)
MEAN | 219863.3899 | 220321.3745 | 218611.8112 | 219200.9667 | 220069.2219 | 220146.3253 | 219585.4596 | 219916.8894 | 218590.4121 | 221069.3756 | 219805.8998 | 219712.8616 | 219893.7392 | 218686.5596 | 219246.6462
P5 | 202314.2947 | 203967.1453 | 199073.9283 | 203644.1048 | 205610.7411 | 204535.9124 | 204111.1001 | 206144.2101 | 201741.194 | 205615.9416 | 203721.0131 | 205859.2166 | 205154.1673 | 203303.1986 | 203479.1481
P95 | 235459.5602 | 235442.2399 | 236152.591 | 231403.6919 | 235100.289 | 234453.4369 | 237597.0323 | 234356.9508 | 233102.5838 | 235363.095 | 234126.5285 | 232228.1771 | 233594.7093 | 234209.7143 | 237952.9393
NETREVENUE - Net Revenue $
MEAN | 1943750.9224 | 2563546.1869 | 2606980.4941 | 2455072.2809 | 2333527.2162 | 2117207.8804 | 1888958.3611 | 1692810.2708 | 1462211.351 | 1480788.1878 | 1449205.3878 | 1453654.0997 | 1437019.2872 | 1433401.8132 | 1412866.357
P5 | 1226082.3547 | 1653540.4939 | 1620477.6299 | 1341462.169 | 1327431.2367 | 1196309.1076 | 1003370.1543 | 1015463.5899 | 785257.1286 | 936883.2278 | 842878.2157 | 752124.7565 | 877658.2862 | 834777.2076 | 809376.9166
P95 | 2729017.0588 | 3538649.8082 | 3679759.4951 | 3615051.2938 | 3569129.8138 | 3042818.2301 | 2801367.937 | 2749835.7137 | 2545974.6178 | 2304986.3843 | 2283605.1576 | 2081942.4281 | 2189111.6501 | 2316623.1046 | 2065772.5423
Hydro - Total
NETPOS - Net Position (MWh)
MEAN | 1081266.3807 | 1086094.2406 | 1084587.5789 | 1085978.9059 | 1089897.2861 | 1091427.4547 | 1089302.1534 | 1090275.8074 | 1084754.0222 | 1095580.8098 | 1089381.39 | 1090002.2032 | 1090208.1025 | 1085698.9182 | 1085410.7042
P5 | 973179.7046 | 982688.3012 | 980463.3536 | 992289.0639 | 995523.296 | 985322.3014 | 990772.5534 | 999916.4324 | 971136.4196 | 1002771.5804 | 984692.5318 | 993335.3158 | 987611.4761 | 989927.9927 | 986861.7291
P95 | 1186217.0965 | 1177442.0041 | 1175110.5705 | 1177098.0882 | 1181321.3805 | 1190677.694 | 1200792.8796 | 1189857.9388 | 1173126.0111 | 1188288.2216 | 1195542.774 | 1179986.9207 | 1188657.1299 | 1182101.6253 | 1187358.0554
NETREVENUE - Net Revenue $
MEAN | 10075484.3093 | 13010811.9996 | 13319004.9427 | 12557224.0094 | 11947861.3284 | 10908790.3932 | 9796214.6758 | 8803422.4711 | 7679969.7822 | 7779544.9582 | 7665556.9799 | 7672240.9228 | 7597388.3294 | 7592797.2454 | 7487117.7547
P5 | 6470715.8575 | 8391446.0051 | 8271600.0934 | 6844978.0447 | 6795154.5983 | 6223951.8321 | 5260903.1079 | 5590019.51 | 4327515.6488 | 5191261.0787 | 4482236.4499 | 4188591.7434 | 4855591.4469 | 4632884.3484 | 4397505.3116
P95 | 13985444.1116 | 17765312.6804 | 18437164.0658 | 18593546.6497 | 17936731.2951 | 15538142.7269 | 14230224.1201 | 14204565.8811 | 13207741.348 | 12093069.6427 | 11907874.4815 | 10784287.112 | 11279559.95 | 12108741.8433 | 10588782.0392
Load
NWE Load 2018 incl DSM and NEM main - with EPD
NETPOS - Net Position (MWh)
MEAN | -2444003.885 | -2440075.5536 | -2436170.0063 | -2439122.528 | -2468987.3777 | -2465969.6153 | -2483297.6921 | -2490180.7961 | -2489028.3446 | -2519515.404 | -2522466.7901 | -2535676.5628 | -2545681.407 | -2535039.8665 | -2558402.7761
P5 | -2475819.07 | -2476619.455 | -2468524.945 | -2481587.8 | -2506395.805 | -2500491.83 | -2524625.485 | -2534425.46 | -2528264.42 | -2558095.38 | -2559192.75 | -2573304.175 | -2590871.625 | -2566916.785 | -2604309.05
P95 | -2413246.83 | -2406223.53 | -2406551.56 | -2402353.91 | -2436398.255 | -2436524.685 | -2449587.285 | -2450968.54 | -2457261.555 | -2483507.74 | -2490295.03 | -2502393.985 | -2509248.325 | -2494072.86 | -2518054.07
NETREVENUE - Net Revenue $
MEAN | -40662660.0649 | -46750932.1638 | -47703133.0413 | -48361664.669 | -50232607.661 | -47937071.5646 | -45848674.5704 | -43671874.2758 | -41280613.775 | -41944608.2064 | -42012199.3092 | -42230651.6459 | -42289038.4676 | -42220607.7591 | -42222878.1206
P5 | -50167321.0028 | -58937275.6885 | -61050382.9357 | -62881772.3373 | -64783443.1257 | -58665985.3595 | -56631620.4556 | -57347209.5639 | -56020524.6078 | -52338245.5794 | -53799795.4012 | -51279432.7028 | -51503765.4808 | -54288488.1164 | -50384560.0092
P95 | -31963777.0441 | -36142703.5725 | -35701231.4686 | -34973025.5475 | -38366735.6117 | -37361535.8515 | -35049073.2144 | -35132379.9558 | -32701048.5487 | -34640039.924 | -33837654.3282 | -34208180.7829 | -35184862.4308 | -34305130.0015 | -33756730.1482
Load - Total
NETPOS - Net Position (MWh)
MEAN | -2444003.885 | -2440075.5536 | -2436170.0063 | -2439122.528 | -2468987.3777 | -2465969.6153 | -2483297.6921 | -2490180.7961 | -2489028.3446 | -2519515.404 | -2522466.7901 | -2535676.5628 | -2545681.407 | -2535039.8665 | -2558402.7761
P5 | -2475819.07 | -2476619.455 | -2468524.945 | -2481587.8 | -2506395.805 | -2500491.83 | -2524625.485 | -2534425.46 | -2528264.42 | -2558095.38 | -2559192.75 | -2573304.175 | -2590871.625 | -2566916.785 | -2604309.05
P95 | -2413246.83 | -2406223.53 | -2406551.56 | -2402353.91 | -2436398.255 | -2436524.685 | -2449587.285 | -2450968.54 | -2457261.555 | -2483507.74 | -2490295.03 | -2502393.985 | -2509248.325 | -2494072.86 | -2518054.07
NETREVENUE - Net Revenue $
MEAN | -40662660.0649 | -46750932.1638 | -47703133.0413 | -48361664.669 | -50232607.661 | -47937071.5646 | -45848674.5704 | -43671874.2758 | -41280613.775 | -41944608.2064 | -42012199.3092 | -42230651.6459 | -42289038.4676 | -42220607.7591 | -42222878.1206
P5 | -50167321.0028 | -58937275.6885 | -61050382.9357 | -62881772.3373 | -64783443.1257 | -58665985.3595 | -56631620.4556 | -57347209.5639 | -56020524.6078 | -52338245.5794 | -53799795.4012 | -51279432.7028 | -51503765.4808 | -54288488.1164 | -50384560.0092
P95 | -31963777.0441 | -36142703.5725 | -35701231.4686 | -34973025.5475 | -38366735.6117 | -37361535.8515 | -35049073.2144 | -35132379.9558 | -32701048.5487 | -34640039.924 | -33837654.3282 | -34208180.7829 | -35184862.4308 | -34305130.0015 | -33756730.1482
Physical Instrument
2018 Small QF - Aggregated Hydro Esc
NETPOS - Net Position (MWh)
MEAN | 42285.8826 | 42265.4199 | 41911.6185 | 42248.8615 | 42288.0334 | 32149.4219 | 19156.6102 | 19053.6806 | 18828.6831 | 19038.3123 | 19095.3443 | 19052.4913 | 19156.6102 | 2900.365
P5 | 42285.8826 | 42265.4199 | 41911.6185 | 42248.8615 | 42288.0334 | 32149.4219 | 19156.6102 | 19053.6806 | 18828.6831 | 19038.3123 | 19095.3443 | 19052.4913 | 19156.6102 | 2900.365
P95 | 42285.8826 | 42265.4199 | 41911.6185 | 42248.8615 | 42288.0334 | 32149.4219 | 19156.6102 | 19053.6806 | 18828.6831 | 19038.3123 | 19095.3443 | 19052.4913 | 19156.6102 | 2900.365
NETREVENUE - Net Revenue $
MEAN | -2570443.7413 | -2479581.936 | -2447518.3288 | -2492863.1677 | -2526883.5337 | -1998075.4475 | -1206999.5758 | -1217576.9017 | -1222683.9969 | -1237246.7768 | -1241540.7848 | -1241512.5697 | -1248957.487 | -202971.42
P5 | -2694373.0108 | -2636281.7959 | -2619907.1629 | -2694364.9639 | -2690834.4539 | -2107495.0471 | -1262715.9879 | -1260484.5153 | -1263247.7104 | -1272441.6102 | -1283344.2355 | -1279495.1295 | -1285813.4002 | -206889.6799
P95 | -2430928.8303 | -2306789.3607 | -2248233.8313 | -2292480.669 | -2324747.4011 | -1896588.3948 | -1149538.6689 | -1154797.4211 | -1162240.3582 | -1186570.6686 | -1186141.6758 | -1193223.222 | -1203360.1779 | -197118.4262
2018 Small QF - Aggregated Hydro Fixed
NETPOS - Net Position (MWh)
MEAN | 3005.5614 | 2901.0948 | 2531.4131 | 2540.015 | 2541.9723 | 2544.5425 | 2547.8321 | 2546.1998 | 2531.4131 | 2547.277 | 2545.5216 | 2545.2159 | 2547.8321 | 2529.4752 | 2539.5718
P5 | 3005.5614 | 2901.0948 | 2531.4131 | 2540.015 | 2541.9723 | 2544.5425 | 2547.8321 | 2546.1998 | 2531.4131 | 2547.277 | 2545.5216 | 2545.2159 | 2547.8321 | 2529.4752 | 2539.5718
P95 | 3005.5614 | 2901.0948 | 2531.4131 | 2540.015 | 2541.9723 | 2544.5425 | 2547.8321 | 2546.1998 | 2531.4131 | 2547.277 | 2545.5216 | 2545.2159 | 2547.8321 | 2529.4752 | 2539.5718
NETREVENUE - Net Revenue $
MEAN | -157052.5319 | -145062.0487 | -125908.4715 | -128047.4467 | -130117.1659 | -132363.5753 | -135118.9182 | -137397.6091 | -139067.3095 | -140295.8333 | -140182.9356 | -140015.2247 | -140417.9897 | -139366.7817 | -140334.907
P5 | -165634.4651 | -155801.3025 | -136382.8578 | -140178.7731 | -139910.4558 | -141108.0349 | -144137.0087 | -144083.8806 | -146159.5143 | -145766.214 | -146242.4 | -146148.1548 | -146175.4938 | -145430.1606 | -146510.3858
P95 | -147485.7424 | -133374.3121 | -113860.3664 | -116199.8259 | -118003.9536 | -123618.5312 | -126347.5612 | -126296.8709 | -127895.0981 | -132321.0284 | -131254.5094 | -132557.9632 | -132726.9894 | -130244.4494 | -134058.8805
2018 Small QF - Aggregated Hydro Index
NETPOS - Net Position (MWh)
MEAN | 576.3671 | 576.7627 | 573.1266 | 209.7873
P5 | 576.3671 | 576.7627 | 573.1266 | 209.7873
P95 | 576.3671 | 576.7627 | 573.1266 | 209.7873
NETREVENUE - Net Revenue $
MEAN | -5878.4436 | -5777.4776 | -5771.1371 | -1996.8891
P5 | -7443.4111 | -7824.2515 | -7993.0346 | -2996.3609
P95 | -4124.5817 | -3530.4998 | -3198.4909 | -765.4907
2018 Small QF - Aggregated Wind Fixed
NETPOS - Net Position (MWh)
MEAN | 13117.2031 | 13101.2922 | 13072.5383 | 13034.103 | 13123.8658 | 13108.6284 | 8176.9863 | 2339.9749 | 2332.4948 | 2350.5312 | 2337.1002 | 2341.5604 | 2340.3501 | 2328.1365 | 2324.6149
P5 | 13117.2031 | 13101.2922 | 13072.5383 | 13034.103 | 13123.8658 | 13108.6284 | 8176.9863 | 2339.9749 | 2332.4948 | 2350.5312 | 2337.1002 | 2341.5604 | 2340.3501 | 2328.1365 | 2324.6149
P95 | 13117.2031 | 13101.2922 | 13072.5383 | 13034.103 | 13123.8658 | 13108.6284 | 8176.9863 | 2339.9749 | 2332.4948 | 2350.5312 | 2337.1002 | 2341.5604 | 2340.3501 | 2328.1365 | 2324.6149
NETREVENUE - Net Revenue $
MEAN | -544651.1343 | -505441.4753 | -500387.3027 | -508441.3893 | -519729.8761 | -531597.0413 | -356941.4646 | -98843.9714 | -100808.0733 | -101518.946 | -100900.304 | -101039.5104 | -100971.7094 | -100401.654 | -100343.0352
P5 | -584616.9752 | -562292.4068 | -567125.3991 | -579905.1336 | -581895.978 | -587968.9896 | -393701.7816 | -107163.2667 | -109435.4872 | -108180.592 | -108850.4307 | -108956.7375 | -108409.4395 | -108145.4346 | -108115.9992
P95 | -499469.4983 | -441808.2573 | -425191.6684 | -429641.7362 | -443211.0947 | -475085.6669 | -323139.6879 | -85347.757 | -85699.6474 | -91814.3892 | -89659.6925 | -92125.0129 | -91577.3475 | -89078.0465 | -92854.5498
2018 Small QF - Aggregated Wind Index
NETPOS - Net Position (MWh)
MEAN | 4596.2179 | 4612.8058 | 4579.4642 | 4604.2814 | 4606.1022 | 4594.1555 | 4617.699 | 4614.8682 | 4579.4642 | 4622.1473 | 4606.9523 | 4596.2179 | 4617.699 | 4573.731 | 4603.3728
P5 | 4596.2179 | 4612.8058 | 4579.4642 | 4604.2814 | 4606.1022 | 4594.1555 | 4617.699 | 4614.8682 | 4579.4642 | 4622.1473 | 4606.9523 | 4596.2179 | 4617.699 | 4573.731 | 4603.3728
P95 | 4596.2179 | 4612.8058 | 4579.4642 | 4604.2814 | 4606.1022 | 4594.1555 | 4617.699 | 4614.8682 | 4579.4642 | 4622.1473 | 4606.9523 | 4596.2179 | 4617.699 | 4573.731 | 4603.3728
NETREVENUE - Net Revenue $
MEAN | -241514.8577 | -232335.0681 | -229336.5437 | -234051.2303 | -237099.4454 | -241000.2848 | -246671.3236 | -250868.009 | -253500.6708 | -255984.4496 | -255374.2828 | -255053.5863 | -256421.6494 | -254047.1725 | -256268.3694
P5 | -254933.29 | -250760.1514 | -249757.7682 | -257138.2176 | -256762.0862 | -258040.1712 | -264532.6396 | -264753.1275 | -267607.7482 | -267102.0079 | -267675.0826 | -267040.8573 | -267821.0704 | -266509.953 | -268612.0669
P95 | -226409.2001 | -212456.0548 | -205421.7767 | -209807.9307 | -213149.9759 | -223952.6696 | -229830.3434 | -228726.3681 | -230995.6997 | -239617.1737 | -237506.6322 | -241197.713 | -241260.3748 | -235449.3592 | -244855.19
Physical Instrument - Total
NETPOS - Net Position (MWh)
MEAN | 63581.2321 | 63457.3753 | 62668.1606 | 62637.0482 | 62559.9736 | 52396.7482 | 34499.1276 | 28554.7235 | 28272.0552 | 28558.2677 | 28584.9185 | 28535.4855 | 28662.4914 | 12331.7077 | 9467.5595
P5 | 63581.2321 | 63457.3753 | 62668.1606 | 62637.0482 | 62559.9736 | 52396.7482 | 34499.1276 | 28554.7235 | 28272.0552 | 28558.2677 | 28584.9185 | 28535.4855 | 28662.4914 | 12331.7077 | 9467.5595
P95 | 63581.2321 | 63457.3753 | 62668.1606 | 62637.0482 | 62559.9736 | 52396.7482 | 34499.1276 | 28554.7235 | 28272.0552 | 28558.2677 | 28584.9185 | 28535.4855 | 28662.4914 | 12331.7077 | 9467.5595
NETREVENUE - Net Revenue $
MEAN | -3519540.7089 | -3368198.0058 | -3308921.7839 | -3365400.1231 | -3413830.0211 | -2903036.3489 | -1945731.2822 | -1704686.4912 | -1716060.0504 | -1735046.0057 | -1737998.3072 | -1737620.891 | -1746768.8355 | -696787.0283 | -496946.3117
P5 | -3706848.123 | -3612828.2284 | -3582903.5253 | -3670552.3878 | -3669513.7726 | -3087728.426 | -2064987.4499 | -1775311.8167 | -1786620.3083 | -1795639.8608 | -1803083.9407 | -1799473.27 | -1806812.3675 | -727122.0043 | -523364.3376
P95 | -3311265.921 | -3103126.8109 | -2992746.8909 | -3048788.3295 | -3095546.8082 | -2723547.8651 | -1830251.8758 | -1597527.0552 | -1607670.7436 | -1650493.3484 | -1645536.9042 | -1662142.2315 | -1670024.2018 | -651373.1497 | -471835.8063
Transmission Line
NETREVENUE - Net Revenue $
MEAN | -4291327.691 | -3483786.1272 | -3620806.031 | -1254268.7812 | -881830.6091 | -1031672.9654 | -1703171.8653 | -1839318.5583 | -2533536.9129 | -2732704.0118 | -3836350.1655 | -3945204.3242 | -4101987.5954 | -4207559.1148 | -4503470.4098
P5 | -5468893.9316 | -4420556.8209 | -4803999.5656 | -1796507.8508 | -1261360.1489 | -1492215.4738 | -2290657.0169 | -2395048.6468 | -3180070.2317 | -3425907.2227 | -4782312.0501 | -4859712.5802 | -5157545.6355 | -5217004.7566 | -5446510.1353
P95 | -3307648.5403 | -2588342.4554 | -2495826.8803 | -824805.8208 | -530762.4585 | -621773.0661 | -1174346.1234 | -1238412.0693 | -1820757.6461 | -2115993.3728 | -2979825.4143 | -3094258.3731 | -3205897.5741 | -3359033.4356 | -3548806.0376
Wind Asset
IRP 2018 71 Ranch Wind
NETPOS - Net Position (MWh)
MEAN | 4950.395 | 4947.8239 | 4922.6209 | 4886.7561 | 4904.7132 | 4964.9544 | 4918.0774 | 4920.6824 | 4924.5656 | 4976.1618 | 4931.2482 | 4913.1189 | 4933.8104 | 4936.4468 | 4911.8883
P5 | 4558.2693 | 4563.2284 | 4562.91 | 4540.9216 | 4555.0934 | 4602.6852 | 4587.6857 | 4560.6443 | 4612.0425 | 4607.0644 | 4510.9402 | 4562.1297 | 4529.0485 | 4567.8184 | 4566.2798
P95 | 5348.6138 | 5257.6516 | 5240.1147 | 5208.8472 | 5309.7032 | 5336.6107 | 5251.2877 | 5251.646 | 5246.4469 | 5305.9266 | 5284.1815 | 5402.8546 | 5355.3523 | 5244.7113 | 5245.5296
NETREVENUE - Net Revenue $
MEAN | -215909.3724 | -200919.0714 | -198354.4798 | -201223.121 | -204054.2716 | -211719.2894 | -214239.5796 | -218784.7549 | -223647.3646 | -225773.203 | -223647.5771 | -223167.5012 | -224334.0628 | -223588.4638 | -223018.1965
P5 | -240860.3795 | -229987.6034 | -229509.1286 | -232315.3143 | -237390.6315 | -246065.2466 | -243288.7624 | -248830.2161 | -250526.2771 | -254437.2582 | -246936.3238 | -256818.1064 | -252535.5845 | -246151.0657 | -248115.1182
P95 | -192830.2512 | -174387.9653 | -167997.0886 | -165862.257 | -170855.6538 | -179563.5224 | -182774.5622 | -188522.6506 | -190576.0433 | -202062.9126 | -194553.8144 | -194946.1297 | -196398.8506 | -197318.6253 | -200139.9054
IRP 2018 Big Timber Wind
NETPOS - Net Position (MWh)
MEAN | 36798.0814 | 36767.5575 | 36629.941 | 36409.6338 | 36615.4993 | 36717.0875 | 36669.4211 | 36548.1668 | 36654.3326 | 36912.7159 | 36404.4295 | 36667.6806 | 36669.1307 | 36617.9268 | 36505.3447
P5 | 33618.7087 | 34064.6592 | 33896.1283 | 33316.1534 | 33351.1346 | 33939.4386 | 33394.1803 | 33753.136 | 33885.8368 | 33342.6426 | 33746.5204 | 33422.1767 | 33464.6908 | 33153.4878 | 33628.2642
P95 | 40058.3339 | 39331.8838 | 39707.395 | 39187.2006 | 39820.0298 | 39972.8301 | 39350.2829 | 39928.3297 | 40036.152 | 40398.9663 | 39192.4058 | 39821.3054 | 40070.7805 | 40091.058 | 39709.753
NETREVENUE - Net Revenue $
MEAN | -1300517.5288 | -1194014.3033 | -1180547.9788 | -1200890.0611 | -1224229.3974 | -1266081.3154 | -1298993.2069 | -1328637.0263 | -1366894.3358 | -1372923.0106 | -1355754.6163 | -1365395.9806 | -1365875.5235 | -1361780.5771 | -1364573.613
P5 | -1488154.0015 | -1416884.2936 | -1383986.152 | -1446224.8741 | -1425200.1165 | -1510322.755 | -1516801.7622 | -1496804.2444 | -1579332.8589 | -1528738.7296 | -1511389.4272 | -1520692.5399 | -1525241.7213 | -1556507.0973 | -1529368.5195
P95 | -1127187.3156 | -995866.6464 | -947269.8038 | -966383.6681 | -985606.5118 | -1071386.0724 | -1081041.6143 | -1167622.8297 | -1089687.5358 | -1153438.1185 | -1177440.0166 | -1158733.1307 | -1164360.8294 | -1167399.9987 | -1203497.0859
IRP 2018 Crazy Mountain
NETPOS - Net Position (MWh)
MEAN |  | 105796.6117 | 104900.1798 | 104629.5897 | 105415.551 | 105760.9236 | 105842.3901 | 105814.3802 | 105016.1489 | 106553.508 | 105277.8688 | 105094.1911 | 105392.3495 | 105294.9071 | 104872.815
P5 |  | 98768.8396 | 95131.0026 | 94651.2359 | 97382.0355 | 95178.1907 | 97359.5762 | 94966.296 | 94060.4319 | 97583.2516 | 93784.5106 | 94326.857 | 95429.3091 | 96205.2658 | 94891.0274
P95 |  | 114824.8614 | 114413.2194 | 113902.0161 | 116654.7839 | 113961.3889 | 116362.2328 | 116784.2726 | 116309.0298 | 117483.0382 | 116659.3759 | 114062.8488 | 113547.3666 | 114895.9041 | 114711.643
NETREVENUE - Net Revenue $
MEAN |  | -2517817.5022 | -2450204.7067 | -2539571.1392 | -2603343.424 | -2710737.1974 | -2818186.2233 | -2911095.6278 | -2996337.9259 | -3021260.7286 | -2976124.9851 | -2976016.6279 | -2994877.6741 | -2980747.5594 | -2980463.641
P5 |  | -3087717.9574 | -3059145.2298 | -3156269.9576 | -3144447.9028 | -3392947.5361 | -3335230.3954 | -3450651.4625 | -3581577.1907 | -3542046.4873 | -3586596.8682 | -3414130.7056 | -3493533.7907 | -3485589.6432 | -3421232.8036
P95 |  | -1929045.9018 | -1795702.3624 | -1942256.2178 | -1980072.7456 | -2088797.3947 | -2262398.4529 | -2332847.05 | -2267574.4143 | -2494157.0236 | -2446321.4155 | -2419038.6399 | -2430683.5186 | -2545854.4996 | -2462546.8938
IRP 2018 DA Wind
NETPOS - Net Position (MWh)
MEAN | 4950.395 | 4947.8239 | 4922.6209 | 4886.7561 | 4904.7132 | 4964.9544 | 4918.0774 | 4920.6824 | 4924.5656 | 4976.1618 | 4931.2482 | 4913.1189 | 4933.8104 | 4936.4468 | 4911.8883
P5 | 4558.2693 | 4563.2284 | 4562.91 | 4540.9216 | 4555.0934 | 4602.6852 | 4587.6857 | 4560.6443 | 4612.0425 | 4607.0644 | 4510.9402 | 4562.1297 | 4529.0485 | 4567.8184 | 4566.2798
P95 | 5348.6138 | 5257.6516 | 5240.1147 | 5208.8472 | 5309.7032 | 5336.6107 | 5251.2877 | 5251.646 | 5246.4469 | 5305.9266 | 5284.1815 | 5402.8546 | 5355.3523 | 5244.7113 | 5245.5296
NETREVENUE - Net Revenue $
MEAN | -215909.3724 | -200919.0714 | -198354.4798 | -201223.121 | -204054.2716 | -211719.2894 | -214239.5796 | -218784.7549 | -223647.3646 | -225773.203 | -223647.5771 | -223167.5012 | -224334.0628 | -223588.4638 | -223018.1965
P5 | -240860.3795 | -229987.6034 | -229509.1286 | -232315.3143 | -237390.6315 | -246065.2466 | -243288.7624 | -248830.2161 | -250526.2771 | -254437.2582 | -246936.3238 | -256818.1064 | -252535.5845 | -246151.0657 | -248115.1182
P95 | -192830.2512 | -174387.9653 | -167997.0886 | -165862.257 | -170855.6538 | -179563.5224 | -182774.5622 | -188522.6506 | -190576.0433 | -202062.9126 | -194553.8144 | -194946.1297 | -196398.8506 | -197318.6253 | -200139.9054
IRP 2018 Fairfield
NETPOS - Net Position (MWh)
MEAN | 13073.5062 | 13079.8976 | 12967.2624 | 12918.9089 | 13033.8348 | 13051.6085 | 13011.4417 | 12964.583 | 12993.1433 | 13189.8455 | 12961.1649 | 13035.775 | 13010.2274 | 13016.5348 | 12946.8532
P5 | 11676.6018 | 11816.9461 | 11588.55 | 11745.6016 | 11603.3277 | 11807.3595 | 11711.7825 | 11626.64 | 11673.2029 | 11875.7434 | 11613.3495 | 11599.8315 | 11532.4637 | 11395.9924 | 11780.7498
P95 | 14424.3417 | 14252.3112 | 14188.8306 | 14123.2182 | 14373.3871 | 14431.1578 | 14261.1462 | 14160.9463 | 14350.3352 | 14643.4331 | 14255.4657 | 14336.053 | 14511.1974 | 14381.3098 | 14212.495
NETREVENUE - Net Revenue $
MEAN | -682848.6757 | -643863.3738 | -635112.075 | -641470.1748 | -654438.2279 | -668648.8306 | -678713.7464 | -688033.1567 | -702453.9765 | -711296.9776 | -698707.4532 | -702687.9459 | -701944.8927 | -701141.5039 | -699582.6379
P5 | -771775.4581 | -741677.522 | -743412.2577 | -728227.8701 | -751069.2589 | -765892.0095 | -765796.2357 | -771479.5739 | -796710.8664 | -783493.0189 | -787594.6619 | -790851.6824 | -801002.2808 | -789358.9069 | -785590.3028
P95 | -598444.2069 | -553470.535 | -538948.1884 | -557322.7153 | -547442.9968 | -577629.7849 | -584698.2148 | -600338.2397 | -587413.7212 | -617875.9898 | -624145.8699 | -597373.5211 | -614950.1568 | -598923.257 | -613269.5221
IRP 2018 Gordon Butte
NETPOS - Net Position (MWh)
MEAN | 17262.0569 | 17252.7027 | 17148.8284 | 17109.0065 | 17208.1689 | 17232.6768 | 17210.706 | 17158.9008 | 17196.9192 | 17365.3645 | 17121.6597 | 17219.2942 | 17201.0951 | 17197.2804 | 17111.323
P5 | 15669.0781 | 16002.8957 | 15824.9586 | 15769.5022 | 15830.8188 | 16019.8957 | 15868.3799 | 15764.1291 | 15845.1719 | 16002.6693 | 15698.8433 | 15700.501 | 15767.2228 | 15785.7466 | 15912.6996
P95 | 18774.5797 | 18579.7346 | 18346.3124 | 18292.7805 | 18513.6934 | 18463.7946 | 18534.4422 | 18539.1682 | 18526.5766 | 18743.191 | 18448.5677 | 18770.8325 | 18687.2606 | 18395.4696 | 18207.3924
NETREVENUE - Net Revenue $
MEAN | -1009809.9076 | -957444.819 | -947587.9105 | -958875.824 | -972638.5594 | -991628.0639 | -1006376.5012 | -1018507.6021 | -1037838.0835 | -1046399.088 | -1031533.2994 | -1036509.788 | -1036714.9556 | -1034982.7299 | -1032800.7435
P5 | -1126731.3554 | -1075731.4428 | -1070940.4945 | -1069809.8251 | -1090961.7587 | -1114271.6624 | -1130498.634 | -1119797.9717 | -1159471.19 | -1147904.8347 | -1135012.0012 | -1131590.1381 | -1147948.595 | -1144070.3021 | -1130300.9268
P95 | -912874.4999 | -838094.7442 | -820190.0638 | -852146.7645 | -838026.0882 | -877611.4688 | -881440.4311 | -924895.1103 | -891078.0956 | -928358.9497 | -923501.1597 | -907981.8748 | -921381.9001 | -924912.701 | -932929.7394
IRP 2018 Greenfield
NETPOS - Net Position (MWh)
MEAN | 34972.4324 | 34867.1826 | 34894.2814 | 34777.2644 | 35040.3026 | 34761.9337 | 34897.8656 | 34816.2126 | 34941.4675 | 35118.0995 | 34706.5804 | 34865.7413 | 34890.1154 | 34850.2507 | 34817.9209
P5 | 32034.4723 | 32309.3138 | 31513.384 | 31885.7874 | 31868.2121 | 31804.4077 | 31712.2393 | 31555.9379 | 31902.9255 | 32303.8846 | 31616.4426 | 31435.1148 | 31459.7754 | 31353.0992 | 32208.1329
P95 | 38320.6027 | 37394.3454 | 38021.4007 | 37881.4399 | 38390.6809 | 37862.5943 | 37679.9798 | 38024.2919 | 38367.8671 | 38237.321 | 37717.7489 | 37492.2606 | 38109.5838 | 37986.9172 | 37192.4709
NETREVENUE - Net Revenue $
MEAN | -1529991.9031 | -1420076.1816 | -1413359.3329 | -1431681.7771 | -1463504.9412 | -1487480.8357 | -1525270.2955 | -1553423.4697 | -1593281.2972 | -1599459.2851 | -1580857.2402 | -1586748.2571 | -1590011.1128 | -1584342.1024 | -1589298.8122
P5 | -1732646.3135 | -1628090.4062 | -1625984.8414 | -1646647.2384 | -1681409.887 | -1711975.6125 | -1752333.6466 | -1770676.2515 | -1844198.5541 | -1782762.2127 | -1741254.9461 | -1770868.6989 | -1776248.4606 | -1798505.7541 | -1747873.495
P95 | -1330615.3424 | -1207067.8336 | -1194461.8803 | -1187204.0547 | -1209775.7742 | -1261759.3301 | -1310577.031 | -1355011.803 | -1294088.088 | -1367055.0703 | -1395094.8696 | -1360086.6122 | -1360977.1868 | -1393566.7181 | -1432182.8216
IRP 2018 Judith Gap
NETPOS - Net Position (MWh)
MEAN | 196830.5494 | 196573.776 | 195747.7193 | 195125.8532 | 196353.0226 | 196045.7687 | 195851.2396 | 195111.0103
P5 | 175392.3612 | 181877.6091 | 176837.2007 | 179213.0703 | 179878.2919 | 177939.4287 | 179813.0455 | 179333.0835
P95 | 216839.0844 | 210381.367 | 211335.4922 | 214661.6878 | 215610.0725 | 215969.901 | 212836.6371 | 213263.7449
NETREVENUE - Net Revenue $
MEAN | -2231354.3628 | -1642847.4479 | -1583059.7555 | -1732849.2788 | -1830874.621 | -2026139.2675 | -2209568.4237 | -2374172.6607
P5 | -3000416.5327 | -2661449.0451 | -2610576.6629 | -2901095.8634 | -2868019.4842 | -3001400.4978 | -3199771.4701 | -3154428.0326
P95 | -1471688.3407 | -632099.8497 | -329717.2339 | -570405.7971 | -672310.4975 | -1093299.6828 | -1315461.0625 | -1447249.9144
IRP 2018 Musselshell 1
NETPOS - Net Position (MWh)
MEAN | 10630.7646 | 10649.9964 | 10543.2072 | 10483.9477 | 10589.388 | 10626.8136 | 10549.0239 | 10509.0316 | 10551.7037 | 10753.5475 | 10528.9103 | 10591.7523 | 10558.7862 | 10620.4311 | 10517.6158
P5 | 9452.1011 | 9656.4419 | 9291.4568 | 9415.138 | 9444.4135 | 9494.2692 | 9535.6856 | 9384.5164 | 9496.821 | 9664.3558 | 9576.7101 | 9409.1123 | 9315.8855 | 9361.1788 | 9578.6144
P95 | 11831.1398 | 11785.8947 | 11615.1925 | 11731.593 | 11740.703 | 11917.8741 | 11604.0866 | 11730.29 | 11756.7761 | 11964.3144 | 11754.4179 | 11680.4202 | 11890.8065 | 11716.0014 | 11364.9061
NETREVENUE - Net Revenue $
MEAN | -625232.8555 | -594093.7968 | -585343.3584 | -589518.2468 | -601035.3527 | -613601.1574 | -619227.3506 | -626394.3698 | -639451.4302 | -649910.0381 | -636146.5182 | -639724.4075 | -638534.6552 | -640925.37 | -637039.3509
P5 | -709520.2821 | -671259.2729 | -670487.5295 | -667210.8152 | -684034.1689 | -708832.7319 | -693785.2455 | -703582.695 | -727356.416 | -729676.3931 | -716980.3266 | -710033.5923 | -726123.7119 | -715755.3614 | -711394.4375
P95 | -552963.8202 | -508912.3686 | -495904.563 | -507446.4188 | -506390.4809 | -525779.3612 | -526128.7779 | -560557.9917 | -557747.5782 | -554137.9491 | -560910.3404 | -553079.4533 | -553693.8253 | -553713.705 | -582612.8807
IRP 2018 Musselshell 2
NETPOS - Net Position (MWh)
MEAN | 12733.7511 | 12695.9165 | 12628.776 | 12576.8982 | 12692.0807 | 12665.4966 | 12649.6702 | 12610.445 | 12642.1521 | 12803.1467 | 12618.8267 | 12686.5061 | 12655.0157 | 12653.4589 | 12601.5841
P5 | 11368.173 | 11598.4384 | 11156.1888 | 11394.5152 | 11419.2032 | 11366.6614 | 11493.8254 | 11383.4391 | 11509.0176 | 11717.4526 | 11444.8801 | 11475.5393 | 11261.3263 | 11271.364 | 11652.2135
P95 | 14050.2632 | 13933.3819 | 13790.2317 | 13874.7704 | 13996.5911 | 14167.6492 | 13854.4381 | 14013.5693 | 13914.6712 | 14086.7744 | 13881.8805 | 13866.3347 | 14101.6733 | 13794.9346 | 13608.4551
NETREVENUE - Net Revenue $
MEAN | -749825.959 | -709008.376 | -701894.1251 | -707968.0924 | -721408.7577 | -732485.144 | -743577.7326 | -752594.4331 | -767309.8489 | -775379.2168 | -763808.5485 | -767517.8305 | -766867.9024 | -765407.583 | -764573.2737
P5 | -851069.6618 | -794523.8722 | -791754.2524 | -799400.0411 | -817823.1071 | -837905.3294 | -837127.2741 | -838325.2202 | -867735.2586 | -859569.1335 | -853001.5129 | -846243.7147 | -865957.7738 | -847823.3827 | -849827.5796
P95 | -662874.7092 | -613614.6687 | -599535.9588 | -610496.5768 | -613609.8224 | -628223.332 | -629578.0062 | -674747.2114 | -676352.9076 | -667294.927 | -676820.6482 | -666116.1522 | -669689.5393 | -664414.7638 | -701046.0618
IRP 2018 Oversight Wind
NETPOS - Net Position (MWh)
MEAN | 4950.395 | 4947.8239 | 4922.6209 | 4886.7561 | 4904.7132 | 4964.9544 | 4918.0774 | 4920.6824 | 4924.5656 | 4976.1618 | 4931.2482 | 4913.1189 | 4933.8104 | 4936.4468 | 4911.8883
P5 | 4558.2693 | 4563.2284 | 4562.91 | 4540.9216 | 4555.0934 | 4602.6852 | 4587.6857 | 4560.6443 | 4612.0425 | 4607.0644 | 4510.9402 | 4562.1297 | 4529.0485 | 4567.8184 | 4566.2798
P95 | 5348.6138 | 5257.6516 | 5240.1147 | 5208.8472 | 5309.7032 | 5336.6107 | 5251.2877 | 5251.646 | 5246.4469 | 5305.9266 | 5284.1815 | 5402.8546 | 5355.3523 | 5244.7113 | 5245.5296
NETREVENUE - Net Revenue $
MEAN | -215909.3724 | -200919.0714 | -198354.4798 | -201223.121 | -204054.2716 | -211719.2894 | -214239.5796 | -218784.7549 | -223647.3646 | -225773.203 | -223647.5771 | -223167.5012 | -224334.0628 | -223588.4638 | -223018.1965
P5 | -240860.3795 | -229987.6034 | -229509.1286 | -232315.3143 | -237390.6315 | -246065.2466 | -243288.7624 | -248830.2161 | -250526.2771 | -254437.2582 | -246936.3238 | -256818.1064 | -252535.5845 | -246151.0657 | -248115.1182
P95 | -192830.2512 | -174387.9653 | -167997.0886 | -165862.257 | -170855.6538 | -179563.5224 | -182774.5622 | -188522.6506 | -190576.0433 | -202062.9126 | -194553.8144 | -194946.1297 | -196398.8506 | -197318.6253 | -200139.9054
IRP 2018 South Peak Wind 80 MW
NETPOS - Net Position (MWh)
MEAN | 19298.522 | 129000.9698 | 128442.356 | 127622.9114 | 128893.2176 | 128919.6386 | 128432.6236 | 128119.672 | 128611.9198 | 130167.8836 | 127926.2673 | 128599.7231 | 128474.8483 | 128979.6452 | 127719.3235
P5 | 15531.6149 | 118971.3189 | 116202.4988 | 117170.5888 | 120001.9654 | 119196.4188 | 119076.0329 | 117691.134 | 118546.2044 | 119906.9604 | 118354.3987 | 117489.8295 | 117268.9898 | 116656.0956 | 118335.9923
P95 | 22409.4282 | 138869.0803 | 139049.7763 | 138526.6712 | 140770.5444 | 140011.0554 | 138874.3033 | 139421.7358 | 139099.0151 | 140736.0214 | 137896.6045 | 138822.7748 | 139253.8496 | 138979.362 | 137627.5443
NETREVENUE - Net Revenue $
MEAN | -121736.3924 | -1098492.3574 | -1061927.8935 | -1158613.7852 | -1228692.5083 | -1354816.6187 | -1473524.3182 | -1584157.8876 | -1714683.9822 | -1721185.2559 | -1689260.2978 | -1688553.6098 | -1696784.9162 | -1688868.7701 | -1695800.914
P5 | -218572.1299 | -1756286.8057 | -1756635.1195 | -1941200.0975 | -1899128.3008 | -2058005.8206 | -2145494.091 | -2088998.3206 | -2242053.0117 | -2209035.405 | -2167050.2102 | -2161459.8432 | -2142342.0254 | -2171654.8506 | -2179773.669
P95 | -21159.331 | -428437.7283 | -243345.4998 | -385698.243 | -475099.6069 | -710580.4716 | -860085.3914 | -983893.1895 | -796619.7683 | -1215967.6891 | -1000272.5537 | -1052608.7099 | -1117878.9674 | -993971.0971 | -1275892.088
IRP 2018 Spion Kop
NETPOS - Net Position (MWh)
MEAN | 57023.5085 | 56871.7943 | 56600.7363 | 56367.5581 | 56811.5315 | 56795.2876 | 56742.5143 | 56561.8407 | 56674.7468 | 57387.1285 | 56483.8614 | 56841.102 | 56737.79 | 56658.457 | 56476.4465
P5 | 50694.7191 | 52221.7873 | 50791.3694 | 51555.6697 | 51966.1964 | 51476.7202 | 51639.2294 | 50643.1307 | 51868.6295 | 52335.4206 | 51598.9908 | 51547.1802 | 51056.2584 | 50380.1117 | 52020.0296
P95 | 62567.8728 | 61951.6965 | 61441.6931 | 62211.8443 | 62001.1434 | 62915.754 | 61545.5689 | 62515.9322 | 61452.2815 | 63467.3985 | 61353.215 | 61423.34 | 62669.9413 | 61384.3558 | 60769.5007
NETREVENUE - Net Revenue $
MEAN | 612175.0406 | 780896.9669 | 792227.2819 | 747030.4648 | 722067.215 | 663864.7386 | 611064.9762 | 558256.3101 | 503472.5745 | 516872.6829 | 510645.9581 | 516009.082 | 510740.5221 | 515603.5436 | 504520.1411
P5 | 373108.3779 | 505699.4737 | 485529.2985 | 422950.2516 | 427462.6136 | 421448.9595 | 352823.7115 | 341014.5979 | 319298.8732 | 335509.5107 | 314590.3209 | 295375.5394 | 341374.1091 | 320259.1225 | 320088.0925
P95 | 821479.6327 | 1079792.3749 | 1142576.6983 | 1127931.2651 | 1104314.4455 | 929871.504 | 851915.3001 | 885940.5549 | 845489.48 | 775110.9441 | 795221.4693 | 710849.827 | 735603.5893 | 853387.2347 | 722955.5023
IRP 2018 Stillwater Wind
NETPOS - Net Position (MWh)
MEAN | 123818.6135 | 123522.0486 | 123796.9478 | 122887.2311 | 123865.983 | 124281.2988 | 123925.5593 | 123608.5632 | 123230.7651 | 124915.7564 | 123911.9455 | 124215.5824 | 123689.3976 | 123484.5558 | 123049.8855
P5 | 111398.4856 | 112768.0202 | 111190.6722 | 111935.3277 | 110813.7605 | 112638.8656 | 111157.832 | 110812.9844 | 112847.5302 | 113589.5184 | 111718.5927 | 114554.2075 | 109804.106 | 112030.797 | 112490.0077
P95 | 135699.7127 | 134503.8501 | 134657.8424 | 136274.546 | 136228.0607 | 135228.7047 | 135366.9452 | 137214.5618 | 136294.0218 | 136746.7875 | 133144.9445 | 134718.7218 | 137410.9854 | 135293.5767 | 133916.3588
NETREVENUE - Net Revenue $
MEAN | -3371024.8516 | -3004473.1374 | -2965738.0168 | -3045111.1953 | -3130687.9344 | -3264627.0826 | -3369158.9741 | -3483497.5811 | -3593816.1857 | -3617369.8851 | -3590011.37 | -3613618.1355 | -3595592.4952 | -3586273.2819 | -3584056.9092
P5 | -3915469.1616 | -3692267.354 | -3666533.4147 | -3909399.1431 | -3820461.9297 | -3992219.733 | -3913654.8844 | -4067963.0094 | -4205762.1964 | -4165400.606 | -4188881.7612 | -4134906.1103 | -4187676.6063 | -4129085.5485 | -4114693.9811
P95 | -2751132.2362 | -2338880.608 | -2183938.0156 | -2442669.3552 | -2346881.5218 | -2653807.5072 | -2700339.5941 | -2870465.5042 | -2983738.3098 | -3015415.1984 | -2955331.0485 | -3039627.1559 | -3058762.3409 | -2898914.2461 | -2956542.8762
IRP 2018 Two Dot Wind
NETPOS - Net Position (MWh)
MEAN | 13258.9771 | 13272.3695 | 13152.4709 | 13123.7231 | 13214.1583 | 13235.2413 | 13205.8141 | 13160.2477 | 13192.1233 | 13354.8358 | 13140.1415 | 13233.6867 | 13207.1782 | 13203.7113 | 13159.393
P5 | 11707.1131 | 11922.7665 | 11662.1987 | 11635.3586 | 11977.3988 | 11942.2221 | 11816.4171 | 11756.4138 | 11873.7457 | 12021.6168 | 11795.4909 | 11836.6662 | 11765.7377 | 11743.6924 | 11967.5027
P95 | 14704.6592 | 14572.6248 | 14511.8797 | 14532.1462 | 14688.5697 | 14723.6433 | 14466.3145 | 14719.3047 | 14526.3055 | 14656.9835 | 14470.5048 | 14615.5278 | 14860.7511 | 14498.1688 | 14373.1508
NETREVENUE - Net Revenue $
MEAN | 139579.4838 | 176438.259 | 177902.3746 | 168999.6561 | 163318.1338 | 150430.1043 | 137582.89 | 125134.6421 | 112833.7004 | 115575.6915 | 114419.6152 | 115558.7203 | 114215.8707 | 115495.9301 | 112201.6035
P5 | 83537.3623 | 111943.1426 | 109970.0246 | 96873.3761 | 94353.8672 | 97499.1609 | 74967.188 | 75465.1069 | 71576.6963 | 75465.6903 | 69320.016 | 66781.7526 | 76623.0874 | 67756.5723 | 68340.4664
P95 | 189470.4212 | 246595.862 | 258740.0848 | 253818.123 | 249760.297 | 213852.2524 | 194569.2996 | 201028.3456 | 189269.83 | 175334.59 | 171354.7602 | 163311.7409 | 172053.7245 | 192469.9424 | 158556.9511
IRP_2018 Black Eagle Solar
NETPOS - Net Position (MWh)
MEAN | 1017.1605 | 1056.4444 | 1004.1249 | 1028.2 | 1029.1918 | 1030.6745 | 1035.5178 | 1026.4393 | 1018.5569 | 1039.4766 | 1023.92 | 1008.2179 | 1033.3788 | 1013.2983 | 1015.5887
P5 | 538.4799 | 495.7383 | 494.1108 | 542.669 | 516.8781 | 495.3681 | 539.5307 | 483.3236 | 563.1026 | 556.2309 | 526.3593 | 508.0401 | 468.6661 | 526.3095 | 465.8316
P95 | 1555.5427 | 1633.6542 | 1567.62 | 1683.6241 | 1599.1391 | 1654.0351 | 1606.5586 | 1550.2172 | 1625.8294 | 1630.8778 | 1627.9629 | 1609.8574 | 1676.5613 | 1617.2337 | 1596.6189
NETREVENUE - Net Revenue $
MEAN | -52465.896 | -55182.1001 | -51487.3394 | -53146.0038 | -53313.2519 | -54173.1758 | -55509.0888 | -55767.0914 | -55744.7712 | -56910.7541 | -55842.2455 | -54925.2608 | -56483.5047 | -55146.7386 | -55664.1929
P5 | -83620.8465 | -85793.2769 | -81122.7045 | -86656.2123 | -84825.9842 | -84689.8017 | -84249.437 | -86394.8745 | -87591.2742 | -90317.2193 | -88341.2755 | -88210.0317 | -90287.3693 | -89237.3515 | -87793.5641
P95 | -26561.4309 | -25894.1485 | -25676.8623 | -26460.8491 | -24566.5295 | -25867.1817 | -27021.6811 | -27150.5796 | -31086.2741 | -27144.7583 | -28280.4071 | -25774.7398 | -26427.2393 | -27476.42 | -24514.1204
IRP_2018 Energy of Utah MTSUN
NETPOS - Net Position (MWh)
MEAN | 1130.1139 | 32512.6893 | 31839.8533 | 32261.1348 | 32285.3019 | 32393.1403 | 32443.1102 | 32473.4863 | 31607.9268 | 32401.0371 | 32230.486 | 32454.5568 | 32440.219 | 31622.6276 | 32402.088
P5 | 719.792 | 12594.7723 | 11921.7237 | 12668.3897 | 12787.8159 | 11968.7295 | 11696.1303 | 12000.7951 | 13230.1173 | 12122.4238 | 11730.1919 | 13156.16 | 12139.1472 | 12561.7769 | 11732.4816
P95 | 1773.8283 | 51787.1285 | 50509.8106 | 51435.4798 | 51209.4109 | 51186.9121 | 50759.5116 | 51965.6743 | 50118.5434 | 50936.6111 | 51392.378 | 51180.6066 | 51825.2896 | 49915.3709 | 52072.2977
NETREVENUE - Net Revenue $
MEAN | -5094.6886 | -386851.5328 | -347490.9602 | -360284.1901 | -366495.6493 | -393664.9309 | -429344.7809 | -459236.1482 | -457258.9569 | -462970.5332 | -455716.7792 | -461658.0323 | -464712.4545 | -441719.5253 | -467701.5014
P5 | -13254.1409 | -720904.3526 | -627738.7987 | -666303.6697 | -640178.7684 | -720646.1149 | -768168.8166 | -846699.9678 | -779356.5503 | -788697.6501 | -792974.1396 | -781192.3052 | -758867.5322 | -819285.8277 | -831929.5635
P95 | 1745.9242 | -120537.8898 | -95900.0089 | -136295.6113 | -134544.3975 | -93743.3457 | -157174.5178 | -127085.694 | -184057.5315 | -148903.6137 | -144057.9312 | -128375.5216 | -138757.4695 | -161625.073 | -152651.4412
IRP_2018 Great Divide Solar
NETPOS - Net Position (MWh)
MEAN | 1189.3888 | 1215.8257 | 1180.3167 | 1198.0359 | 1192.7161 | 1191.2931 | 1207.6291 | 1202.5966 | 1172.366 | 1198.3464 | 1187.4584 | 1184.9773 | 1200.9584 | 1168.1279 | 1199.505
P5 | 415.3305 | 433.418 | 372.4205 | 434.1513 | 452.0065 | 373.8991 | 427.873 | 412.1943 | 394.8089 | 430.7449 | 439.7345 | 440.5726 | 455.2274 | 416.6631 | 436.8905
P95 | 1823.7962 | 1860.6793 | 1791.8782 | 1784.0965 | 1839.3236 | 1796.4573 | 1808.8427 | 1864.7408 | 1751.2877 | 1816.592 | 1791.6594 | 1799.569 | 1820.4234 | 1743.9686 | 1806.6102
NETREVENUE - Net Revenue $
MEAN | -61653.5381 | -63605.6551 | -60554.4294 | -61729.9432 | -61747.9044 | -62756.3348 | -64769.8097 | -65661.3113 | -64291.6623 | -65819.6798 | -65005.3345 | -64824.2959 | -65826.3183 | -63701.1546 | -65937.9027
P5 | -93331.9341 | -97912.4021 | -93150.2401 | -94869.3944 | -93655.2673 | -96530.8022 | -96835.3292 | -100803.6458 | -95761.1637 | -99188.4453 | -98382.1239 | -97024.2039 | -96882.6149 | -95636.9083 | -100549.5065
P95 | -20455.1795 | -21273.6365 | -18856.4551 | -23925.8557 | -25034.3763 | -19996.9292 | -24161.925 | -21501.881 | -22250.395 | -23683.1843 | -25986.4365 | -22927.9333 | -24529.1162 | -22999.4737 | -25027.1582
IRP_2018 Green Meadow Solar
NETPOS - Net Position (MWh)
MEAN | 1135.163 | 1141.392 | 1118.9721 | 1140.6501 | 1131.3738 | 1133.7641 | 1139.6622 | 1136.3775 | 1110.5004 | 1141.6768 | 1125.6142 | 1133.8276 | 1141.2376 | 1115.0929 | 1135.5891
P5 | 493.5523 | 477.0401 | 429.4043 | 503.3573 | 528.203 | 483.5779 | 496.8079 | 479.9006 | 488.5298 | 454.5774 | 461.772 | 538.7102 | 486.8252 | 465.4316 | 480.2736
P95 | 1957.7568 | 1938.8487 | 1881.4466 | 1832.0354 | 1927.6315 | 1873.3979 | 1842.6835 | 1890.2187 | 1859.973 | 1890.1732 | 1863.4933 | 1844.4626 | 1908.713 | 1870.6648 | 1945.4267
NETREVENUE - Net Revenue $
MEAN | -59061.8348 | -60200.647 | -57828.375 | -59589.6375 | -59541.6476 | -60618.8913 | -62230.2427 | -63119.4271 | -62022.3001 | -63792.0604 | -62736.5792 | -63313.6844 | -63893.8178 | -62126.7903 | -63592.1345
P5 | -99281.9709 | -103694.0843 | -99035.6465 | -98283.0008 | -99585.632 | -101508.7325 | -105129.4944 | -106553.3746 | -103475.6596 | -109888.556 | -105007.5969 | -105196.8256 | -108715.4868 | -105718.9302 | -111467.3745
P95 | -23024.7139 | -24599.3929 | -22625.4978 | -26048.2923 | -25741.6639 | -25162.7719 | -26534.2627 | -25219.8485 | -26159.1024 | -25112.9649 | -26177.7965 | -28213.6362 | -26133.8173 | -24947.4444 | -26019.2433
IRP_2018 Magpie Solar
NETPOS - Net Position (MWh)
MEAN | 1146.2447 | 1150.5279 | 1125.5477 | 1151.5085 | 1147.8843 | 1142.3333 | 1144.1867 | 1141.5094 | 1124.3887 | 1145.1851 | 1139.8579 | 1142.5544 | 1150.9747 | 1111.7255 | 1154.7713
P5 | 514.1154 | 466.0756 | 426.378 | 447.8319 | 482.1912 | 443.3545 | 427.9723 | 492.2005 | 466.9505 | 465.7616 | 428.1705 | 487.258 | 390.6768 | 484.1235 | 475.6762
P95 | 1806.1792 | 1820.2447 | 1763.5111 | 1816.029 | 1836.4018 | 1792.0552 | 1773.473 | 1806.4781 | 1797.8772 | 1792.5368 | 1823.6465 | 1793.0817 | 1837.8327 | 1752.2374 | 1846.4919
NETREVENUE - Net Revenue $
MEAN | -59270.4306 | -60472.7408 | -58163.3613 | -59837.3202 | -60111.713 | -60783.6982 | -62165.3064 | -62972.9814 | -62503.1804 | -63499.6904 | -63032.5304 | -63321.8232 | -63961.2509 | -61440.2812 | -64298.611
P5 | -94431.5329 | -98115.428 | -96824.2393 | -93904.8341 | -94752.2182 | -98490.5609 | -100342.4971 | -101980.4746 | -101535.5678 | -100993.0528 | -100483.5345 | -101407.2517 | -105055.9607 | -100647.9914 | -106759.1965
P95 | -26273.7603 | -24379.8425 | -23287.7212 | -23138.7009 | -25576.0298 | -21415.3052 | -22300.2324 | -26614.7588 | -24329.6779 | -24922.5747 | -23252.5434 | -26050.0968 | -21447.5608 | -24891.1125 | -25805.8656
IRP_2018 River Bend Solar
NETPOS - Net Position (MWh)
MEAN | 652.5065 | 672.6146 | 639.0379 | 657.4812 | 665.4992 | 656.9057 | 664.7827 | 656.188 | 640.3678 | 663.7979 | 655.9269 | 655.8175 | 664.1093 | 648.2386 | 667.5595
P5 | 320.3513 | 291.6117 | 331.8807 | 298.2107 | 350.7433 | 301.2842 | 285.3093 | 321.3229 | 317.3209 | 316.6402 | 332.2409 | 320.7801 | 347.1442 | 316.1665 | 326.4494
P95 | 977.1796 | 1023.7841 | 940.6919 | 975.4874 | 999.2902 | 1004.8196 | 1007.5554 | 995.6158 | 946.3354 | 1003.6775 | 989.4692 | 974.3022 | 985.2085 | 960.3321 | 1000.2907
NETREVENUE - Net Revenue $
MEAN | -33291.8816 | -35130.7993 | -32649.1417 | -33793.6875 | -34392.4873 | -34417.9938 | -35624.4595 | -35755.8081 | -35046.7936 | -36358.7851 | -35746.9669 | -35743.2447 | -36340.0201 | -35272.3407 | -36598.3013
P5 | -50852.1772 | -53609.2777 | -49294.6268 | -49217.3169 | -52005.6419 | -52008.5676 | -54047.313 | -53949.1794 | -52759.6144 | -55620.9876 | -53213.6452 | -52938.9848 | -52656.4472 | -52637.1706 | -56029.6792
P95 | -15888.0844 | -15326.5992 | -16148.7794 | -15446.9503 | -17608.5409 | -14246.1619 | -14609.3194 | -17388.7041 | -17520.6434 | -16722.4622 | -18627.2591 | -17145.9691 | -19170.0695 | -16765.1559 | -17482.9628
IRP_2018 South Mills Solar
NETPOS - Net Position (MWh)
MEAN | 1007.9819 | 1021.6026 | 975.6705 | 1004.5178 | 1001.5106 | 1006.3299 | 1016.3759 | 1015.4603 | 981.0173 | 1006.3419 | 992.5226 | 1008.671 | 1004.5362 | 987.6617 | 997.4904
P5 | 442.8412 | 380.0104 | 395.1268 | 425.2491 | 425.2565 | 396.9287 | 385.2515 | 370.5469 | 408.5973 | 374.3479 | 429.4941 | 432.4705 | 420.3202 | 402.2888 | 434.4507
P95 | 1653.615 | 1658.5146 | 1594.7979 | 1626.8519 | 1613.4987 | 1670.9485 | 1695.7824 | 1669.2573 | 1618.5132 | 1626.6437 | 1651.5314 | 1628.0131 | 1631.6514 | 1603.09 | 1640.9246
NETREVENUE - Net Revenue $
MEAN | -51277.8403 | -52885.4282 | -49407.0051 | -51102.5322 | -51150.3416 | -52201.2498 | -53849.0511 | -54507.1276 | -52938.9471 | -54171.565 | -53166.4721 | -54185.6326 | -54029.7797 | -52784.1471 | -53711.2602
P5 | -87304.0395 | -87022.7564 | -84317.6 | -83606.8493 | -84845.8949 | -87079.2492 | -93960.1618 | -92577.7241 | -88951.033 | -88431.318 | -89710.2035 | -90503.5394 | -88322.2333 | -88019.6164 | -89074.9516
P95 | -21300.7491 | -19407.863 | -18857.0865 | -20989.8423 | -21060.7791 | -17844.9752 | -18705.883 | -19179.9549 | -21444.9124 | -19890.4089 | -22152.9016 | -22213.2509 | -22492.0207 | -20901.1666 | -22190.0721
Wind Asset - Total
NETPOS - Net Position (MWh)
MEAN | 557830.5073 | 803965.3914 | 800104.0921 | 797134.3229 | 802900.3556 | 803543.0797 | 802393.7665 | 800397.1585 | 604134.2427 | 612046.1791 | 604231.1869 | 606379.0139 | 605922.7791 | 605053.272 | 603086.7624
P5 | 508851.2288 | 750623.26 | 730209.1686 | 743170.1355 | 748547.013 | 756451.624 | 746723.9084 | 734296.0818 | 561792.7551 | 565185.1134 | 561716.9492 | 559305.8788 | 562883.7179 | 560809.6137 | 562220.7406
P95 | 599883.272 | 860901.8022 | 859469.5645 | 852996.452 | 870263.7123 | 868608.992 | 862920.4004 | 866235.3461 | 655853.944 | 662735.7791 | 654432.7298 | 658499.2778 | 659100.5672 | 655170.9685 | 648413.6187
NETREVENUE - Net Revenue $
MEAN | -11840432.1393 | -14141882.1869 | -13807289.5482 | -14373672.1315 | -14844384.1852 | -15655724.8132 | -16400160.3843 | -17090497.0225 | -15256509.4967 | -15363577.7884 | -15159328.3944 | -15212679.2579 | -15240497.0693 | -15156326.3729 | -15208026.6443
P5 | -14072497.1482 | -18219566.8518 | -18163548.417 | -19220467.9635 | -18882142.2432 | -19791762.3578 | -20363891.8602 | -20460304.7354 | -18351315.6204 | -18029471.0629 | -17545634.6216 | -17507424.7155 | -17584387.4647 | -17729116.931 | -17917061.049
P95 | -9718642.4797 | -9963150.9679 | -8889904.2259 | -9824393.4525 | -10119301.6061 | -11701135.4082 | -12510569.4618 | -13275623.4255 | -11408008.3818 | -12718186.0773 | -12254251.7884 | -12274936.2678 | -12693707.8353 | -12219876.4961 | -12839891.1973
Total
Total - Total
Total - Total - Total
CAPACITYFACTOR - Net Generation Capacity Factor
MEAN | 0.40672 | 0.40015 | 0.39133 | 0.4007 | 0.36025 | 0.30428 | 0.24296 | 0.21847 | 0.19878 | 0.19501 | 0.16652 | 0.15876 | 0.15601 | 0.15317 | 0.14928
P5 | 0.37019 | 0.35566 | 0.34562 | 0.34324 | 0.3027 | 0.2467 | 0.1875 | 0.17574 | 0.16022 | 0.16659 | 0.13485 | 0.12982 | 0.12807 | 0.12154 | 0.11951
P95 | 0.43954 | 0.43211 | 0.42797 | 0.44978 | 0.42112 | 0.35356 | 0.29434 | 0.27586 | 0.25488 | 0.23491 | 0.2105 | 0.19264 | 0.18989 | 0.18759 | 0.18348
CO2EMISSIONS - CO2 Emissions
MEAN | 253059.6141 | 238180.9186 | 224089.7504 | 353113.8509 | 432744.8596 | 467512.3648 | 460645.3853 | 403794.2751 | 351052.6539 | 356876.7096 | 378214.0531 | 367967.3181 | 363523.4605 | 355733.4385 | 343276.3733
P5 | 176326.2377 | 148630.652 | 132007.2084 | 212291.835 | 274716.3663 | 289646.2845 | 264216.4905 | 253663.024 | 207274.6675 | 244983.0967 | 256876.5928 | 259072.0697 | 255880.0702 | 230373.5997 | 221445.4898
P95 | 320254.5135 | 311137.832 | 304296.7666 | 481423.2787 | 603664.0122 | 622549.819 | 637486.6392 | 604785.932 | 556911.5187 | 502255.106 | 533770.5705 | 510316.3497 | 510104.373 | 493961.8165 | 470857.553
FUELCONSUMED - Fuel Consumed
MEAN | 5366425.422 | 5303424.6287 | 5306424.5268 | 7241148.0034 | 8463974.0691 | 9295838.7093 | 8963383.9162 | 8200146.8251 | 7512094.1464 | 7420470.4086 | 7690730.5297 | 7736491.4817 | 7549861.1167 | 7435302.8774 | 7410085.3737
P5 | 4552329.3878 | 4328068.8153 | 4300581.299 | 5748371.1516 | 6651085.8461 | 7163510.8899 | 6644931.7537 | 6359576.4139 | 5830838.1146 | 6155065.0991 | 6286301.565 | 6419811.104 | 6314038.9956 | 6014896.9085 | 6047738.2841
P95 | 6025844.4854 | 6034814.1358 | 6155358.9297 | 8613065.2009 | 10399850.3824 | 11190506.9908 | 11127036.0376 | 10670142.3095 | 9960385.1419 | 9178690.6755 | 9531395.4209 | 9339780.2871 | 9154791.4678 | 8962062.344 | 8998625.088
FUELCOST - Fuel Cost
MEAN | 5482299.3584 | 5393211.607 | 5651286.5784 | 9364685.9949 | 11359272.4459 | 13146255.0924 | 13356871.165 | 12460098.2758 | 11475377.3519 | 11526825.0232 | 12346369.4857 | 12565275.5878 | 12615528.7847 | 12709107.3475 | 12774053.4177
P5 | 4439085.3486 | 4075526.9581 | 4276261.2172 | 6298976.8445 | 7563541.2475 | 8346219.6814 | 7939673.6761 | 8241602.2825 | 7454115.3292 | 8424817.6631 | 8579304.5877 | 9264866.7349 | 9305552.8135 | 8689858.7612 | 8807696.5838
P95 | 6483800.4251 | 6498687.5351 | 7039801.0061 | 12821101.1859 | 16303348.0586 | 17863132.2069 | 19225725.8861 | 20620478.6057 | 18877060.7127 | 16432526.2389 | 17803013.8466 | 17496486.2678 | 17383351.4399 | 18516404.339 | 17848356.9021
NETPOS - Net Position (MWh)
MEAN | 2436.782 | 246569.5946 | 242819.8376 | 494022.8597 | 612901.6992 | 635303.7768 | 502481.1158 | 408839.4683 | 132084.8482 | 115076.3579 | -67064.5694 | -74328.6992 | -97148.29 | -120572.9987 | -155949.9971
P5 | -136962.3738 | 118603.5163 | 98225.1344 | 307891.039 | 351636.596 | 389074.8317 | 246461.5796 | 209871.2903 | -79020.084 | -34897.592 | -256652.1682 | -246767.9746 | -260893.7873 | -289371.7615 | -315019.9017
P95 | 126698.4731 | 360882.335 | 389959.5621 | 699845.6258 | 838869.1263 | 879792.2346 | 770990.8964 | 722281.1532 | 388180.877 | 303013.7772 | 138380.8263 | 104531.8334 | 88019.9535 | 86708.4387 | 16147.7512
NETREVENUE - Net Revenue $
MEAN | -207172308.0829 | -208751913.0379 | -207357242.9853 | -207269991.2424 | -211169735.9386 | -206290487.8559 | -200369648.5433 | -201769812.2828 | -199615263.7795 | -201177694.1045 | -180444447.5079 | -181535817.8267 | -181742001.9641 | -180321998.6191 | -181456237.9546
P5 | -209631528.7005 | -210592636.5439 | -209665825.5116 | -209811144.3872 | -213721307.5551 | -208783932.3639 | -202734985.9097 | -204265143.1157 | -201327420.6912 | -202937127.5205 | -182585044.2826 | -183460226.706 | -183767045.7838 | -182561639.8963 | -183639117.6688
P95 | -204955582.1602 | -206761493.3716 | -204799062.9146 | -204404779.4651 | -207994458.4064 | -203343964.7917 | -197458627.6662 | -199389540.3225 | -197985743.745 | -199159336.4753 | -178522461.3078 | -179669417.5369 | -179562796.4336 | -178579903.9632 | -179564089.9073
STARTS - Number Starts
MEAN | 2232.3 | 2405.92 | 2272.13 | 3628.56 | 4656.21 | 5365.11 | 6911.99 | 6757.55 | 5749.62 | 5960.62 | 6222.26 | 6042.28 | 6310.33 | 6235.93 | 5860.84
P5 | 2075 | 2282 | 2149 | 3194 | 4054.5 | 4351.5 | 5881 | 5478 | 4621 | 5131.5 | 5204 | 5135 | 5408.5 | 5192.5 | 4771.5
P95 | 2403.5 | 2519 | 2381 | 4090 | 5426.5 | 6246 | 7981 | 7918 | 6745.5 | 6852 | 7592.5 | 7069.5 | 7230.5 | 7261.5 | 7178
VOMCOSTS - VOM Costs
MEAN | 1630983.6122 | 1672340.9053 | 1686759.2738 | 1668700.9092 | 1756512.0586 | 1844905.3838 | 1909819.5552 | 1797243.0789 | 1748642.5415 | 1774702.6088 | 1861248.8674 | 1906796.514 | 1886796.9635 | 1895048.4724 | 1946217.8561
P5 | 1333022.4712 | 1288801.2446 | 1270804.243 | 1237951.1655 | 1309928.3659 | 1367656.7377 | 1348691.0553 | 1368562.6523 | 1298532.083 | 1436820.5419 | 1432964.3791 | 1527917.0014 | 1531987.5172 | 1472531.1451 | 1514184.6289
P95 | 1901922.1028 | 1996784.3734 | 2051619.0498 | 2099443.8203 | 2240217.3835 | 2266321.5585 | 2460404.0194 | 2427136.996 | 2378580.9593 | 2234304.2836 | 2370230.9866 | 2388262.5938 | 2382626.5882 | 2379325.4972 | 2436657.7768

## Base
Books | Montana
Study Portfolios | 2019.01.17 IRP Base - ARS HDR - IRP Planning MAIN load dispatch v7 HDR ARS
Date Intervals | Annual
Peak Period Label | Light Load
Value | Column Labels
Row Labels | 2019-01 | 2020-01 | 2021-01 | 2022-01 | 2023-01 | 2024-01 | 2025-01 | 2026-01 | 2027-01 | 2028-01 | 2029-01 | 2030-01 | 2031-01 | 2032-01 | 2033-01 | 2034-01 | 2035-01 | 2036-01 | 2037-01 | 2038-01
Ancillary Reserve
2018 IRP Anc Req v6 with candidate assets
15010: New 2022JAN 18V50DF_NG_B #1
NETREVENUE - Net Revenue $
MEAN | -21807.4922 | -96349.3028 | -71813.2461 | -18710.2479 | -13819.2397 | -4822.874 | -347172.3811 | -299709.5477 | -146206.8647 | -174122.5305 | -193335.9951 | -192007.7091 | -198648.8282 | -202010.5666 | -194374.6474 | -214764.2978 | -144031.436 | -128932.3322 | -124321.7781 | -110636.9405
P5 | -54974.3883 | -142749.9002 | -105790.469 | -39055.0598 | -32988.3107 | -15661.4135 | -576753.0069 | -544228.3345 | -285835.0908 | -289142.0537 | -334725.9005 | -299253.5063 | -287945.6043 | -308546.4627 | -309128.563 | -316783.4011 | -232376.7169 | -192648.6384 | -180874.797 | -165994.9353
P95 | -5860.4226 | -59042.8655 | -37917.97 | -5575.5214 | -3569.9574 | -320.7161 | -154391.6094 | -145683.0414 | -56444.4886 | -95394.8937 | -91486.7887 | -98840.1107 | -97963.2395 | -96672.0544 | -96378.686 | -112133.0688 | -84546.5708 | -69859.6918 | -70564.9633 | -58290.4291
2018 IRP Anc Req v6 with candidate assets - Total
NETREVENUE - Net Revenue $
MEAN | -312083.1794 | -541590.4963 | -556497.2256 | -333679.3315 | -388888.0222 | -484917.2583 | -1166013.1786 | -1188255.4459 | -1132832.7109 | -1087554.29 | -1112436.4255 | -1288624.384 | -1199348.6311 | -1239586.5887 | -1399333.0121 | -1285092.5923 | -1338259.9346 | -1401930.7691 | -1386758.8398 | -1426380.4367
P5 | -395769.9819 | -661631.3846 | -669660.8433 | -402932.8383 | -474554.4921 | -556021.3801 | -1376404.2475 | -1377322.4594 | -1272625.3346 | -1193655.903 | -1234293.0844 | -1401835.4836 | -1318680.5748 | -1347182.0585 | -1525334.2182 | -1396215.7999 | -1425297.4905 | -1472799.6207 | -1456633.2981 | -1499521.5574
P95 | -252254.3517 | -436360.8156 | -467005.3515 | -273359.1758 | -306219.2728 | -405687.4559 | -980558.5632 | -1048934.4745 | -1022538.385 | -981294.7818 | -997907.3784 | -1166641.6238 | -1079304.7488 | -1129997.0168 | -1278479.929 | -1166660.9159 | -1258277.3767 | -1330756.324 | -1315788.9841 | -1360676.8407
2888218
NETREVENUE - Net Revenue $
MEAN | -290275.6871 | -445241.1934 | -484683.9795 | -314969.0836 | -375068.7825 | -480094.3842 | -818840.7975 | -888545.8982 | -986625.8461 | -913431.7595 | -919100.4305 | -1096616.6749 | -1000699.8029 | -1037576.0221 | -1204958.3647 | -1070328.2945 | -1194228.4985 | -1272998.4369 | -1262437.0617 | -1315743.4962
P5 | -352398.9735 | -553430.5257 | -596012.0625 | -379770.2089 | -455705.9325 | -550956.1362 | -926201.7912 | -986329.0836 | -1053287.1279 | -970583.0229 | -977511.7022 | -1161243.6864 | -1070923.9516 | -1099477.3177 | -1268246.3213 | -1143058.767 | -1234262.834 | -1317832.0798 | -1315624.644 | -1369054.575
P95 | -234984.8072 | -354931.3367 | -394466.6249 | -259566.6161 | -298984.7835 | -404275.5645 | -725052.5016 | -791095.5018 | -906511.7662 | -858786.1336 | -846593.5099 | -1015834.4447 | -921824.891 | -977350.4934 | -1137760.9419 | -1008582.5017 | -1148375.592 | -1244513.8289 | -1204441.4356 | -1266688.395
Ancillary Reserve - Total
NETREVENUE - Net Revenue $
MEAN | -312083.1794 | -541590.4963 | -556497.2256 | -333679.3315 | -388888.0222 | -484917.2583 | -1166013.1786 | -1188255.4459 | -1132832.7109 | -1087554.29 | -1112436.4255 | -1288624.384 | -1199348.6311 | -1239586.5887 | -1399333.0121 | -1285092.5923 | -1338259.9346 | -1401930.7691 | -1386758.8398 | -1426380.4367
P5 | -395769.9819 | -661631.3846 | -669660.8433 | -402932.8383 | -474554.4921 | -556021.3801 | -1376404.2475 | -1377322.4594 | -1272625.3346 | -1193655.903 | -1234293.0844 | -1401835.4836 | -1318680.5748 | -1347182.0585 | -1525334.2182 | -1396215.7999 | -1425297.4905 | -1472799.6207 | -1456633.2981 | -1499521.5574
P95 | -252254.3517 | -436360.8156 | -467005.3515 | -273359.1758 | -306219.2728 | -405687.4559 | -980558.5632 | -1048934.4745 | -1022538.385 | -981294.7818 | -997907.3784 | -1166641.6238 | -1079304.7488 | -1129997.0168 | -1278479.929 | -1166660.9159 | -1258277.3767 | -1330756.324 | -1315788.9841 | -1360676.8407
Battery Storage
NETPOS - Net Position (MWh)
MEAN
P5
P95
Financial Instrument
NETREVENUE - Net Revenue $
MEAN | -4468253.75 | -2197268.75
P5 | -4796800.3222 | -2430648.3252
P95 | -4108727.5897 | -1967674.9187
Fixed Cost
NETREVENUE - Net Revenue $
MEAN | -121157947.0263 | -121133735.2685 | -120725709.4923 | -120770799.5701 | -121487394.786 | -121569496.6134 | -121820161.4476 | -121668440.2689 | -121018910.6762 | -122140311.8572 | -121917087.0109 | -122126168.9306 | -122344148.5928 | -121981892.1233 | -122298385.0149 | -123056649.3173 | -123314662.1434 | -122287065.5493 | -121423591.8946 | -120975842.0177
P5 | -121157947.0263 | -121133735.2685 | -120725709.4923 | -120770799.5701 | -121487394.786 | -121569496.6134 | -121820161.4476 | -121668440.2689 | -121018910.6762 | -122140311.8572 | -121917087.0109 | -122126168.9306 | -122344148.5928 | -121981892.1233 | -122298385.0149 | -123056649.3173 | -123314662.1434 | -122287065.5493 | -121423591.8946 | -120975842.0177
P95 | -121157947.0263 | -121133735.2685 | -120725709.4923 | -120770799.5701 | -121487394.786 | -121569496.6134 | -121820161.4476 | -121668440.2689 | -121018910.6762 | -122140311.8572 | -121917087.0109 | -122126168.9306 | -122344148.5928 | -121981892.1233 | -122298385.0149 | -123056649.3173 | -123314662.1434 | -122287065.5493 | -121423591.8946 | -120975842.0177
Generation Asset
15554: New 2022JAN 18V50DF_NG_B #1
CAPACITYFACTOR - Net Generation Capacity Factor
MEAN |  |  |  | 0.40636 | 0.27459 | 0.20403 | 0.15178 | 0.12324 | 0.094272 | 0.093377 | 0.096276 | 0.091558 | 0.088018 | 0.086163 | 0.081249 | 0.085259 | 0.079888 | 0.069804 | 0.068167 | 0.060201
P5 |  |  |  | 0.33128 | 0.20242 | 0.13802 | 0.088605 | 0.076572 | 0.056382 | 0.066168 | 0.068566 | 0.065068 | 0.065499 | 0.060565 | 0.055947 | 0.061329 | 0.059614 | 0.052609 | 0.049688 | 0.044391
P95 |  |  |  | 0.46082 | 0.33244 | 0.26312 | 0.21593 | 0.18765 | 0.14883 | 0.13121 | 0.13458 | 0.1236 | 0.11213 | 0.11644 | 0.11267 | 0.1057 | 0.11156 | 0.088431 | 0.087163 | 0.07655
CO2EMISSIONS - CO2 Emissions
MEAN |  |  |  | 13007.3196 | 8842.8601 | 6529.0715 | 4819.0172 | 3914.2903 | 2981.7373 | 2992.6346 | 3047.6286 | 2899.9066 | 2809.4773 | 2706.6854 | 2579.2001 | 2729.7902 | 2540.835 | 2224.8875 | 2165.2314 | 1904.7155
P5 |  |  |  | 10665.0373 | 6501.9763 | 4409.287 | 2821.0613 | 2427.7942 | 1776.6089 | 2103.6145 | 2154.4745 | 2052.9367 | 2099.4444 | 1892.275 | 1760.8359 | 1972.2782 | 1906.0479 | 1669.2471 | 1564.1546 | 1406.2066
P95 |  |  |  | 14695.8848 | 10776.1391 | 8499.6735 | 6889.7222 | 5978.8226 | 4704.5577 | 4240.2215 | 4259.3706 | 3907.4119 | 3585.8189 | 3666.1603 | 3589.4038 | 3387.268 | 3511.828 | 2808.1605 | 2780.7193 | 2426.1404
FUELCONSUMED - Fuel Consumed
MEAN |  |  |  | 212885.755 | 144727.6614 | 106858.7803 | 78870.9855 | 64063.6713 | 48800.9379 | 48979.2891 | 49879.3548 | 47461.6459 | 45981.6251 | 44299.2704 | 42212.768 | 44677.4168 | 41584.8614 | 36413.8701 | 35437.5027 | 31173.7399
P5 |  |  |  | 174550.5279 | 106415.3248 | 72165.09 | 46171.216 | 39734.7664 | 29077.0688 | 34429.0419 | 35261.4478 | 33599.619 | 34360.793 | 30970.1315 | 28818.9178 | 32279.5116 | 31195.547 | 27319.92 | 25599.9114 | 23014.8378
P95 |  |  |  | 240521.8461 | 176368.8889 | 139110.8593 | 112761.411 | 97853.0699 | 76997.6708 | 69398.0611 | 69711.466 | 63951.095 | 58687.7073 | 60002.6236 | 58746.379 | 55438.1016 | 57476.727 | 45960.0738 | 45510.9536 | 39707.6986
FUELCOST - Fuel Cost
MEAN |  |  |  | 313439.7569 | 232814.37 | 183547.8383 | 147657.8834 | 123968.309 | 99504.0106 | 99538.8054 | 104255.6794 | 101200.2706 | 99554.3571 | 99321.5202 | 96217.7654 | 103284.425 | 97968.4734 | 89843.6645 | 89268.5649 | 81459.8984
P5 |  |  |  | 174338.501 | 128037.6903 | 88440.978 | 60282.2023 | 58237.569 | 42412.3837 | 54389.6007 | 55808.2014 | 54595.4218 | 58556.4948 | 51397.519 | 48195.8285 | 56181.3432 | 59362.9547 | 53601.8194 | 54366.4125 | 47914.7498
P95 |  |  |  | 454303.4284 | 357834.1299 | 280133.8258 | 246374.3089 | 258527.0303 | 213337.7938 | 175641.4095 | 178782.7319 | 162101.7204 | 156881.5064 | 178246.0006 | 154817.604 | 159600.5423 | 159798.9449 | 134605.728 | 129461.7839 | 123192.4625
NETPOS - Net Position (MWh)
MEAN |  |  |  | 24825.781 | 16900.8817 | 12500.6462 | 9265.2006 | 7520.4634 | 5724.9068 | 5741.819 | 5843.1561 | 5555.3813 | 5432.5154 | 5229.9995 | 4979.5578 | 5266.618 | 4898.6679 | 4286.4898 | 4168.6112 | 3664.481
P5 |  |  |  | 20304.3831 | 12495.3502 | 8472.1762 | 5424.25 | 4664.8 | 3411.2 | 4036.23 | 4130.91 | 3933 | 4059.64 | 3656.45 | 3399.66 | 3805.2 | 3674.82 | 3216 | 3011.4 | 2705.4
P95 |  |  |  | 28035.8195 | 20525.9731 | 16207.5588 | 13246.0025 | 11485.2339 | 9031.01 | 8134.545 | 8166.355 | 7484.98 | 6933.39 | 7083.0395 | 6929.68 | 6535.2 | 6770.73 | 5410.25 | 5353.6 | 4667.65
NETREVENUE - Net Revenue $
MEAN |  |  |  | 53868.6215 | 68543.1772 | 77658.914 | 68743.7107 | 57633.5009 | 43602.2421 | 50724.0127 | 51903.6636 | 49519.0541 | 52439.1264 | 52005.9334 | 51460.8038 | 55340.1269 | 49847.9292 | 43448.4232 | 42436.8573 | 36706.6303
P5 |  |  |  | -33307.2812 | 14314.6923 | 33123.602 | 27436.6233 | 28661.8346 | 18794.924 | 29370.0019 | 27390.9662 | 26052.6717 | 27550.1401 | 29274.0785 | 26992.0545 | 31465.5985 | 30213.4635 | 23528.7415 | 24346.4783 | 18936.554
P95 |  |  |  | 152113.6555 | 120857.5071 | 119193.0483 | 119704.3716 | 105261.9078 | 87970.8834 | 83100.0516 | 95389.3257 | 75106.2756 | 76991.2917 | 83268.074 | 83727.1448 | 83402.483 | 81890.3583 | 64937.2324 | 61864.4732 | 56362.9502
STARTS - Number Starts
MEAN |  |  |  | 150.11 | 146.41 | 134.62 | 112.24 | 96.09 | 82.5 | 80.76 | 85.96 | 81.81 | 80.44 | 78.83 | 75.2 | 75.3 | 75.18 | 67.71 | 66.03 | 60.9
P5 |  |  |  | 115 | 124 | 105 | 89.5 | 68.5 | 55 | 63 | 63.5 | 61.5 | 62 | 56.5 | 52.5 | 51.5 | 56.5 | 48 | 53 | 46.5
P95 |  |  |  | 180 | 167 | 160.5 | 141 | 122 | 105.5 | 101 | 113 | 105 | 99.5 | 98 | 102.5 | 95.5 | 96.5 | 83 | 83.5 | 76.5
VOMCOSTS - VOM Costs
MEAN |  |  |  | 16633.2732 | 11492.5996 | 8750.4523 | 6578.2924 | 5414.7337 | 4236.4311 | 4306.3642 | 4499.2302 | 4333.1974 | 4346.0123 | 4288.5996 | 4133.033 | 4476.6253 | 4261.8411 | 3772.111 | 3751.7501 | 3371.3225
P5 |  |  |  | 13603.9367 | 8496.8381 | 5930.5233 | 3851.2175 | 3358.656 | 2524.288 | 3027.1725 | 3180.8007 | 3067.74 | 3247.712 | 2998.289 | 2821.7178 | 3234.42 | 3197.0934 | 2830.08 | 2710.26 | 2488.968
P95 |  |  |  | 18783.999 | 13957.6617 | 11345.2912 | 9404.6617 | 8269.3684 | 6682.9474 | 6100.9087 | 6288.0934 | 5838.2844 | 5546.712 | 5808.0924 | 5751.6344 | 5554.92 | 5890.5351 | 4761.02 | 4818.24 | 4294.238
15554: New 2022JAN 18V50DF_NG_B #2
CAPACITYFACTOR - Net Generation Capacity Factor
MEAN |  |  |  | 0.4199 | 0.27877 | 0.2142 | 0.15147 | 0.1229 | 0.093939 | 0.093346 | 0.095648 | 0.091983 | 0.088452 | 0.085887 | 0.08091 | 0.085131 | 0.080362 | 0.069542 | 0.067922 | 0.059952
P5 |  |  |  | 0.36022 | 0.20692 | 0.14011 | 0.091195 | 0.07591 | 0.056262 | 0.066883 | 0.066695 | 0.063589 | 0.064607 | 0.059767 | 0.056419 | 0.060771 | 0.059589 | 0.050948 | 0.050639 | 0.044278
P95 |  |  |  | 0.46836 | 0.34413 | 0.28231 | 0.21033 | 0.1853 | 0.14904 | 0.13265 | 0.13399 | 0.12125 | 0.11416 | 0.11114 | 0.10936 | 0.10541 | 0.11315 | 0.088317 | 0.086782 | 0.076797
CO2EMISSIONS - CO2 Emissions
MEAN |  |  |  | 13431.997 | 8956.4703 | 6838.1071 | 4816.5361 | 3896.6709 | 2965.9141 | 2989.4534 | 3031.2154 | 2912.634 | 2823.5928 | 2699.5497 | 2572.2972 | 2725.1681 | 2555.4493 | 2217.7584 | 2160.1444 | 1895.9484
P5 |  |  |  | 11477.3256 | 6574.8183 | 4497.4391 | 2916.5434 | 2419.1235 | 1780.9421 | 2142.5703 | 2106.8857 | 2005.395 | 2064.5265 | 1879.1948 | 1786.9869 | 1933.0938 | 1897.3445 | 1621.4301 | 1616.2931 | 1406.2066
P95 |  |  |  | 15041.5303 | 11180.1664 | 9071.2074 | 6679.7536 | 5873.73 | 4686.874 | 4250.8661 | 4282.9914 | 3846.9043 | 3627.1067 | 3509.865 | 3469.3697 | 3376.5599 | 3594.5105 | 2808.1605 | 2780.7193 | 2443.501
FUELCONSUMED - Fuel Consumed
MEAN |  |  |  | 219836.2847 | 146587.0761 | 111916.6467 | 78830.3782 | 63775.3014 | 48541.9661 | 48927.2246 | 49610.7268 | 47669.9509 | 46212.648 | 44182.4834 | 42099.791 | 44601.7687 | 41824.0468 | 36297.1913 | 35354.2459 | 31030.2523
P5 |  |  |  | 187844.9359 | 107607.5003 | 73607.8408 | 47733.9341 | 39592.8565 | 29147.9885 | 35066.6168 | 34482.5804 | 32821.5226 | 33789.3037 | 30756.0523 | 29246.9215 | 31638.1968 | 31053.1016 | 26537.3181 | 26453.2418 | 23014.8378
P95 |  |  |  | 246178.8923 | 182981.4466 | 148464.9324 | 109324.9359 | 96133.0602 | 76708.2488 | 69572.2769 | 70098.0588 | 62960.7904 | 59363.449 | 57444.5987 | 56781.8282 | 55262.8464 | 58829.9585 | 45960.0738 | 45510.9536 | 39991.8323
FUELCOST - Fuel Cost
MEAN |  |  |  | 322230.5004 | 237116.3647 | 193706.1991 | 147673.0417 | 123290.5018 | 98915.6962 | 99361.3959 | 103680.4496 | 101611.8492 | 100006.4566 | 99001.1174 | 95936.0675 | 103185.183 | 98534.9712 | 89630.1384 | 89087.7588 | 81062.6371
P5 |  |  |  | 189455.7136 | 129641.3199 | 91899.1395 | 62163.18 | 57177.2426 | 41751.3899 | 56349.6238 | 54355.021 | 52383.5139 | 57670.4118 | 50577.9501 | 49327.0188 | 56877.2472 | 59897.145 | 51435.251 | 54122.3898 | 48411.5525
P95 |  |  |  | 454475.6491 | 364033.458 | 302870.4588 | 246889.8562 | 251005.3169 | 211671.2199 | 172276.9615 | 181182.1452 | 160776.0193 | 160263.5862 | 172445.7778 | 151715.8976 | 154075.3055 | 162102.6592 | 135758.7352 | 129119.8603 | 125520.5164
NETPOS - Net Position (MWh)
MEAN |  |  |  | 25624.5489 | 17145.2643 | 13134.6145 | 9260.7146 | 7486.7286 | 5694.5509 | 5735.7194 | 5811.7963 | 5579.7311 | 5459.8051 | 5216.2346 | 4966.2646 | 5257.7168 | 4926.8226 | 4272.7548 | 4158.8256 | 3647.614
P5 |  |  |  | 21826.5695 | 12625.4081 | 8648.0266 | 5607.84 | 4648.14 | 3419.52 | 4110.975 | 4039.665 | 3841.92 | 3992.12 | 3631.175 | 3450.15 | 3729.6 | 3658.04 | 3123.875 | 3111.78 | 2705.4
P95 |  |  |  | 28659.7681 | 21216.9871 | 17391.1056 | 12842.81 | 11283.987 | 8997.87 | 8155.375 | 8212.05 | 7369.06 | 7013.64 | 6782.125 | 6698.34 | 6514.13 | 6930.14 | 5410.25 | 5353.6 | 4701.05
NETREVENUE - Net Revenue $
MEAN |  |  |  | 46807.3002 | 73983.9273 | 85034.5131 | 69142.2703 | 57380.6177 | 43805.9679 | 50774.1803 | 52297.8801 | 49580.2101 | 52775.2188 | 52152.1241 | 51426.5087 | 55346.6288 | 49917.3238 | 43744.5664 | 42673.5449 | 36742.0479
P5 |  |  |  | -53028.0471 | 12437.8132 | 32553.22 | 27908.1238 | 29449.2634 | 19574.7852 | 29445.2264 | 26619.2125 | 25843.9621 | 27075.2272 | 29202.0116 | 26870.2511 | 31626.003 | 30270.4951 | 23535.5576 | 23531.3172 | 18741.4625
P95 |  |  |  | 134901.6344 | 134143.8699 | 137605.0949 | 119032.9125 | 105166.7655 | 84425.6138 | 83233.2299 | 95979.963 | 74446.5856 | 78051.7056 | 81757.418 | 84661.7176 | 83452.5717 | 83818.9129 | 67857.1569 | 63107.6596 | 56582.794
STARTS - Number Starts
MEAN |  |  |  | 149.24 | 148.62 | 136.82 | 112.53 | 95.99 | 81.88 | 80.38 | 85.68 | 82.36 | 80.88 | 78.26 | 74.85 | 75.28 | 75.52 | 67.1 | 65.88 | 61.15
P5 |  |  |  | 119 | 123 | 105.5 | 93 | 67 | 57.5 | 61 | 64.5 | 60.5 | 63 | 55.5 | 53 | 52 | 56.5 | 48 | 52 | 46
P95 |  |  |  | 178.5 | 169.5 | 166.5 | 137 | 121 | 109 | 102.5 | 114 | 104.5 | 100 | 98 | 98.5 | 96.5 | 94 | 82.5 | 82 | 78.5
VOMCOSTS - VOM Costs
MEAN |  |  |  | 17168.4478 | 11658.7797 | 9194.2302 | 6575.1074 | 5390.4446 | 4213.9677 | 4301.7896 | 4475.0831 | 4352.1903 | 4367.8441 | 4277.3124 | 4121.9996 | 4469.0593 | 4286.3357 | 3760.0242 | 3742.943 | 3355.8049
P5 |  |  |  | 14623.8015 | 8585.2775 | 6053.6186 | 3981.5664 | 3346.6608 | 2530.4448 | 3083.2312 | 3110.5421 | 2996.6976 | 3193.696 | 2977.5635 | 2863.6245 | 3170.16 | 3182.4948 | 2749.01 | 2800.602 | 2488.968
P95 |  |  |  | 19202.0446 | 14427.5513 | 12173.7739 | 9118.3951 | 8124.4707 | 6658.4238 | 6116.5312 | 6323.2785 | 5747.8668 | 5610.912 | 5561.3425 | 5559.6222 | 5537.0105 | 6029.2218 | 4761.02 | 4818.24 | 4324.966
15554: New 2022JAN 18V50DF_NG_B #3
CAPACITYFACTOR - Net Generation Capacity Factor
MEAN |  |  |  | 0.41935 | 0.28257 | 0.21378 | 0.1521 | 0.12409 | 0.093932 | 0.093215 | 0.096165 | 0.092324 | 0.089657 | 0.087354 | 0.082401 | 0.085589 | 0.081402 | 0.070846 | 0.06863 | 0.060568
P5 |  |  |  | 0.36302 | 0.20955 | 0.14228 | 0.088742 | 0.080266 | 0.055971 | 0.066629 | 0.068263 | 0.065104 | 0.066564 | 0.061597 | 0.05725 | 0.060653 | 0.061845 | 0.053625 | 0.051089 | 0.044843
P95 |  |  |  | 0.46935 | 0.35645 | 0.28032 | 0.2139 | 0.18207 | 0.14872 | 0.13158 | 0.13338 | 0.1224 | 0.11436 | 0.11256 | 0.1118 | 0.10449 | 0.11416 | 0.08885 | 0.087159 | 0.078247
CO2EMISSIONS - CO2 Emissions
MEAN |  |  |  | 13434.2684 | 9074.1583 | 6817.3365 | 4830.8433 | 3933.7616 | 2965.6221 | 2984.1554 | 3047.3937 | 2921.7463 | 2863.3724 | 2748.5307 | 2618.4064 | 2741.096 | 2591.9711 | 2259.5881 | 2183.5198 | 1912.7483
P5 |  |  |  | 11632.3106 | 6722.1338 | 4501.5927 | 2797.365 | 2562.19 | 1772.2757 | 2129.585 | 2145.822 | 2065.9026 | 2121.2682 | 1940.2359 | 1808.7794 | 1941.8015 | 1958.2684 | 1704.0231 | 1629.3277 | 1419.227
P95 |  |  |  | 15036.3884 | 11587.5724 | 8878.9327 | 6814.645 | 5778.6671 | 4725.8727 | 4207.2289 | 4266.0335 | 3880.0912 | 3664.3844 | 3547.1011 | 3530.3888 | 3361.1451 | 3664.1378 | 2858.3287 | 2772.0295 | 2460.8615
FUELCONSUMED - Fuel Consumed
MEAN |  |  |  | 219873.4597 | 148513.2288 | 111576.7017 | 79064.5387 | 64382.3508 | 48537.1865 | 48840.5133 | 49875.5102 | 47819.0881 | 46863.7059 | 44984.1365 | 42854.4421 | 44862.4545 | 42421.786 | 36981.8014 | 35736.8223 | 31305.2093
P5 |  |  |  | 190381.5154 | 110018.5563 | 73675.822 | 45783.388 | 41934.3695 | 29006.1491 | 34854.0918 | 35119.8355 | 33811.8271 | 34717.9738 | 31755.0887 | 29603.5913 | 31780.7112 | 32050.2195 | 27889.085 | 26666.5744 | 23227.9382
P95 |  |  |  | 246094.7364 | 189649.3029 | 145318.0481 | 111532.6507 | 94577.2022 | 77346.526 | 68858.0838 | 69820.516 | 63503.9478 | 59973.5581 | 58054.0284 | 57780.5036 | 55010.5584 | 59969.5218 | 46781.1564 | 45368.7319 | 40275.9662
FUELCOST - Fuel Cost
MEAN |  |  |  | 322541.7858 | 241336.9765 | 193617.398 | 148165.6378 | 124447.2807 | 98780.8631 | 99126.6921 | 104307.118 | 101831.3352 | 101373.343 | 100727.3486 | 97524.8384 | 103528.332 | 99774.168 | 91220.7757 | 89754.6792 | 81737.8798
P5 |  |  |  | 193793.7348 | 131922.3795 | 90140.0815 | 58014.6872 | 59089.741 | 42956.0946 | 55638.941 | 56574.934 | 55591.6077 | 58175.546 | 53147.8601 | 49356.4736 | 55158.7655 | 60541.8369 | 54558.8552 | 54629.2273 | 48376.8114
P95 |  |  |  | 454301.9868 | 381690.8238 | 304806.7357 | 253945.5411 | 252311.0104 | 213971.5885 | 175051.1637 | 182061.1813 | 164749.697 | 159327.0079 | 174318.7132 | 159159.1209 | 155117.3951 | 163525.5905 | 135309.7405 | 131341.5855 | 125049.0951
NETPOS - Net Position (MWh)
MEAN |  |  |  | 25637.9853 | 17394.8374 | 13104.1723 | 9288.061 | 7558.1312 | 5693.9288 | 5725.5691 | 5842.7283 | 5597.2502 | 5536.7034 | 5310.8928 | 5055.1974 | 5288.4636 | 4997.249 | 4353.3292 | 4203.8293 | 3679.9271
P5 |  |  |  | 22158.2178 | 12923.3674 | 8657.7859 | 5378.28 | 4923.03 | 3402.88 | 4086.06 | 4114.32 | 3957.84 | 4101.84 | 3749.125 | 3492.225 | 3746.4 | 3775.5 | 3283 | 3136.875 | 2730.45
P95 |  |  |  | 28743.1004 | 22082.4593 | 17060.3948 | 13101.505 | 11102.2818 | 9072.75 | 8072.46 | 8178.725 | 7433.2328 | 7085.31 | 6853.665 | 6816.15 | 6484.8 | 7064.38 | 5506.495 | 5336.87 | 4734.45
NETREVENUE - Net Revenue $
MEAN |  |  |  | 49108.5011 | 79125.4461 | 86291.1564 | 68592.2172 | 57130.985 | 43893.8984 | 50454.5995 | 51792.6497 | 49204.3158 | 52425.0483 | 51653.7364 | 51240.0338 | 55072.2143 | 49738.1934 | 43529.9734 | 42281.0395 | 36596.3797
P5 |  |  |  | -45868.8733 | 13854.623 | 35065.1904 | 26111.6753 | 28805.4852 | 19541.7403 | 28942.9843 | 27063.5744 | 25378.5288 | 27150.42 | 28728.9028 | 27068.9083 | 31325.5603 | 29007.0382 | 24340.0079 | 23482.0858 | 18135.3643
P95 |  |  |  | 143293.3398 | 143550.6154 | 137109.474 | 117395.4407 | 102644.9206 | 88182.5978 | 84942.8742 | 90014.7682 | 75075.6603 | 78065.6166 | 81874.5183 | 84744.6754 | 79544.5498 | 83188.2699 | 66573.548 | 62187.8872 | 56384.8644
STARTS - Number Starts
MEAN |  |  |  | 149.06 | 149.02 | 136.61 | 113.33 | 97.49 | 81.81 | 80.97 | 86.24 | 83.21 | 81.55 | 79.49 | 76.65 | 75.2 | 75.48 | 68.59 | 66.58 | 61.02
P5 |  |  |  | 117 | 123.5 | 106.5 | 89.5 | 70 | 57.5 | 64.5 | 62 | 62 | 63.5 | 56 | 57 | 50.5 | 58 | 49 | 51.5 | 45.5
P95 |  |  |  | 177.5 | 168.5 | 164 | 137 | 122.5 | 105 | 101.5 | 112.5 | 103 | 102 | 98 | 102 | 95.5 | 93.5 | 85 | 84 | 76.5
VOMCOSTS - VOM Costs
MEAN |  |  |  | 17177.4502 | 11828.4894 | 9172.9206 | 6594.5233 | 5441.8545 | 4213.5073 | 4294.1768 | 4498.9008 | 4365.8552 | 4429.3627 | 4354.9321 | 4195.8138 | 4495.1941 | 4347.6066 | 3830.9297 | 3783.4464 | 3385.5329
P5 |  |  |  | 14846.0059 | 8787.8898 | 6060.4501 | 3818.5788 | 3544.5816 | 2518.1312 | 3064.545 | 3168.0264 | 3087.1152 | 3281.472 | 3074.2825 | 2898.5467 | 3184.44 | 3284.685 | 2889.04 | 2823.1875 | 2512.014
P95 |  |  |  | 19257.8773 | 15016.0723 | 11942.2764 | 9302.0685 | 7993.6429 | 6713.835 | 6054.345 | 6297.6183 | 5797.9216 | 5668.248 | 5620.0053 | 5657.4045 | 5512.08 | 6146.0106 | 4845.7156 | 4803.183 | 4355.694
15554: New 2022JAN 18V50DF_NG_B #4
CAPACITYFACTOR - Net Generation Capacity Factor
MEAN |  |  |  | 0.4276 | 0.28484 | 0.2157 | 0.1532 | 0.12452 | 0.094154 | 0.092859 | 0.095365 | 0.092636 | 0.089138 | 0.087981 | 0.082137 | 0.086375 | 0.081388 | 0.070914 | 0.068879 | 0.060421
P5 |  |  |  | 0.36229 | 0.22006 | 0.13701 | 0.094043 | 0.076199 | 0.057424 | 0.066589 | 0.065082 | 0.067365 | 0.064007 | 0.061614 | 0.057336 | 0.060944 | 0.059551 | 0.054754 | 0.052446 | 0.043666
P95 |  |  |  | 0.48153 | 0.36711 | 0.28432 | 0.2133 | 0.18638 | 0.14546 | 0.13289 | 0.13335 | 0.12485 | 0.1137 | 0.11526 | 0.11314 | 0.10497 | 0.11198 | 0.087795 | 0.089182 | 0.079167
CO2EMISSIONS - CO2 Emissions
MEAN |  |  |  | 13687.3297 | 9136.4331 | 6876.3851 | 4863.7722 | 3946.3768 | 2972.9519 | 2973.2971 | 3018.8865 | 2932.7458 | 2847.5245 | 2768.6623 | 2608.8814 | 2767.109 | 2593.8859 | 2260.359 | 2188.8206 | 1911.3125
P5 |  |  |  | 11616.326 | 7033.9267 | 4386.719 | 2999.0052 | 2419.1235 | 1811.2744 | 2125.2566 | 2050.6444 | 2139.3762 | 2038.338 | 1935.8758 | 1830.572 | 1950.5091 | 1892.9928 | 1756.1871 | 1659.7418 | 1384.5059
P95 |  |  |  | 15543.4548 | 11904.1726 | 9063.8902 | 6740.1665 | 5874.7459 | 4592.5965 | 4263.4984 | 4233.7602 | 3933.3437 | 3629.4664 | 3650.0894 | 3587.0493 | 3378.5604 | 3559.6968 | 2821.2015 | 2837.2026 | 2508.6031
FUELCONSUMED - Fuel Consumed
MEAN |  |  |  | 224015.2161 | 149532.4565 | 112543.1277 | 79603.4726 | 64588.8191 | 48657.1509 | 48662.8 | 49408.9436 | 47999.1137 | 46604.3285 | 45313.6223 | 42698.5499 | 45288.1991 | 42453.124 | 36994.4184 | 35823.5776 | 31281.7107
P5 |  |  |  | 190119.9016 | 115121.5501 | 71795.7278 | 49083.5542 | 39592.8565 | 29644.4262 | 34783.2501 | 33562.1009 | 35014.3398 | 33360.6867 | 31683.729 | 29960.2611 | 31923.2256 | 30981.8789 | 28742.8325 | 27164.3504 | 22659.6705
P95 |  |  |  | 254393.6961 | 194830.9758 | 148345.1752 | 110313.6899 | 96149.6881 | 75165.2457 | 69779.0253 | 69292.3109 | 64375.5112 | 59402.0689 | 59739.598 | 58707.845 | 55295.5872 | 58260.1768 | 46173.5106 | 46435.3948 | 41057.3341
FUELCOST - Fuel Cost
MEAN |  |  |  | 329301.7686 | 243552.6654 | 195549.6799 | 148880.8193 | 124766.3784 | 99023.2204 | 98888.5958 | 103465.9277 | 102045.0385 | 100924.4437 | 101502.7171 | 97020.3122 | 104502.5026 | 99849.5583 | 91115.4763 | 89947.6149 | 81751.3813
P5 |  |  |  | 193064.9223 | 136945.3165 | 88250.789 | 62293.008 | 56584.5905 | 43199.0773 | 55185.8126 | 54088.2935 | 55807.426 | 60067.5295 | 52056.3882 | 50874.2219 | 56993.1513 | 61252.9606 | 56449.9679 | 55590.7957 | 47580.8078
P95 |  |  |  | 466774.2893 | 403758.037 | 304682.3597 | 246316.8372 | 255839.9994 | 207944.0961 | 171955.1411 | 186553.0337 | 163390.1615 | 159537.408 | 178183.8405 | 155402.9173 | 154071.4394 | 161095.4078 | 132891.4801 | 132436.8678 | 126103.3693
NETPOS - Net Position (MWh)
MEAN |  |  |  | 26112.7145 | 17524.1171 | 13223.1611 | 9351.5072 | 7582.2188 | 5707.8719 | 5704.7613 | 5788.1128 | 5618.2905 | 5506.0486 | 5349.6659 | 5036.927 | 5338.6102 | 5000.9406 | 4354.8298 | 4214.0346 | 3677.173
P5 |  |  |  | 22099.1862 | 13498.5132 | 8439.9413 | 5766.395 | 4648.14 | 3477.76 | 4077.755 | 3931.83 | 4098.6 | 3941.48 | 3740.7 | 3534.3 | 3763.2 | 3649.65 | 3383.5 | 3195.43 | 2663.65
P95 |  |  |  | 29642.6612 | 22750.4191 | 17426.5445 | 12959.785 | 11287.01 | 8814.41 | 8180.425 | 8116.44 | 7534.66 | 7017.79 | 7051.435 | 6925.545 | 6518.4 | 6863.02 | 5435.375 | 5462.345 | 4826.3
NETREVENUE - Net Revenue $
MEAN |  |  |  | 43689.0692 | 80290.3803 | 88422.8721 | 68806.3607 | 57449.7936 | 43459.3332 | 50887.497 | 52119.9929 | 49183.8896 | 51947.0694 | 51885.8888 | 51163.4313 | 55304.0363 | 49723.7835 | 43531.1941 | 42205.821 | 36691.9046
P5 |  |  |  | -37316.9162 | 7669.0621 | 34071.3498 | 27995.8043 | 29313.0205 | 18965.4034 | 27794.2652 | 26834.8872 | 25021.8423 | 26578.905 | 28124.1807 | 26443.9889 | 31477.3962 | 29860.8069 | 24339.1392 | 23307.2479 | 18529.1922
P95 |  |  |  | 130991.9636 | 148974.5867 | 138838.9074 | 117933.3328 | 105828.7475 | 86348.0725 | 84312.3018 | 94186.2092 | 75177.9237 | 77334.539 | 82750.4916 | 85045.1089 | 81383.2226 | 82360.4 | 65882.3328 | 63708.045 | 55741.5778
STARTS - Number Starts
MEAN |  |  |  | 144.22 | 150.14 | 136.38 | 113.64 | 96.85 | 82.36 | 80.57 | 85.75 | 83.43 | 81.57 | 79.79 | 75.53 | 75.63 | 76.15 | 67.94 | 66.71 | 61.08
P5 |  |  |  | 115 | 128 | 105.5 | 91 | 69.5 | 58 | 60 | 64 | 65.5 | 64 | 59 | 55.5 | 53.5 | 58.5 | 50.5 | 51.5 | 45
P95 |  |  |  | 170.5 | 170.5 | 164.5 | 133.5 | 121 | 107.5 | 103.5 | 114.5 | 104 | 102 | 100.5 | 100 | 96.5 | 95 | 83.5 | 85.5 | 77
VOMCOSTS - VOM Costs
MEAN |  |  |  | 17495.5187 | 11916.3996 | 9256.2128 | 6639.5701 | 5459.1975 | 4223.8252 | 4278.571 | 4456.8468 | 4382.2666 | 4404.8389 | 4386.726 | 4180.6494 | 4537.8187 | 4350.8183 | 3832.2502 | 3792.6311 | 3382.9992
P5 |  |  |  | 14806.4547 | 9178.989 | 5907.9589 | 4094.1404 | 3346.6608 | 2573.5424 | 3058.3162 | 3027.5091 | 3196.908 | 3153.184 | 3067.374 | 2933.469 | 3198.72 | 3175.1955 | 2977.48 | 2875.887 | 2450.558
P95 |  |  |  | 19860.583 | 15470.285 | 12198.5811 | 9201.4474 | 8126.6472 | 6522.6634 | 6135.3188 | 6249.6588 | 5877.0348 | 5614.232 | 5782.1767 | 5748.2023 | 5540.64 | 5970.8274 | 4783.13 | 4916.1105 | 4440.196
15554: New 2022JAN 18V50DF_NG_B #5
CAPACITYFACTOR - Net Generation Capacity Factor
MEAN |  |  |  | 0.41309 | 0.28965 | 0.21627 | 0.15467 | 0.1248 | 0.094819 | 0.093577 | 0.095768 | 0.092782 | 0.089849 | 0.087566 | 0.082252 | 0.08639 | 0.081492 | 0.070953 | 0.068928 | 0.06128
P5 |  |  |  | 0.33368 | 0.21517 | 0.14535 | 0.094958 | 0.076317 | 0.05481 | 0.068115 | 0.06584 | 0.066998 | 0.067315 | 0.061528 | 0.057903 | 0.0616 | 0.06231 | 0.052983 | 0.051401 | 0.044893
P95 |  |  |  | 0.46741 | 0.36559 | 0.28608 | 0.21574 | 0.18321 | 0.14644 | 0.13228 | 0.13511 | 0.12233 | 0.11764 | 0.11471 | 0.11135 | 0.10526 | 0.11198 | 0.08905 | 0.087037 | 0.077471
CO2EMISSIONS - CO2 Emissions
MEAN |  |  |  | 13209.8618 | 9280.9078 | 6898.9951 | 4914.2584 | 3950.558 | 2999.5517 | 2992.7744 | 3035.1598 | 2933.7026 | 2871.4437 | 2754.0042 | 2616.0125 | 2764.8831 | 2595.1514 | 2262.2246 | 2192.9447 | 1939.6971
P5 |  |  |  | 10812.6673 | 6888.9033 | 4637.504 | 3033.7259 | 2418.3802 | 1728.9438 | 2181.5261 | 2089.5806 | 2104.8004 | 2143.0919 | 1931.5158 | 1830.572 | 1950.5091 | 1975.6752 | 1682.2881 | 1633.6726 | 1419.227
P95 |  |  |  | 14902.0674 | 11739.9656 | 9118.4955 | 6826.9683 | 5764.0191 | 4653.6209 | 4239.8686 | 4273.0436 | 3849.2399 | 3753.6845 | 3584.3373 | 3551.0678 | 3398.329 | 3575.1042 | 2821.2015 | 2785.0641 | 2460.8615
FUELCONSUMED - Fuel Consumed
MEAN |  |  |  | 216200.6846 | 151897.0172 | 112913.1774 | 80429.7618 | 64657.2511 | 49092.4988 | 48981.5776 | 49675.2827 | 48014.7733 | 46995.8047 | 45073.7181 | 42815.2618 | 45251.77 | 42473.8363 | 37024.9529 | 35891.0758 | 31746.2695
P5 |  |  |  | 176966.732 | 112748.008 | 75900.2288 | 49651.8154 | 39580.6913 | 28296.9523 | 35704.1916 | 34199.356 | 34448.4515 | 35075.1546 | 31612.3692 | 29960.2611 | 31923.2256 | 32335.1103 | 27533.3569 | 26737.6852 | 23227.9382
P95 |  |  |  | 243896.3563 | 192143.4628 | 149238.8788 | 111734.3427 | 94337.4649 | 76164.0081 | 69392.2845 | 69935.2476 | 62999.0159 | 61435.0976 | 58663.4581 | 58118.9498 | 55619.1324 | 58512.3435 | 46173.5106 | 45582.0645 | 40275.9662
FUELCOST - Fuel Cost
MEAN |  |  |  | 318047.9493 | 247812.6166 | 196354.7009 | 150053.0092 | 124776.4428 | 99865.699 | 99275.5817 | 104090.3375 | 101900.2434 | 101419.9103 | 100791.2252 | 97238.2007 | 104515.6294 | 99714.2927 | 91020.5971 | 90043.3795 | 82766.6519
P5 |  |  |  | 185196.3056 | 132314.6813 | 93550.6397 | 64148.6124 | 56548.9832 | 41074.4764 | 56392.3793 | 54883.4549 | 57657.7721 | 60627.5765 | 53041.125 | 52708.7309 | 58894.7955 | 59919.6349 | 54685.6408 | 56083.1302 | 48552.7166
P95 |  |  |  | 452453.0075 | 403684.6014 | 307264.3873 | 251861.4513 | 253654.181 | 209301.0427 | 172030.4218 | 187526.4801 | 161368.2922 | 163667.6381 | 176330.248 | 157882.5673 | 159178.0605 | 161071.0988 | 135542.953 | 134373.4853 | 125399.3677
NETPOS - Net Position (MWh)
MEAN |  |  |  | 25230.4349 | 17814.8084 | 13268.6674 | 9448.466 | 7590.4344 | 5759.0312 | 5742.0799 | 5819.3328 | 5620.1598 | 5552.3188 | 5321.4474 | 5050.6385 | 5334.3065 | 5003.3723 | 4358.4324 | 4221.9828 | 3731.782
P5 |  |  |  | 20628.7007 | 13241.2413 | 8923.14 | 5833.155 | 4646.5387 | 3319.68 | 4185.72 | 4006.485 | 4032.36 | 4144.04 | 3732.275 | 3534.3 | 3763.2 | 3809.06 | 3241.125 | 3145.24 | 2730.45
P95 |  |  |  | 28526.6987 | 22487.4742 | 17531.9978 | 13126.685 | 11074.665 | 8934.3044 | 8134.68 | 8191.24 | 7373.13 | 7258.4 | 6925.205 | 6855.8117 | 6556.13 | 6892.315 | 5435.375 | 5361.965 | 4734.45
NETREVENUE - Net Revenue $
MEAN |  |  |  | 52315.9562 | 82414.0501 | 88100.5392 | 68406.5156 | 57113.3647 | 43581.367 | 50391.798 | 52121.1186 | 49189.5433 | 52536.7986 | 51665.8174 | 50991.0951 | 55214.0167 | 49464.7512 | 43635.7568 | 42458.8563 | 36531.4517
P5 |  |  |  | -27798.9183 | 8934.136 | 32410.645 | 27220.4883 | 27738.0603 | 19098.1351 | 27762.269 | 26639.1748 | 25091.5625 | 27007.9891 | 28853.4741 | 26820.0493 | 28963.3057 | 29737.2444 | 24390.0418 | 23766.1077 | 17928.4499
P95 |  |  |  | 137738.4703 | 165223.1109 | 142708.7731 | 120569.4344 | 103836.7498 | 85413.7439 | 82655.7913 | 95217.0735 | 75581.2083 | 79815.5795 | 80533.5987 | 85348.1517 | 83074.1603 | 81620.1311 | 66599.8973 | 63561.7386 | 56470.4715
STARTS - Number Starts
MEAN |  |  |  | 146.76 | 150.47 | 136.22 | 113.71 | 97.16 | 82.98 | 81.44 | 86.74 | 83.45 | 81.78 | 79.93 | 76.08 | 75.77 | 76.32 | 68.45 | 67.23 | 61.63
P5 |  |  |  | 121 | 126 | 107 | 89 | 68 | 58 | 62.5 | 62 | 64 | 62.5 | 58.5 | 56 | 51 | 58.5 | 50 | 53.5 | 46.5
P95 |  |  |  | 175 | 176.5 | 164 | 135.5 | 120 | 109.5 | 102.5 | 114.5 | 107 | 103.5 | 100 | 98 | 94 | 94.5 | 84 | 83 | 77.5
VOMCOSTS - VOM Costs
MEAN |  |  |  | 16904.3914 | 12114.0697 | 9288.0672 | 6708.4108 | 5465.1128 | 4261.6831 | 4306.5599 | 4480.8863 | 4383.7246 | 4441.855 | 4363.5869 | 4192.03 | 4534.1605 | 4352.9339 | 3835.4205 | 3799.7845 | 3433.2394
P5 |  |  |  | 13821.2295 | 9004.0441 | 6246.198 | 4141.54 | 3345.5079 | 2456.5632 | 3139.29 | 3084.9934 | 3145.2408 | 3315.232 | 3060.4655 | 2933.469 | 3198.72 | 3313.8822 | 2852.19 | 2830.716 | 2512.014
P95 |  |  |  | 19112.8881 | 15291.4824 | 12272.3985 | 9319.9464 | 7973.7588 | 6611.3853 | 6101.01 | 6307.2548 | 5751.0414 | 5806.72 | 5678.6681 | 5690.3237 | 5572.7105 | 5996.314 | 4783.13 | 4825.7685 | 4355.694
15554: New 2022JAN 18V50DF_NG_B #6
CAPACITYFACTOR - Net Generation Capacity Factor
MEAN |  |  |  | 0.40399 | 0.28951 | 0.21823 | 0.15738 | 0.12534 | 0.095936 | 0.094776 | 0.097481 | 0.093513 | 0.089912 | 0.087828 | 0.082419 | 0.086922 | 0.08157 | 0.071872 | 0.069867 | 0.06184
P5 |  |  |  | 0.33843 | 0.21642 | 0.14212 | 0.10094 | 0.079173 | 0.058418 | 0.068504 | 0.067383 | 0.06681 | 0.067384 | 0.063844 | 0.05706 | 0.06163 | 0.06152 | 0.052935 | 0.053272 | 0.04462
P95 |  |  |  | 0.4531 | 0.3749 | 0.28781 | 0.22199 | 0.18427 | 0.1493 | 0.13254 | 0.1344 | 0.1241 | 0.11321 | 0.11701 | 0.1113 | 0.10617 | 0.11326 | 0.090946 | 0.088372 | 0.078309
CO2EMISSIONS - CO2 Emissions
MEAN |  |  |  | 12920.0026 | 9283.2493 | 6949.8808 | 5000.0519 | 3979.0364 | 3025.211 | 3037.3943 | 3089.9084 | 2959.8024 | 2872.8921 | 2756.3162 | 2616.7941 | 2781.1463 | 2594.0999 | 2292.3067 | 2221.1419 | 1956.016
P5 |  |  |  | 10879.9975 | 6906.0775 | 4532.0183 | 3196.6537 | 2523.1719 | 1837.2736 | 2203.1682 | 2141.4957 | 2083.1905 | 2151.8214 | 1992.5569 | 1826.2134 | 1959.2167 | 1953.9167 | 1677.9411 | 1698.8457 | 1406.2066
P95 |  |  |  | 14501.412 | 12039.2275 | 9168.604 | 7049.4213 | 5837.72 | 4658.6497 | 4261.8637 | 4279.0123 | 3956.94 | 3600.9182 | 3664.8233 | 3521.6718 | 3376.5599 | 3598.8622 | 2899.4475 | 2819.8231 | 2469.5418
FUELCONSUMED - Fuel Consumed
MEAN |  |  |  | 211456.6702 | 151935.3398 | 113746.0026 | 81833.91 | 65123.3461 | 49512.4542 | 49711.8539 | 50571.3325 | 48441.9372 | 47019.511 | 45111.5584 | 42828.0533 | 45517.9435 | 42456.6274 | 37517.2951 | 36352.5674 | 32013.3552
P5 |  |  |  | 178068.6993 | 113029.0922 | 74173.7858 | 52318.3908 | 41295.7751 | 30069.9443 | 36058.3999 | 35049.0294 | 34094.7713 | 35218.0269 | 32611.4058 | 29888.9271 | 32065.74 | 31978.9968 | 27462.2113 | 27804.3482 | 23014.8378
P95 |  |  |  | 237338.9853 | 197041.3673 | 150058.9851 | 115375.1443 | 95543.6989 | 76246.3128 | 69752.2693 | 70032.9343 | 64761.702 | 58934.832 | 59980.7417 | 57637.8356 | 55262.8464 | 58901.1812 | 47454.1319 | 46150.9514 | 40418.033
FUELCOST - Fuel Cost
MEAN |  |  |  | 311240.2503 | 247897.972 | 197215.5145 | 152453.5933 | 125432.8861 | 100439.4676 | 100741.5473 | 105713.1509 | 102818.3368 | 101590.142 | 101109.9891 | 97267.356 | 104871.1522 | 99728.51 | 92311.8172 | 91231.8138 | 83473.7483
P5 |  |  |  | 186169.6465 | 134111.4538 | 89285.8154 | 66533.4561 | 58316.1716 | 43109.4429 | 56988.3773 | 55930.0358 | 57738.5351 | 59688.449 | 53969.3524 | 51219.7046 | 57652.0817 | 59089.2102 | 55152.3972 | 60001.9308 | 48696.1575
P95 |  |  |  | 440776.8977 | 403964.4334 | 311926.8706 | 257899.379 | 253661.1432 | 211309.4829 | 177835.9241 | 184580.1119 | 163507.0417 | 152349.4778 | 181131.7198 | 157520.8573 | 154476.2546 | 161351.5216 | 138061.2515 | 130855.8089 | 131468.6292
NETPOS - Net Position (MWh)
MEAN |  |  |  | 24684.7731 | 17821.2304 | 13366.7196 | 9613.4356 | 7645.1423 | 5808.3881 | 5827.6651 | 5924.2495 | 5670.1427 | 5555.0933 | 5325.887 | 5052.1832 | 5365.6442 | 5001.3615 | 4416.3711 | 4276.2425 | 3763.178
P5 |  |  |  | 20759.8582 | 13264.2684 | 8719.1014 | 6146.02 | 4848.06 | 3527.68 | 4227.245 | 4106.025 | 3990.96 | 4160.92 | 3850.225 | 3525.885 | 3780 | 3767.11 | 3232.75 | 3270.715 | 2705.4
P95 |  |  |  | 27662.1918 | 23074.3371 | 17629.7144 | 13552.8834 | 11216.275 | 8943.2321 | 8176.07 | 8203.61 | 7580.27 | 6963 | 7081.14 | 6799.32 | 6514.13 | 6938.53 | 5586.125 | 5428.885 | 4751.15
NETREVENUE - Net Revenue $
MEAN |  |  |  | 57765.2477 | 82837.2647 | 87155.7659 | 67893.067 | 57129.7551 | 43069.5942 | 50054.6479 | 51702.172 | 48937.4192 | 52206.6238 | 51335.9538 | 50835.012 | 54769.7285 | 49489.5023 | 43453.8682 | 42153.4562 | 36118.7432
P5 |  |  |  | -36059.6561 | 9570.4807 | 31423.9653 | 25479.7185 | 28197.878 | 19148.9686 | 28365.8825 | 26627.9922 | 24746.6619 | 26496.9039 | 27854.5698 | 26277.4737 | 30954.5366 | 28195.2213 | 23324.0176 | 23235.024 | 18777.5122
P95 |  |  |  | 138024.896 | 162222.9683 | 140510.3116 | 118934.2945 | 102272.7318 | 82239.2995 | 82274.4544 | 94270.0752 | 73977.4116 | 77939.5809 | 80611.8524 | 84171.2594 | 82168.1033 | 83408.4662 | 67551.6152 | 63276.4781 | 55877.1721
STARTS - Number Starts
MEAN |  |  |  | 150.17 | 150.23 | 137 | 114.3 | 98.67 | 83.63 | 81.76 | 86.34 | 83.31 | 82.16 | 79.88 | 76.15 | 76.7 | 76.88 | 69.29 | 67.13 | 61.54
P5 |  |  |  | 117.5 | 126 | 109.5 | 92.5 | 70.5 | 60.5 | 65.5 | 64 | 63.5 | 64 | 61.5 | 55.5 | 55 | 62 | 52 | 52 | 44.5
P95 |  |  |  | 176.5 | 174 | 166 | 137.5 | 124.5 | 108 | 102 | 113 | 103.5 | 101 | 99 | 100.5 | 96 | 97.5 | 83.5 | 85.5 | 78.5
VOMCOSTS - VOM Costs
MEAN |  |  |  | 16538.798 | 12118.4367 | 9356.7037 | 6825.5393 | 5504.5024 | 4298.2072 | 4370.7488 | 4561.6722 | 4422.7113 | 4444.0747 | 4367.2274 | 4193.3121 | 4560.7976 | 4351.1845 | 3886.4065 | 3848.6183 | 3462.1238
P5 |  |  |  | 13909.105 | 9019.7025 | 6103.371 | 4363.6742 | 3490.6032 | 2610.4832 | 3170.4338 | 3161.6393 | 3112.9488 | 3328.736 | 3157.1845 | 2926.4846 | 3213 | 3277.3857 | 2844.82 | 2943.6435 | 2488.968
P95 |  |  |  | 18533.6685 | 15690.5492 | 12340.8001 | 9622.5472 | 8075.718 | 6617.9918 | 6132.0525 | 6316.7797 | 5912.6106 | 5570.4 | 5806.5348 | 5643.4356 | 5537.0105 | 6036.5211 | 4915.79 | 4885.9965 | 4371.058
15554: New 2022JAN DGGS Build-out 18V50DF_NG_A Cumulative #1
CAPACITYFACTOR - Net Generation Capacity Factor
MEAN |  |  |  | 0.25391 | 0.17964 | 0.1587 | 0.13531 | 0.10967 | 0.083662 | 0.083948 | 0.084506 | 0.078894 | 0.076831 | 0.074943 | 0.071662 | 0.074194 | 0.068738 | 0.060504 | 0.060393 | 0.052913
P5 |  |  |  | 0.16604 | 0.09954 | 0.10343 | 0.07834 | 0.067842 | 0.048255 | 0.060942 | 0.057685 | 0.05484 | 0.056429 | 0.052963 | 0.048867 | 0.052146 | 0.050371 | 0.045173 | 0.043968 | 0.037193
P95 |  |  |  | 0.33054 | 0.27012 | 0.20464 | 0.19505 | 0.16426 | 0.13081 | 0.11802 | 0.11731 | 0.10386 | 0.099118 | 0.097632 | 0.10012 | 0.091727 | 0.098975 | 0.077149 | 0.078272 | 0.06928
CO2EMISSIONS - CO2 Emissions
MEAN |  |  |  | 24644.2899 | 17496.7781 | 15597.0837 | 13004.8688 | 10545.7248 | 8009.5334 | 8160.667 | 8093.0779 | 7561.0053 | 7364.5672 | 7177.0554 | 6816.5004 | 7121.3752 | 6570.0708 | 5746.765 | 5831.3929 | 5086.9579
P5 |  |  |  | 16124.8165 | 9707.1549 | 10055.0611 | 7536.2812 | 6538.0526 | 4619.9114 | 5912.2384 | 5534.0956 | 5250.8694 | 5399.8191 | 5047.4827 | 4653.9948 | 4998.9864 | 4800.0605 | 4282.2585 | 4240.5787 | 3577.2304
P95 |  |  |  | 32192.1425 | 26298.4316 | 20242.9259 | 18601.7674 | 15838.0069 | 12544.1548 | 11504.7168 | 11247.8115 | 9994.4076 | 9508.1155 | 9311.6827 | 9564.8304 | 8814.4059 | 9456.9004 | 7335.4646 | 7578.7201 | 6663.4685
FUELCONSUMED - Fuel Consumed
MEAN |  |  |  | 403343.5329 | 286362.9796 | 255271.4185 | 212845.6433 | 172597.788 | 131088.9259 | 133562.4712 | 132456.2668 | 123748.0417 | 120533.014 | 117464.0814 | 111563.0174 | 116552.786 | 107529.8001 | 94055.0739 | 95440.145 | 83256.2675
P5 |  |  |  | 263908.6175 | 158873.2396 | 164567.2845 | 123343.3908 | 107005.7717 | 75612.2976 | 96763.3128 | 90574.3956 | 85938.9432 | 88376.7454 | 82610.1915 | 76170.1285 | 81816.4718 | 78560.7284 | 70086.0632 | 69403.906 | 58547.1432
P95 |  |  |  | 526876.3095 | 430416.2288 | 331308.1157 | 304447.911 | 259214.5153 | 205305.316 | 188293.2368 | 184088.5674 | 163574.5931 | 155615.6378 | 152400.6993 | 156543.8695 | 144261.9626 | 154777.4206 | 120056.7046 | 124037.9725 | 109058.404
FUELCOST - Fuel Cost
MEAN |  |  |  | 627927.7466 | 490252.8877 | 434096.9797 | 398702.7669 | 332852.2259 | 267355.1919 | 270695.3796 | 277023.0392 | 263717.2461 | 261066.9255 | 263233.1125 | 253898.7615 | 269476.0995 | 253367.9528 | 232492.0099 | 240461.0762 | 218043.711
P5 |  |  |  | 271693.5794 | 194169.1317 | 206049.3454 | 157310.9943 | 148173.3884 | 110758.2696 | 152318.8547 | 143055.3793 | 140541.2705 | 151802.0408 | 137947.5789 | 130931.8372 | 143889.6301 | 149440.981 | 136830.2258 | 141978.016 | 121116.5194
P95 |  |  |  | 1061850.4578 | 906638.015 | 644596.6824 | 675091.0913 | 684855.9279 | 563681.1798 | 471686.8035 | 502036.6759 | 413754.7342 | 400402.7437 | 440040.6188 | 417332.9326 | 405422.2651 | 419069.6673 | 358624.6984 | 365289.7016 | 340714.3649
NETPOS - Net Position (MWh)
MEAN |  |  |  | 47292.7191 | 33595.8715 | 29593.3878 | 25041.1685 | 20292.0948 | 15405.6022 | 15685.5483 | 15542.917 | 14509.9894 | 14122.6093 | 13752.6831 | 13053.1053 | 13626.8422 | 12564.6582 | 10982.2368 | 11247.9631 | 9805.0691
P5 |  |  |  | 30933.0627 | 18634.68 | 19303.0652 | 14514.9 | 12584.9403 | 8887.2 | 11365.2 | 10629.55 | 10078.45 | 10355.1028 | 9672.8017 | 8913.9177 | 9565.5832 | 9179.8 | 8183.8 | 8179.6 | 6895.2
P95 |  |  |  | 61752.3763 | 50502.205 | 38334.8053 | 35811.7372 | 30472.3664 | 24124.567 | 22112.8414 | 21602.1927 | 19172.3656 | 18233.6344 | 17843.5707 | 18313.6167 | 16865 | 18085.7 | 14016.4321 | 14618.5 | 12844
NETREVENUE - Net Revenue $
MEAN |  |  |  | 278989.4355 | 260300.4023 | 202807.772 | 212874.9204 | 176915.9728 | 136963.1836 | 157425.8229 | 161722.5835 | 157205.5361 | 155386.359 | 153276.4687 | 149870.4771 | 163426.2821 | 147042.7492 | 128629.3336 | 133256.6653 | 115858.9295
P5 |  |  |  | 54361.5609 | 82620.4537 | 107774.9494 | 87609.5691 | 91188.636 | 62456.407 | 89970.4548 | 83167.8745 | 82172.0639 | 81139.7072 | 83233.1813 | 79775.1712 | 94392.6672 | 86762.9307 | 73382.0117 | 76431.4351 | 60536.0851
P95 |  |  |  | 547514.5794 | 506191.074 | 291463.5171 | 367761.6448 | 323464.8345 | 268648.2152 | 254776.7472 | 285265.8817 | 233194.572 | 230994.8912 | 241830.5686 | 251544.3245 | 243416.2137 | 245240.8723 | 194038.2915 | 197906.3149 | 177141.2163
STARTS - Number Starts
MEAN |  |  |  | 447.9 | 340.63 | 350.08 | 304 | 260.64 | 221.82 | 220.23 | 233.38 | 217.41 | 214.6 | 212.58 | 202.98 | 199.2 | 200.09 | 179.32 | 181.62 | 165.32
P5 |  |  |  | 370 | 241.5 | 258 | 231.5 | 174 | 152 | 171.5 | 167.5 | 160 | 168.5 | 150.5 | 143.5 | 138 | 148.5 | 126.5 | 143 | 118
P95 |  |  |  | 520 | 430.5 | 437 | 376 | 330.5 | 294 | 270.5 | 318 | 277 | 263.5 | 269.5 | 268 | 257 | 261 | 224 | 229.5 | 211.5
VOMCOSTS - VOM Costs
MEAN |  |  |  | 31686.1218 | 22845.1926 | 24266.578 | 21034.5815 | 17248.2806 | 13402.8739 | 13960.138 | 14144.0545 | 13349.1903 | 13275.2527 | 13202.5758 | 12792.0432 | 13626.8422 | 12815.9513 | 11421.5263 | 11922.8409 | 10589.4746
P5 |  |  |  | 20725.152 | 12671.5824 | 15828.5135 | 12192.516 | 10697.1993 | 7731.864 | 10115.028 | 9672.8905 | 9272.174 | 9733.7966 | 9285.8896 | 8735.6394 | 9565.5832 | 9363.396 | 8511.152 | 8670.376 | 7446.816
P95 |  |  |  | 41374.0921 | 34341.4994 | 31434.5403 | 30081.8593 | 25901.5114 | 20988.3733 | 19680.4289 | 19657.9953 | 17638.5763 | 17139.6163 | 17129.8279 | 17947.3443 | 16865 | 18447.414 | 14577.0894 | 15495.61 | 13871.52
15554: New 2022JAN J920_A #1
CAPACITYFACTOR - Net Generation Capacity Factor
MEAN |  |  |  | 0.78973 | 0.74936 | 0.52586 | 0.36572 | 0.30947 | 0.26707 | 0.25016 | 0.26025 | 0.2344 | 0.24135 | 0.23504 | 0.21975 | 0.21188 | 0.20863 | 0.19115 | 0.18364 | 0.1721
P5 |  |  |  | 0.76597 | 0.70603 | 0.46212 | 0.321 | 0.27639 | 0.23916 | 0.22079 | 0.23767 | 0.20263 | 0.21281 | 0.20499 | 0.197 | 0.18211 | 0.18775 | 0.16728 | 0.1636 | 0.15379
P95 |  |  |  | 0.80688 | 0.78095 | 0.56505 | 0.40801 | 0.34629 | 0.3151 | 0.2875 | 0.28884 | 0.27101 | 0.27601 | 0.26841 | 0.25106 | 0.2372 | 0.2331 | 0.21321 | 0.20727 | 0.1961
CO2EMISSIONS - CO2 Emissions
MEAN |  |  |  | 12832.2463 | 12303.9566 | 8543.2964 | 5854.5948 | 4926.0068 | 4244.6057 | 4031.525 | 4142.6157 | 3733.6407 | 3869.9553 | 3716.6568 | 3504.6238 | 3407.8431 | 3340.6013 | 3063.851 | 2935.6052 | 2738.6527
P5 |  |  |  | 12491.9219 | 11502.9637 | 7564.5292 | 5137.5488 | 4389.6413 | 3757.9531 | 3544.3912 | 3723.6949 | 3215.1847 | 3412.7252 | 3241.0472 | 3148.1564 | 2929.4752 | 2993.5262 | 2668.4269 | 2619.338 | 2422.178
P95 |  |  |  | 13123.8191 | 12947.3618 | 9214.5085 | 6538.9939 | 5525.7089 | 5013.48 | 4607.8548 | 4632.2697 | 4287.0905 | 4418.7717 | 4263.6435 | 3970.0984 | 3813.1857 | 3760.1168 | 3451.6294 | 3301.2622 | 3124.5287
FUELCONSUMED - Fuel Consumed
MEAN |  |  |  | 217495.7008 | 208541.6372 | 144801.6343 | 99230.4198 | 83491.6404 | 71942.4701 | 68330.9323 | 70213.8259 | 63282.0455 | 65592.4625 | 62994.1839 | 59400.4032 | 57760.0523 | 56620.3604 | 51929.6786 | 49756.0198 | 46417.8425
P5 |  |  |  | 211727.49 | 194965.4857 | 128212.3599 | 87077.0987 | 74400.6994 | 63694.1203 | 60074.4263 | 63113.4728 | 54494.6567 | 57842.8002 | 54933.003 | 53358.583 | 49652.1218 | 50737.7325 | 45227.5742 | 44395.56 | 41053.8643
P95 |  |  |  | 222437.612 | 219446.8105 | 156178.1105 | 110830.4058 | 93656.0828 | 84974.2372 | 78099.2338 | 78513.0457 | 72662.55 | 74894.4352 | 72265.1447 | 67289.8033 | 64630.2659 | 63730.794 | 58502.1931 | 55953.5972 | 52958.1139
FUELCOST - Fuel Cost
MEAN |  |  |  | 307137.4895 | 312104.9897 | 235014.5142 | 173544.5718 | 151870.9336 | 136791.1306 | 132411.5172 | 141541.5061 | 130574.1246 | 138293.3558 | 136187.8574 | 131133.5546 | 130345.8643 | 129972.5341 | 124643.5547 | 122783.7965 | 118557.7174
P5 |  |  |  | 210232.9832 | 233178.6394 | 153170.7394 | 116388.9994 | 105861.0713 | 92465.5997 | 96112.2428 | 100586.6853 | 91592.8641 | 103104.0387 | 96283.0837 | 92831.222 | 89835.6843 | 93485.3552 | 92493.6697 | 94390.7658 | 86364.8682
P95 |  |  |  | 424781.5384 | 404162.6876 | 306054.5897 | 233683.5421 | 234296.8849 | 223687.766 | 186249.9351 | 201994.3709 | 187310.2849 | 192494.3653 | 205284.5416 | 183160.7756 | 177673.6855 | 177067.5165 | 168880.735 | 161937.1439 | 159303.612
NETPOS - Net Position (MWh)
MEAN |  |  |  | 26218.3376 | 25067.3072 | 17503.4392 | 12171.3223 | 10232.4204 | 8810.4281 | 8362.0977 | 8586.106 | 7732.9085 | 8089.6658 | 7763.8857 | 7315.0514 | 7108.0081 | 6962.6591 | 6381.7684 | 6110.5037 | 5695.6992
P5 |  |  |  | 25505.2445 | 23424.4458 | 15476.6849 | 10680.9096 | 9120.7221 | 7801.586 | 7353.9678 | 7720.7374 | 6658.4178 | 7135.8757 | 6771.9111 | 6573.0126 | 6112.535 | 6239.92 | 5555.5585 | 5454 | 5039.32
P95 |  |  |  | 26822.1136 | 26343.9214 | 18883.4495 | 13594.3491 | 11473.4074 | 10395.4667 | 9551.1599 | 9597.2008 | 8871.1006 | 9229.6622 | 8898.8682 | 8285.6916 | 7949.2569 | 7837.3052 | 7179.7729 | 6869.3454 | 6495.4067
NETREVENUE - Net Revenue $
MEAN |  |  |  | -55404.144 | -93777.0407 | -30428.0138 | 20900.8438 | 14772.8921 | 6191.7773 | 11489.0795 | 11259.6125 | 14097.0528 | 12871.4434 | 14000.3489 | 14506.1744 | 18519.0601 | 15427.6983 | 11790.5626 | 11955.1084 | 7658.6502
P5 |  |  |  | -123749.543 | -156833.3886 | -73318.4069 | -16974.2143 | -12793.0168 | -18555.8397 | -7222.6084 | -8526.9137 | -4712.9065 | -6829.2284 | -5341.8893 | -4923.521 | 704.4717 | -329.543 | -3471.5486 | -697.6491 | -6420.8203
P95 |  |  |  | 19631.4718 | -14876.0457 | 17013.8484 | 59873.7502 | 50035.5336 | 37172.06 | 38462.7939 | 36255.2332 | 33580.5822 | 32674.4836 | 35456.1426 | 39177.829 | 38991.192 | 41126.9476 | 29227.0378 | 26100.8469 | 21647.9278
STARTS - Number Starts
MEAN |  |  |  | 35.48 | 33.92 | 109.68 | 181.53 | 177.91 | 160.8 | 156.09 | 162.4 | 144.97 | 160.04 | 151.36 | 151.92 | 142.5 | 147.94 | 136.95 | 134.65 | 131.76
P5 |  |  |  | 25 | 25 | 88.5 | 155 | 155 | 133.5 | 136 | 142 | 123 | 139 | 128.5 | 132.5 | 124 | 124.5 | 116.5 | 113 | 105.5
P95 |  |  |  | 46.5 | 45 | 130 | 210.5 | 202.5 | 184 | 178 | 184 | 163.5 | 182 | 172.5 | 171.5 | 164.5 | 171 | 157 | 157 | 157
VOMCOSTS - VOM Costs
MEAN |  |  |  | 13895.7189 | 13536.3459 | 9626.8916 | 6815.9405 | 5832.4796 | 5110.0483 | 4933.6377 | 5151.6636 | 4794.4032 | 5096.4895 | 4968.8869 | 4754.7834 | 4762.3654 | 4734.6082 | 4403.4202 | 4338.4577 | 4100.9034
P5 |  |  |  | 13517.7796 | 12649.2008 | 8512.1767 | 5981.3094 | 5198.8116 | 4524.9199 | 4338.841 | 4632.4424 | 4128.219 | 4495.6017 | 4334.0231 | 4272.4582 | 4095.3985 | 4243.1456 | 3833.3353 | 3872.34 | 3628.3104
P95 |  |  |  | 14215.7202 | 14225.7176 | 10385.8972 | 7612.8355 | 6539.8422 | 6029.3707 | 5635.1843 | 5758.3205 | 5500.0824 | 5814.6872 | 5695.2757 | 5385.6995 | 5326.0021 | 5329.3675 | 4954.0433 | 4877.2353 | 4676.6929
15554: New 2022JAN J920_A #2
CAPACITYFACTOR - Net Generation Capacity Factor
MEAN |  |  |  | 0.78796 | 0.75485 | 0.53392 | 0.362 | 0.31197 | 0.27198 | 0.25334 | 0.26128 | 0.23371 | 0.23864 | 0.22987 | 0.21509 | 0.20812 | 0.20829 | 0.19004 | 0.18213 | 0.16896
P5 |  |  |  | 0.76208 | 0.71689 | 0.49936 | 0.31907 | 0.28364 | 0.24458 | 0.22632 | 0.23247 | 0.20163 | 0.20883 | 0.20226 | 0.18938 | 0.1801 | 0.18676 | 0.16911 | 0.15932 | 0.14712
P95 |  |  |  | 0.81 | 0.78639 | 0.56836 | 0.40042 | 0.34697 | 0.31347 | 0.28203 | 0.29307 | 0.27114 | 0.27263 | 0.26871 | 0.24996 | 0.23724 | 0.2339 | 0.21423 | 0.20899 | 0.19168
CO2EMISSIONS - CO2 Emissions
MEAN |  |  |  | 12826.2521 | 12378.6492 | 8679.6312 | 5778.1246 | 4976.4464 | 4315.3986 | 4079.0532 | 4152.6408 | 3712.5643 | 3834.3733 | 3633.6545 | 3432.945 | 3346.3386 | 3338.6454 | 3046.797 | 2907.9128 | 2688.6833
P5 |  |  |  | 12418.0021 | 11673.4675 | 8019.9162 | 5087.5451 | 4477.3777 | 3854.2489 | 3633.5432 | 3686.5022 | 3210.2316 | 3352.3008 | 3190.3598 | 3020.173 | 2903.0631 | 2978.5597 | 2724.8726 | 2559.5657 | 2343.4546
P95 |  |  |  | 13190.7857 | 12923.0041 | 9248.2623 | 6407.5693 | 5532.0086 | 4961.5164 | 4509.6625 | 4668.4876 | 4308.6495 | 4370.6459 | 4288.926 | 3985.8013 | 3798.5334 | 3744.5113 | 3442.286 | 3345.5615 | 3024.2348
FUELCONSUMED - Fuel Consumed
MEAN |  |  |  | 217394.1032 | 209807.6133 | 147112.3926 | 97934.3159 | 84346.5486 | 73142.3493 | 69136.4951 | 70383.7428 | 62924.8189 | 64989.3788 | 61587.365 | 58185.5077 | 56717.6027 | 56587.2107 | 51640.6274 | 49286.6584 | 45570.903
P5 |  |  |  | 210474.6121 | 197855.381 | 135930.7824 | 86229.5784 | 75887.7575 | 65326.2519 | 61585.4786 | 62483.0873 | 54410.7057 | 56818.6575 | 54073.8947 | 51189.3735 | 49204.4591 | 50484.0626 | 46184.2806 | 43382.4692 | 39719.5702
P95 |  |  |  | 223572.6395 | 219033.968 | 156750.2077 | 108602.8687 | 93762.8577 | 84093.4978 | 76434.9585 | 79126.9083 | 73027.9573 | 74078.7436 | 72693.6609 | 67555.9544 | 64381.9214 | 63466.293 | 58343.8306 | 56704.4322 | 51258.2162
FUELCOST - Fuel Cost
MEAN |  |  |  | 307295.8459 | 314297.2951 | 236590.3472 | 170895.3439 | 153249.4202 | 138847.5914 | 133814.0824 | 141859.6752 | 129826.185 | 137192.5674 | 133682.8145 | 128851.1576 | 128355.8192 | 129947.5604 | 124110.0737 | 121986.3267 | 116813.7684
P5 |  |  |  | 207051.2358 | 233728.5697 | 174559.8424 | 117631.0133 | 110037.0515 | 93727.7488 | 99490.5272 | 102127.8448 | 90242.5008 | 100239.4247 | 89659.7384 | 90159.999 | 85653.2416 | 95125.2121 | 90396.1711 | 92519.8387 | 83793.9612
P95 |  |  |  | 430411.4488 | 407154.2204 | 311247.1877 | 231349.7407 | 234246.5545 | 221779.2069 | 187253.0305 | 202648.8789 | 185935.3661 | 195424.6304 | 204303.3207 | 182285.7981 | 174353.7785 | 175790.9615 | 168030.0588 | 165388.2203 | 155780.7258
NETPOS - Net Position (MWh)
MEAN |  |  |  | 26205.3769 | 25220.3975 | 17765.3233 | 12012.5575 | 10337.8236 | 8957.7974 | 8460.9883 | 8606.8423 | 7689.3334 | 8015.364 | 7590.3924 | 7165.2139 | 6979.3738 | 6958.8534 | 6346.1853 | 6052.8101 | 5591.7586
P5 |  |  |  | 25313.2717 | 23750.266 | 16440.4212 | 10578.5713 | 9303.7388 | 8002.076 | 7538.8584 | 7643.9169 | 6650.8088 | 7009.8259 | 6665.9727 | 6306.44 | 6056.0251 | 6204.4892 | 5676.4778 | 5328.885 | 4875.96
P95 |  |  |  | 27024.1039 | 26344.2582 | 18919.7065 | 13320.482 | 11480.2692 | 10291.3926 | 9350.5377 | 9664.8139 | 8922.861 | 9132.8474 | 8954.3988 | 8317.0782 | 7918.8185 | 7804.2314 | 7164.5016 | 6960.3117 | 6292.44
NETREVENUE - Net Revenue $
MEAN |  |  |  | -55668.3163 | -94505.187 | -35820.477 | 20794.6266 | 15182.2054 | 5664.2968 | 11548.8262 | 11651.4666 | 14015.4212 | 13382.6983 | 14829.035 | 15295.4083 | 18910.1318 | 15844.5594 | 12582.9117 | 12587.6937 | 8811.3193
P5 |  |  |  | -126158.1083 | -155695.4548 | -104773.2067 | -18772.7076 | -12290.6603 | -17923.7529 | -7760.3196 | -8602.5037 | -5306.9356 | -5324.1292 | -2699.5929 | -3186.4394 | 697.3213 | -789.1661 | -2761.0287 | 581.1409 | -4469.881
P95 |  |  |  | 15258.0723 | -17394.3789 | 16155.0807 | 57574.8646 | 51655.9543 | 35245.6097 | 38735.8334 | 39593.6154 | 30721.845 | 33301.1442 | 33275.2245 | 37646.1588 | 38750.1981 | 40376.7568 | 28333.8943 | 27767.9045 | 21545.8012
STARTS - Number Starts
MEAN |  |  |  | 34.13 | 34.03 | 108.4 | 182.29 | 173.86 | 160.69 | 154.32 | 161.86 | 144.7 | 159.4 | 151.9 | 150.71 | 143.35 | 147.59 | 136.32 | 133.02 | 129.72
P5 |  |  |  | 24.5 | 25 | 88.5 | 154.5 | 148.5 | 137.5 | 134.5 | 138 | 128 | 136 | 129 | 132 | 120 | 122 | 115 | 112 | 104
P95 |  |  |  | 44 | 45 | 131 | 214 | 198 | 181.5 | 175 | 182.5 | 164.5 | 183.5 | 174 | 170 | 166.5 | 169.5 | 155 | 156 | 149.5
VOMCOSTS - VOM Costs
MEAN |  |  |  | 13888.8498 | 13619.0147 | 9770.9278 | 6727.0322 | 5892.5595 | 5195.5225 | 4991.9831 | 5164.1054 | 4767.3867 | 5049.6793 | 4857.8511 | 4657.389 | 4676.1804 | 4732.0203 | 4378.8679 | 4297.4952 | 4026.0662
P5 |  |  |  | 13416.034 | 12825.1437 | 9042.2316 | 5923.9999 | 5303.1311 | 4641.2041 | 4447.9265 | 4586.3501 | 4123.5015 | 4416.1903 | 4266.2225 | 4099.186 | 4057.5368 | 4219.0526 | 3916.7697 | 3783.5084 | 3510.6912
P95 |  |  |  | 14322.7751 | 14225.8994 | 10405.8386 | 7459.4699 | 6543.7534 | 5969.0077 | 5516.8172 | 5798.8884 | 5532.1738 | 5753.6939 | 5730.8152 | 5406.1008 | 5305.6084 | 5306.8774 | 4943.5061 | 4941.8213 | 4530.5568
15554: New 2022JAN J920_A #3
CAPACITYFACTOR - Net Generation Capacity Factor
MEAN |  |  |  | 0.78887 | 0.74951 | 0.54396 | 0.35934 | 0.30824 | 0.26354 | 0.24764 | 0.25698 | 0.23443 | 0.23902 | 0.23232 | 0.21616 | 0.20825 | 0.20796 | 0.18851 | 0.18009 | 0.1663
P5 |  |  |  | 0.76653 | 0.70193 | 0.50054 | 0.31554 | 0.27266 | 0.23415 | 0.22384 | 0.23537 | 0.19876 | 0.21186 | 0.20444 | 0.19231 | 0.17924 | 0.18662 | 0.16205 | 0.15556 | 0.14446
P95 |  |  |  | 0.80799 | 0.78452 | 0.5807 | 0.40278 | 0.3476 | 0.31519 | 0.27664 | 0.28476 | 0.26908 | 0.27244 | 0.2622 | 0.25138 | 0.23591 | 0.2329 | 0.21557 | 0.20691 | 0.18945
CO2EMISSIONS - CO2 Emissions
MEAN |  |  |  | 12805.711 | 12285.8843 | 8851.9775 | 5736.5211 | 4913.0204 | 4181.5398 | 3988.2855 | 4085.7816 | 3723.5375 | 3841.0793 | 3668.9828 | 3447.6033 | 3353.8423 | 3333.1443 | 3023.9313 | 2877.6529 | 2644.1301
P5 |  |  |  | 12459.8326 | 11502.2081 | 8134.0839 | 5070.244 | 4356.6852 | 3674.8759 | 3552.3623 | 3753.4411 | 3170.3687 | 3375.1556 | 3228.4163 | 3068.8001 | 2866.654 | 2996.697 | 2585.3496 | 2484.9572 | 2284.541
P95 |  |  |  | 13167.594 | 12824.1073 | 9510.0085 | 6458.7948 | 5534.0693 | 4966.3803 | 4436.0879 | 4524.8477 | 4255.0289 | 4341.0772 | 4183.7952 | 4018.5642 | 3813.1618 | 3742.8594 | 3466.8579 | 3307.4261 | 3036.4934
FUELCONSUMED - Fuel Consumed
MEAN |  |  |  | 217045.9493 | 208235.3263 | 150033.5165 | 97229.1704 | 83271.533 | 70873.556 | 67598.06 | 69250.5357 | 63110.805 | 65103.0395 | 62186.1488 | 58433.9547 | 56844.785 | 56493.9717 | 51253.073 | 48773.7782 | 44815.7638
P5 |  |  |  | 211183.6039 | 194952.6797 | 137865.8287 | 85936.339 | 73842.1223 | 62286.0319 | 60209.5305 | 63617.6451 | 53735.0628 | 57206.0277 | 54718.921 | 52013.5616 | 48587.3558 | 50791.4738 | 43819.4848 | 42117.9192 | 38721.0335
P95 |  |  |  | 223179.5595 | 217357.7512 | 161186.5856 | 109471.0986 | 93797.7853 | 84175.9365 | 75187.931 | 76692.3331 | 72119.1341 | 73577.5799 | 70911.7832 | 68111.2575 | 64629.8618 | 63438.2946 | 58760.3029 | 56058.0692 | 51465.9897
FUELCOST - Fuel Cost
MEAN |  |  |  | 306899.1873 | 311574.9746 | 241765.3157 | 170114.9554 | 151352.3424 | 134750.5904 | 130744.0342 | 139309.0842 | 130139.4625 | 137286.4926 | 134449.3629 | 129187.729 | 128537.9691 | 129759.6168 | 123701.8301 | 120849.9942 | 115466.8878
P5 |  |  |  | 209127.1507 | 235730.9665 | 180510.9502 | 116493.7135 | 106345.8989 | 91247.3149 | 97262.4377 | 102470.216 | 91687.5668 | 98810.513 | 94359.6892 | 89938.1237 | 88206.992 | 93310.2874 | 86391.9251 | 90112.0746 | 80816.4796
P95 |  |  |  | 420860.1637 | 403214.8645 | 316472.6093 | 232965.8205 | 234091.6989 | 221656.6301 | 186416.7106 | 198638.1033 | 187050.4784 | 194569.5216 | 202491.0882 | 181000.4992 | 173449.2005 | 176398.3625 | 169235.5408 | 168068.0875 | 158440.519
NETPOS - Net Position (MWh)
MEAN |  |  |  | 26167.0998 | 25031.6677 | 18120.8617 | 11925.7948 | 10206.1008 | 8679.9162 | 8272.6812 | 8468.679 | 7712.0358 | 8029.1206 | 7664.1135 | 7195.9235 | 6994.8467 | 6947.19 | 6298.5814 | 5989.7437 | 5498.8661
P5 |  |  |  | 25473.009 | 23438.6128 | 16647.9853 | 10538.0354 | 9052.2412 | 7629.9841 | 7370.8356 | 7782.275 | 6568.079 | 7057.895 | 6745.442 | 6407.625 | 5980.1763 | 6246.2371 | 5387.2 | 5173.8963 | 4753.38
P95 |  |  |  | 26929.1367 | 26131.9116 | 19533.188 | 13429.1235 | 11491.2862 | 10301.6128 | 9197.58 | 9377.5357 | 8803.9994 | 9069.2717 | 8730.3655 | 8387.917 | 7944.0746 | 7794.2675 | 7214.3557 | 6868.2821 | 6317.29
NETREVENUE - Net Revenue $
MEAN |  |  |  | -54991.8926 | -93601.3486 | -36867.1817 | 21930.8797 | 15567.2616 | 7080.4778 | 11870.4642 | 12221.0725 | 13894.7333 | 13664.2639 | 14717.5742 | 15179.8372 | 18642.9089 | 15857.0663 | 13430.6472 | 13218.0307 | 9658.7353
P5 |  |  |  | -126004.4409 | -154135.1091 | -93568.2551 | -18895.3433 | -11396.6579 | -16178.1121 | -9035.9457 | -8437.479 | -4086.5174 | -5926.6694 | -5427.6042 | -2951.0094 | 655.6436 | 425.1395 | -748.593 | 1557.9141 | -2790.3887
P95 |  |  |  | 23576.8949 | -13481.1744 | 11593.142 | 57745.0401 | 50212.9471 | 38929.0074 | 38564.3051 | 39838.1857 | 32483.6336 | 34410.2796 | 35032.305 | 38924.786 | 37334.0005 | 39727.8544 | 29090.4834 | 26136.6413 | 21827.6621
STARTS - Number Starts
MEAN |  |  |  | 34.42 | 33.8 | 100.63 | 180.55 | 171.37 | 161.99 | 156.54 | 161.35 | 144.44 | 157.91 | 151.67 | 151.62 | 143.28 | 146.67 | 135.93 | 131.99 | 127.5
P5 |  |  |  | 23.5 | 22 | 82.5 | 152 | 150 | 137.5 | 134 | 140 | 124 | 137.5 | 127.5 | 132.5 | 124 | 122 | 117 | 113.5 | 101
P95 |  |  |  | 45.5 | 45 | 119 | 212 | 193 | 186 | 178.5 | 184.5 | 165.5 | 183 | 173.5 | 173 | 164 | 168 | 156 | 153.5 | 150
VOMCOSTS - VOM Costs
MEAN |  |  |  | 13868.5629 | 13517.1006 | 9966.4739 | 6678.4451 | 5817.4774 | 5034.3514 | 4880.8819 | 5081.2074 | 4781.4622 | 5058.346 | 4905.0327 | 4677.3503 | 4686.5473 | 4724.0892 | 4346.0212 | 4252.718 | 3959.1836
P5 |  |  |  | 13500.6948 | 12656.8509 | 9156.3919 | 5901.2998 | 5159.7775 | 4425.3907 | 4348.793 | 4669.365 | 4072.209 | 4446.4739 | 4317.0829 | 4164.9562 | 4006.7181 | 4247.4412 | 3717.168 | 3673.4663 | 3422.4336
P95 |  |  |  | 14272.4424 | 14111.2323 | 10743.2534 | 7520.3092 | 6550.0331 | 5974.9354 | 5426.5722 | 5626.5214 | 5458.4796 | 5713.6412 | 5587.4339 | 5452.1461 | 5322.53 | 5300.1019 | 4977.9055 | 4876.4803 | 4548.4488
15554: New 2023JAN 18V50DF_NG_B #1
CAPACITYFACTOR - Net Generation Capacity Factor
MEAN |  |  |  |  | 0.28833 | 0.21973 | 0.15957 | 0.12688 | 0.098397 | 0.095896 | 0.10004 | 0.094772 | 0.091479 | 0.08972 | 0.083962 | 0.087864 | 0.083268 | 0.073325 | 0.070288 | 0.06219
P5 |  |  |  |  | 0.21263 | 0.14564 | 0.10099 | 0.08208 | 0.059222 | 0.069828 | 0.070374 | 0.067671 | 0.071368 | 0.061886 | 0.06137 | 0.062626 | 0.061018 | 0.055259 | 0.053962 | 0.046646
P95 |  |  |  |  | 0.36537 | 0.28853 | 0.21981 | 0.18271 | 0.15003 | 0.13389 | 0.13614 | 0.12435 | 0.11917 | 0.11595 | 0.1184 | 0.10752 | 0.11348 | 0.091652 | 0.089298 | 0.076903
CO2EMISSIONS - CO2 Emissions
MEAN |  |  |  |  | 9233.7946 | 7002.0274 | 5070.8015 | 4029.116 | 3107.1438 | 3071.7267 | 3170.0258 | 3001.1858 | 2921.9875 | 2815.7067 | 2665.27 | 2812.1258 | 2648.6374 | 2337.1269 | 2237.0754 | 1966.5661
P5 |  |  |  |  | 6763.771 | 4698.8853 | 3216.0099 | 2627.2202 | 1876.2723 | 2242.1241 | 2223.6945 | 2135.0542 | 2269.6697 | 1953.3162 | 1956.9686 | 2007.1087 | 1940.8616 | 1760.5341 | 1716.2252 | 1479.989
P95 |  |  |  |  | 11679.4647 | 9271.7939 | 6912.4713 | 5719.0244 | 4729.855 | 4311.1111 | 4311.6328 | 3920.0286 | 3819.1557 | 3601.4267 | 3752.6725 | 3430.8062 | 3616.269 | 2921.1824 | 2832.8578 | 2439.1608
FUELCONSUMED - Fuel Consumed
MEAN |  |  |  |  | 151125.9345 | 114599.4663 | 82991.8414 | 65942.9782 | 50853.4168 | 50273.7589 | 51882.5821 | 49119.2439 | 47823.0355 | 46083.5799 | 43621.4399 | 46024.9723 | 43349.2212 | 38250.8501 | 36613.3446 | 32186.0241
P5 |  |  |  |  | 110700.0172 | 76904.8334 | 52635.1862 | 42998.6936 | 30708.2214 | 36695.9747 | 36394.3457 | 34943.6038 | 37146.8032 | 31969.168 | 32028.9458 | 32849.5692 | 31765.3287 | 28813.9781 | 28088.7917 | 24222.4064
P95 |  |  |  |  | 191153.2689 | 151747.8543 | 113133.7366 | 93601.0547 | 77411.7024 | 70558.2834 | 70566.821 | 64157.5883 | 62506.64 | 58943.1535 | 61418.5353 | 56150.6736 | 59186.072 | 47809.86 | 46364.284 | 39920.7989
FUELCOST - Fuel Cost
MEAN |  |  |  |  | 246652.1251 | 198504.9865 | 154227.9239 | 126786.9131 | 102874.4042 | 101663.2743 | 108140.8358 | 104174.7944 | 103318.3503 | 102926.1714 | 99005.5231 | 106035.0404 | 101803.9499 | 94073.3133 | 91869.9161 | 83785.1057
P5 |  |  |  |  | 133368.4267 | 91673.6709 | 66476.9035 | 61824.3279 | 44414.9038 | 57610.3675 | 57253.2978 | 58894.2825 | 63362.904 | 54976.0996 | 54320.6954 | 59739.2892 | 60644.8689 | 58225.2945 | 56431.6306 | 50145.24
P95 |  |  |  |  | 395995.1098 | 306648.4184 | 251528.787 | 253546.3297 | 210409.499 | 177352.9958 | 188984.0648 | 164913.7727 | 162031.618 | 176183.1058 | 163893.2101 | 157970.4015 | 166854.0325 | 140117.9618 | 133160.3091 | 127443.1522
NETPOS - Net Position (MWh)
MEAN |  |  |  |  | 17732.5703 | 13467.379 | 9749.4361 | 7741.3237 | 5965.677 | 5893.6203 | 6077.8818 | 5749.3332 | 5650.054 | 5440.7193 | 5145.7411 | 5425.4646 | 5106.484 | 4502.7323 | 4306.9431 | 3783.4671
P5 |  |  |  |  | 13001.3518 | 9040.4996 | 6183.645 | 5047.98 | 3602.56 | 4301.99 | 4263.63 | 4090.32 | 4388.8 | 3774.4 | 3778.335 | 3872.4 | 3741.94 | 3391.875 | 3304.175 | 2847.35
P95 |  |  |  |  | 22441.9655 | 17827.94 | 13289.05 | 10987.13 | 9081.21 | 8271.645 | 8265.75 | 7509.96 | 7385 | 6959.05 | 7245.315 | 6619.2 | 6972.09 | 5628 | 5453.98 | 4692.7
NETREVENUE - Net Revenue $
MEAN |  |  |  |  | 84765.7715 | 86875.0303 | 67850.9324 | 56811.1258 | 43293.4012 | 50219.2808 | 51452.6752 | 48659.535 | 51859.1204 | 51612.4746 | 50685.2901 | 54617.1016 | 49136.6641 | 43294.2271 | 41849.8433 | 35976.3483
P5 |  |  |  |  | 13175.3108 | 32188.4272 | 25239.4512 | 28172.2452 | 18747.8967 | 27516.464 | 26234.2997 | 24180.0937 | 26663.4929 | 26821.9169 | 25872.9217 | 31061.0966 | 28857.2979 | 23042.5261 | 24082.739 | 18063.7038
P95 |  |  |  |  | 166264.4638 | 140563.9166 | 116318.58 | 103969.9498 | 83647.907 | 83613.4088 | 92456.6586 | 75889.5212 | 78078.4336 | 81426.4283 | 85573.615 | 82288.5227 | 81615.7114 | 66177.2711 | 62343.2959 | 56636.2604
STARTS - Number Starts
MEAN |  |  |  |  | 149.71 | 138.4 | 115.42 | 99.07 | 84.33 | 81.77 | 87.97 | 83.95 | 82.46 | 80.66 | 77.41 | 76.59 | 76.99 | 69.52 | 67.96 | 61.95
P5 |  |  |  |  | 127 | 109 | 93 | 70.5 | 61 | 64 | 64.5 | 62 | 67.5 | 60 | 55.5 | 54 | 60 | 49 | 54.5 | 45.5
P95 |  |  |  |  | 172 | 166.5 | 141.5 | 123.5 | 108 | 103 | 117.5 | 103.5 | 103.5 | 99.5 | 99 | 94 | 94 | 84 | 86.5 | 78
VOMCOSTS - VOM Costs
MEAN |  |  |  |  | 12058.1478 | 9427.1653 | 6922.0996 | 5573.7531 | 4414.601 | 4420.2152 | 4679.969 | 4484.4799 | 4520.0432 | 4461.3899 | 4270.9651 | 4611.6449 | 4442.6411 | 3962.4044 | 3876.2488 | 3480.7897
P5 |  |  |  |  | 8840.9193 | 6328.3497 | 4390.388 | 3634.5456 | 2665.8944 | 3226.4925 | 3282.9951 | 3190.4496 | 3511.04 | 3095.008 | 3136.0181 | 3291.54 | 3255.4878 | 2984.85 | 2973.7575 | 2619.562
P95 |  |  |  |  | 15260.5365 | 12479.558 | 9435.2255 | 7910.7336 | 6720.0954 | 6203.7337 | 6364.6275 | 5857.7688 | 5908 | 5706.421 | 6013.6115 | 5626.32 | 6065.7183 | 4952.64 | 4908.582 | 4317.284
15554: New 2023JAN 18V50DF_NG_B #10
CAPACITYFACTOR - Net Generation Capacity Factor
MEAN |  |  |  |  | 0.28183 | 0.22285 | 0.17437 | 0.14447 | 0.11331 | 0.10952 | 0.11902 | 0.10531 | 0.1038 | 0.099226 | 0.090925 | 0.094768 | 0.091772 | 0.079295 | 0.075617 | 0.06658
P5 |  |  |  |  | 0.20457 | 0.15825 | 0.11606 | 0.10206 | 0.080438 | 0.086027 | 0.097389 | 0.083104 | 0.0828 | 0.073731 | 0.06873 | 0.072246 | 0.072096 | 0.06015 | 0.058758 | 0.049746
P95 |  |  |  |  | 0.35459 | 0.29031 | 0.22858 | 0.19607 | 0.15645 | 0.1407 | 0.14973 | 0.13175 | 0.12877 | 0.12628 | 0.12036 | 0.11338 | 0.11881 | 0.10167 | 0.096601 | 0.084159
CO2EMISSIONS - CO2 Emissions
MEAN |  |  |  |  | 9031.8253 | 7094.9247 | 5539.4544 | 4581.013 | 3580.9165 | 3503.6541 | 3774.1801 | 3334.1812 | 3318.5219 | 3115.3936 | 2888.408 | 3034.2915 | 2924.3616 | 2527.1777 | 2405.1953 | 2105.1433
P5 |  |  |  |  | 6580.9048 | 5065.3054 | 3710.7806 | 3238.5041 | 2556.5835 | 2761.535 | 3071.6403 | 2619.1151 | 2640.6734 | 2315.2029 | 2183.6108 | 2307.5219 | 2293.3499 | 1899.638 | 1872.6406 | 1571.1321
P95 |  |  |  |  | 11396.3976 | 9240.1179 | 7252.9892 | 6191.5772 | 4946.5146 | 4476.2896 | 4774.8891 | 4134.1408 | 4115.9587 | 3961.6597 | 3811.6484 | 3609.3126 | 3790.3373 | 3251.5543 | 3089.2053 | 2664.8483
FUELCONSUMED - Fuel Consumed
MEAN |  |  |  |  | 147820.3815 | 116119.8803 | 90662.1022 | 74975.6628 | 58607.4714 | 57342.9479 | 61770.5414 | 54569.2497 | 54312.9601 | 50988.4385 | 47273.453 | 49661.0717 | 47861.8921 | 41361.3369 | 39364.8987 | 34454.0646
P5 |  |  |  |  | 107707.1164 | 82901.8885 | 60732.9072 | 53003.3402 | 41842.6112 | 45196.9727 | 50272.3452 | 42866.0402 | 43218.8768 | 37892.0272 | 35738.3115 | 37766.316 | 37534.3682 | 31090.6381 | 30648.7828 | 25714.1089
P95 |  |  |  |  | 186520.4195 | 151229.4261 | 118706.8605 | 101335.1431 | 80957.6864 | 73261.6958 | 78148.7575 | 67661.8797 | 67364.2989 | 64838.9483 | 62383.7704 | 59072.2188 | 62034.9804 | 53216.9275 | 50559.825 | 43614.5383
FUELCOST - Fuel Cost
MEAN |  |  |  |  | 241260.1034 | 200567.702 | 166407.9974 | 141802.9006 | 116372.0809 | 114449.7003 | 126896.969 | 114684.0968 | 116340.4278 | 113229.3155 | 106801.6342 | 114068.1725 | 111792.6679 | 101938.162 | 98771.0067 | 89960.206
P5 |  |  |  |  | 129323.028 | 100669.4417 | 79235.5454 | 76434.985 | 61137.1272 | 70551.2968 | 79440.8649 | 69577.1752 | 75295.6448 | 63218.8479 | 61311.7281 | 66835.4523 | 70292.6968 | 61926.1136 | 63693.9252 | 52793.5436
P95 |  |  |  |  | 391134.6151 | 314286.8165 | 261061.0832 | 262890.0817 | 218628.433 | 182369.1731 | 202508.555 | 173643.8164 | 172552.4213 | 192134.0576 | 173545.4847 | 169790.8976 | 173560.5218 | 158274.7549 | 146592.2585 | 139243.8153
NETPOS - Net Position (MWh)
MEAN |  |  |  |  | 17338.9909 | 13644.3382 | 10650.5153 | 8801.4106 | 6875.134 | 6722.1438 | 7236.2004 | 6387.1844 | 6416.7584 | 6019.6042 | 5576.4275 | 5854.0317 | 5638.0744 | 4868.8873 | 4630.6116 | 4050.084
P5 |  |  |  |  | 12642.7647 | 9745.8352 | 7134.975 | 6222.51 | 4908.8 | 5298.59 | 5889.45 | 5017.68 | 5106.2 | 4473.675 | 4215.915 | 4452 | 4421.53 | 3659.875 | 3605.315 | 3022.7
P95 |  |  |  |  | 21830.0209 | 17768.5456 | 13943.2981 | 11894.96 | 9497.21 | 8585.3407 | 9153.17 | 7919.75 | 7958.92 | 7653.895 | 7358.7695 | 6963.6 | 7307.69 | 6264.5 | 5947.515 | 5126.9
NETREVENUE - Net Revenue $
MEAN |  |  |  |  | 84899.4915 | 85948.2791 | 62602.4342 | 51823.1621 | 38203.1086 | 45715.5106 | 45747.2369 | 45503.1546 | 48295.2236 | 48777.6975 | 49210.3139 | 53062.5249 | 46883.4687 | 41656.4864 | 40576.6408 | 35274.0525
P5 |  |  |  |  | 16745.2858 | 29133.892 | 18640.3005 | 20401.1618 | 10873.2331 | 21897.3053 | 18199.0425 | 18111.843 | 21997.7504 | 22907.8651 | 25266.9341 | 27578.2165 | 25433.7888 | 23238.1872 | 23771.6329 | 18086.6292
P95 |  |  |  |  | 161198.7607 | 139859.4751 | 114612.2872 | 99810.1317 | 81313.2089 | 79270.7202 | 93909.7262 | 72394.4933 | 71942.3527 | 78278.9198 | 81665.5661 | 79111.0823 | 80631.6959 | 65353.3134 | 61274.3329 | 55515.8865
STARTS - Number Starts
MEAN |  |  |  |  | 148.27 | 138.98 | 128.07 | 110.09 | 94.81 | 92.08 | 99.38 | 88.26 | 90.18 | 85.33 | 81.02 | 79.67 | 81.64 | 72.31 | 69.14 | 63.26
P5 |  |  |  |  | 124.5 | 113.5 | 107 | 88.5 | 77 | 73 | 82 | 69 | 74 | 65 | 59.5 | 55.5 | 64.5 | 54.5 | 54 | 47.5
P95 |  |  |  |  | 170 | 165 | 154 | 131.5 | 116.5 | 110 | 120.5 | 108 | 108 | 104 | 101 | 100.5 | 99.5 | 87.5 | 86.5 | 80.5
VOMCOSTS - VOM Costs
MEAN |  |  |  |  | 11790.5138 | 9551.0368 | 7561.8659 | 6337.0157 | 5087.5992 | 5041.6079 | 5571.8743 | 4982.0038 | 5133.4067 | 4936.0754 | 4628.4348 | 4975.927 | 4905.1247 | 4284.6208 | 4167.5504 | 3726.0773
P5 |  |  |  |  | 8597.08 | 6822.0846 | 5065.8323 | 4480.2072 | 3632.512 | 3973.9425 | 4534.8765 | 3913.7904 | 4084.96 | 3668.4135 | 3499.2094 | 3784.2 | 3846.7311 | 3220.69 | 3244.7835 | 2780.884
P95 |  |  |  |  | 14844.4142 | 12437.9819 | 9899.7417 | 8564.3712 | 7027.9354 | 6439.0055 | 7047.9409 | 6177.405 | 6367.136 | 6276.1939 | 6107.7786 | 5919.06 | 6357.6903 | 5512.76 | 5352.7635 | 4716.748
15554: New 2023JAN 18V50DF_NG_B #2
CAPACITYFACTOR - Net Generation Capacity Factor
MEAN |  |  |  |  | 0.29013 | 0.22151 | 0.16174 | 0.12946 | 0.099948 | 0.097931 | 0.10208 | 0.095173 | 0.093323 | 0.090757 | 0.085618 | 0.089181 | 0.08479 | 0.074128 | 0.071792 | 0.062666
P5 |  |  |  |  | 0.22213 | 0.15228 | 0.11116 | 0.08618 | 0.060434 | 0.073296 | 0.072519 | 0.069572 | 0.069895 | 0.062821 | 0.060723 | 0.065359 | 0.065053 | 0.057914 | 0.053863 | 0.045616
P95 |  |  |  |  | 0.37359 | 0.28745 | 0.21551 | 0.18648 | 0.15026 | 0.13398 | 0.13783 | 0.1234 | 0.11708 | 0.11645 | 0.11448 | 0.10794 | 0.11448 | 0.091223 | 0.091911 | 0.080941
CO2EMISSIONS - CO2 Emissions
MEAN |  |  |  |  | 9303.8952 | 7060.8649 | 5134.3499 | 4109.1025 | 3156.2186 | 3135.3378 | 3235.237 | 3011.7418 | 2982.2235 | 2848.3637 | 2719.2469 | 2854.6189 | 2699.4583 | 2363.7776 | 2284.2044 | 1982.3243
P5 |  |  |  |  | 7154.3016 | 4831.5665 | 3511.1363 | 2726.9332 | 1902.2715 | 2363.3199 | 2305.8933 | 2195.5618 | 2234.7517 | 1970.7565 | 1922.1006 | 2102.8926 | 2067.0611 | 1843.127 | 1720.57 | 1445.2679
P95 |  |  |  |  | 12027.0368 | 9167.2715 | 6840.3371 | 5950.439 | 4730.5568 | 4274.496 | 4376.5266 | 3892.4596 | 3743.3045 | 3651.7431 | 3628.6303 | 3457.2819 | 3659.7861 | 2912.4884 | 2937.1347 | 2569.3651
FUELCONSUMED - Fuel Consumed
MEAN |  |  |  |  | 152273.2444 | 115562.4369 | 84031.9134 | 67252.0874 | 51656.6056 | 51314.8578 | 52949.8698 | 49292.0105 | 48808.8946 | 46618.0632 | 44504.86 | 46720.44 | 44180.987 | 38687.031 | 37384.6874 | 32443.933
P5 |  |  |  |  | 117091.6784 | 79076.375 | 57465.4058 | 44630.6573 | 31133.7395 | 38679.5409 | 37739.662 | 35933.9083 | 36575.3139 | 32254.607 | 31458.2742 | 34417.2276 | 33830.7873 | 30165.745 | 28159.9025 | 23654.1388
P95 |  |  |  |  | 196841.8469 | 150037.1761 | 111953.1436 | 97388.5274 | 77423.1889 | 69959.0177 | 71628.9128 | 63706.3763 | 61265.2127 | 59766.6624 | 59388.3846 | 56583.9924 | 59898.2991 | 47667.5687 | 48070.9447 | 42051.8024
FUELCOST - Fuel Cost
MEAN |  |  |  |  | 248510.4895 | 199888.5899 | 155688.442 | 129057.7128 | 104190.9107 | 103667.7703 | 110249.8731 | 104505.1279 | 105294.3522 | 103873.54 | 100719.4155 | 107513.2686 | 103532.4654 | 95131.1955 | 93788.4249 | 84688.8285
P5 |  |  |  |  | 136400.899 | 97331.6538 | 71120.6807 | 64456.5214 | 44928.4529 | 61247.099 | 60430.4179 | 59141.8492 | 64738.0918 | 54886.5255 | 52801.2899 | 59352.1599 | 63803.8826 | 59960.9671 | 59817.2796 | 48021.208
P95 |  |  |  |  | 402713.2222 | 314335.1386 | 257108.0067 | 255918.8875 | 214368.4357 | 174984.1381 | 188341.6218 | 163122.5999 | 164256.2751 | 174506.4157 | 158457.0194 | 158277.1138 | 165558.5937 | 140123.9233 | 138256.0061 | 130884.7721
NETPOS - Net Position (MWh)
MEAN |  |  |  |  | 17867.809 | 13580.2979 | 9871.8357 | 7894.9151 | 6059.8016 | 6015.5629 | 6202.8731 | 5769.5942 | 5766.4234 | 5503.7076 | 5249.9241 | 5507.4279 | 5204.482 | 4554.0697 | 4397.6496 | 3813.7762
P5 |  |  |  |  | 13745.1885 | 9295.4311 | 6751.105 | 5239.57 | 3652.48 | 4534.53 | 4421.235 | 4206.24 | 4321.28 | 3808.1 | 3711.015 | 4057.2 | 3985.25 | 3551 | 3312.54 | 2780.55
P95 |  |  |  |  | 23058.4871 | 17623.4584 | 13151.575 | 11432.855 | 9080.93 | 8201.12 | 8390.175 | 7455.93 | 7237.09 | 7055.865 | 7005.415 | 6669.46 | 7055.99 | 5611.25 | 5654.74 | 4943.2
NETREVENUE - Net Revenue $
MEAN |  |  |  |  | 84793.3712 | 86219.6975 | 67275.6814 | 56231.722 | 42762.8896 | 49439.0509 | 51214.0228 | 48719.9669 | 51488.6724 | 50892.1275 | 50660.2269 | 54603.6812 | 48837.7498 | 43171.6323 | 41505.5602 | 36172.7492
P5 |  |  |  |  | 12965.1737 | 29295.5462 | 23825.533 | 28011.2123 | 17818.528 | 27012.9596 | 25719.5285 | 24317.2216 | 26350.7876 | 25811.343 | 26335.4584 | 30642.9061 | 28706.0716 | 22243.0301 | 22884.3988 | 17825.3426
P95 |  |  |  |  | 170114.0327 | 140972.8946 | 117696.4198 | 101406.2514 | 85893.3177 | 82069.4211 | 92137.2349 | 72896.734 | 74774.5623 | 80683.1541 | 84701.7558 | 80101.4994 | 80234.0945 | 64262.0068 | 62215.1067 | 55949.9923
STARTS - Number Starts
MEAN |  |  |  |  | 148.69 | 138.93 | 117.44 | 99.85 | 84.95 | 83.32 | 88.67 | 83.92 | 83.7 | 81.7 | 77.87 | 77.36 | 77.82 | 69.6 | 68.65 | 62.18
P5 |  |  |  |  | 127 | 109 | 97 | 75 | 61 | 66 | 67 | 62.5 | 65 | 59.5 | 60.5 | 53 | 60.5 | 50.5 | 53.5 | 47.5
P95 |  |  |  |  | 171 | 166.5 | 141 | 123.5 | 107 | 101 | 115.5 | 104.5 | 104.5 | 101 | 100 | 96.5 | 97.5 | 84.5 | 86.5 | 79.5
VOMCOSTS - VOM Costs
MEAN |  |  |  |  | 12150.1101 | 9506.2085 | 7009.0033 | 5684.3388 | 4484.2532 | 4511.6722 | 4776.2123 | 4500.2835 | 4613.1387 | 4513.0403 | 4357.437 | 4681.3137 | 4527.8993 | 4007.5813 | 3957.8847 | 3508.6741
P5 |  |  |  |  | 9346.7282 | 6506.8018 | 4793.2846 | 3772.4904 | 2702.8352 | 3400.8975 | 3404.351 | 3280.8672 | 3457.024 | 3122.642 | 3080.1424 | 3448.62 | 3467.1675 | 3124.88 | 2981.286 | 2558.106
P95 |  |  |  |  | 15679.7712 | 12336.4209 | 9337.6182 | 8231.6556 | 6719.8882 | 6150.84 | 6460.4348 | 5815.6254 | 5789.672 | 5785.8093 | 5814.4945 | 5669.041 | 6138.7113 | 4937.9 | 5089.266 | 4547.744
15554: New 2023JAN 18V50DF_NG_B #3
CAPACITYFACTOR - Net Generation Capacity Factor
MEAN |  |  |  |  | 0.29084 | 0.22389 | 0.16455 | 0.13033 | 0.10064 | 0.098459 | 0.10321 | 0.096933 | 0.095156 | 0.093333 | 0.087155 | 0.090119 | 0.086529 | 0.075137 | 0.073343 | 0.064483
P5 |  |  |  |  | 0.22161 | 0.15292 | 0.11195 | 0.086352 | 0.064047 | 0.072786 | 0.074336 | 0.073059 | 0.072566 | 0.069643 | 0.060583 | 0.066511 | 0.065102 | 0.059132 | 0.055427 | 0.047068
P95 |  |  |  |  | 0.37228 | 0.29339 | 0.22481 | 0.18747 | 0.15255 | 0.1347 | 0.14074 | 0.12761 | 0.11926 | 0.11993 | 0.11601 | 0.11218 | 0.11679 | 0.095219 | 0.092036 | 0.080093
CO2EMISSIONS - CO2 Emissions
MEAN |  |  |  |  | 9315.7297 | 7130.2106 | 5228.6406 | 4132.8398 | 3179.7875 | 3154.1563 | 3267.3923 | 3064.4429 | 3040.4047 | 2936.1183 | 2767.0893 | 2885.3084 | 2755.4919 | 2397.0674 | 2333.3311 | 2040.0881
P5 |  |  |  |  | 7114.3086 | 4856.7968 | 3537.1769 | 2722.5978 | 2027.9341 | 2333.021 | 2362.1346 | 2307.9331 | 2308.9524 | 2201.8408 | 1917.742 | 2133.3693 | 2062.7094 | 1877.903 | 1764.0188 | 1484.3292
P95 |  |  |  |  | 11976.3655 | 9285.1005 | 7112.1156 | 5966.1392 | 4838.8867 | 4326.4371 | 4460.715 | 4038.0968 | 3823.8751 | 3767.8116 | 3676.5739 | 3565.7744 | 3716.3583 | 3047.2454 | 2932.7898 | 2543.3243
FUELCONSUMED - Fuel Consumed
MEAN |  |  |  |  | 152466.9341 | 116697.3918 | 85575.1327 | 67640.5859 | 52042.3489 | 51622.8528 | 53476.1431 | 50154.5479 | 49761.125 | 48054.3085 | 45287.8775 | 47222.724 | 45098.0669 | 39231.8724 | 38188.725 | 33389.3307
P5 |  |  |  |  | 116437.13 | 79489.3095 | 57891.6016 | 44559.7023 | 33190.4102 | 38183.6493 | 38660.1415 | 37773.0454 | 37789.7286 | 36036.6738 | 31386.9402 | 34916.028 | 33759.5645 | 30734.91 | 28871.0112 | 24293.4399
P95 |  |  |  |  | 196012.5292 | 151965.639 | 116401.238 | 97645.4863 | 79196.1809 | 70809.1175 | 73006.7913 | 66089.9641 | 62583.8798 | 61666.3112 | 60173.0581 | 58359.6468 | 60824.1943 | 49873.0831 | 47999.8339 | 41625.6017
FUELCOST - Fuel Cost
MEAN |  |  |  |  | 249030.4991 | 201540.866 | 158168.9995 | 129627.5178 | 104932.9679 | 104333.0958 | 111236.2954 | 105965.7309 | 107198.6992 | 106998.6687 | 102536.5822 | 108633.0296 | 105636.0041 | 96534.2982 | 95750.1436 | 86945.1206
P5 |  |  |  |  | 138393.2146 | 96858.0824 | 71885.3023 | 63341.0943 | 48747.3721 | 62211.8893 | 63229.9517 | 60498.1835 | 64852.8988 | 59680.5959 | 54766.5274 | 60967.0766 | 66402.1135 | 59967.7954 | 61188.7729 | 49439.0312
P95 |  |  |  |  | 405750.8942 | 313074.6206 | 254915.0216 | 257707.8574 | 218416.0667 | 176554.2832 | 194653.409 | 164591.254 | 165939.5788 | 184138.1978 | 161739.2723 | 160850.4863 | 164486.6283 | 149107.2165 | 138797.1305 | 128595.2312
NETPOS - Net Position (MWh)
MEAN |  |  |  |  | 17888.1371 | 13713.5215 | 10052.8423 | 7940.4498 | 6105.0561 | 6051.7283 | 6264.5196 | 5870.605 | 5878.8799 | 5673.2288 | 5342.3266 | 5566.666 | 5312.492 | 4618.2048 | 4492.2545 | 3924.9161
P5 |  |  |  |  | 13681.3152 | 9344.6393 | 6801.175 | 5231.24 | 3893.76 | 4476.395 | 4529.07 | 4421.52 | 4464.76 | 4254.625 | 3702.6 | 4116 | 3976.86 | 3618 | 3396.19 | 2855.7
P95 |  |  |  |  | 22943.2545 | 17849.3228 | 13672.92 | 11461.8 | 9288.93 | 8300.78 | 8552 | 7735.5879 | 7393.3 | 7278.91 | 7097.98 | 6879.6 | 7165.06 | 5870.875 | 5646.375 | 4893.1
NETREVENUE - Net Revenue $
MEAN |  |  |  |  | 84508.4283 | 85840.4174 | 66060.6477 | 55773.5248 | 42255.0907 | 49704.1747 | 50446.2292 | 47939.1437 | 51050.6588 | 50537.039 | 50420.3694 | 54129.6532 | 48591.7345 | 42715.1312 | 41186.8841 | 35707.5211
P5 |  |  |  |  | 12729.2321 | 29516.7963 | 21503.981 | 26770.5781 | 17499.4679 | 26514.429 | 25261.1894 | 22450.3758 | 25888.6413 | 26862.3053 | 26654.8495 | 29106.19 | 28179.7399 | 22982.5866 | 22300.2609 | 17357.7865
P95 |  |  |  |  | 163404.2832 | 139271.1334 | 118153.8488 | 103652.3484 | 84856.3238 | 82487.0421 | 94871.5035 | 74714.8953 | 76460.3185 | 79751.0066 | 82319.6522 | 81485.8482 | 80972.8183 | 66390.1784 | 60941.3481 | 56404.0121
STARTS - Number Starts
MEAN |  |  |  |  | 149.28 | 139.52 | 119.46 | 101.02 | 86.16 | 83.64 | 89.94 | 84.92 | 84.42 | 82.32 | 77.86 | 78 | 78.32 | 70.5 | 69.32 | 63.22
P5 |  |  |  |  | 126.5 | 112 | 99 | 70 | 63.5 | 66.5 | 68.5 | 66 | 68.5 | 62 | 56 | 55.5 | 62 | 52.5 | 54 | 47
P95 |  |  |  |  | 171.5 | 169.5 | 145 | 126 | 110.5 | 101.5 | 118 | 106.5 | 105 | 99 | 103 | 98 | 97 | 86.5 | 86.5 | 79.5
VOMCOSTS - VOM Costs
MEAN |  |  |  |  | 12163.9332 | 9599.465 | 7137.5181 | 5717.1238 | 4517.7415 | 4538.7962 | 4823.6801 | 4579.0719 | 4703.1039 | 4652.0476 | 4434.1311 | 4731.6661 | 4621.868 | 4064.0202 | 4043.0291 | 3610.9228
P5 |  |  |  |  | 9303.2943 | 6541.2475 | 4828.8342 | 3766.4928 | 2881.3824 | 3357.2962 | 3487.3839 | 3448.7856 | 3571.808 | 3488.7925 | 3073.158 | 3498.6 | 3459.8682 | 3183.84 | 3056.571 | 2627.244
P95 |  |  |  |  | 15601.4131 | 12494.526 | 9707.7732 | 8252.496 | 6873.8082 | 6225.585 | 6585.04 | 6033.7586 | 5914.64 | 5968.7062 | 5891.3234 | 5847.66 | 6233.6022 | 5166.37 | 5081.7375 | 4501.652
15554: New 2023JAN 18V50DF_NG_B #4
CAPACITYFACTOR - Net Generation Capacity Factor
MEAN |  |  |  |  | 0.28954 | 0.2262 | 0.1691 | 0.13181 | 0.10321 | 0.097908 | 0.10293 | 0.097831 | 0.09627 | 0.093437 | 0.087849 | 0.091221 | 0.086332 | 0.076236 | 0.074342 | 0.065383
P5 |  |  |  |  | 0.2138 | 0.15051 | 0.11742 | 0.091317 | 0.067956 | 0.073417 | 0.074514 | 0.075522 | 0.076149 | 0.068958 | 0.064058 | 0.068146 | 0.066703 | 0.058916 | 0.057264 | 0.046147
P95 |  |  |  |  | 0.37612 | 0.2953 | 0.22202 | 0.18885 | 0.15255 | 0.13434 | 0.13975 | 0.1278 | 0.1197 | 0.11736 | 0.11758 | 0.11028 | 0.11596 | 0.096416 | 0.095847 | 0.082251
CO2EMISSIONS - CO2 Emissions
MEAN |  |  |  |  | 9270.4494 | 7211.8655 | 5369.6842 | 4186.161 | 3258.0953 | 3130.505 | 3262.3453 | 3095.8983 | 3075.5346 | 2932.9179 | 2790.7597 | 2921.1709 | 2749.8497 | 2431.8658 | 2363.295 | 2067.2018
P5 |  |  |  |  | 6839.569 | 4802.7961 | 3732.4811 | 2909.0177 | 2131.9307 | 2341.6778 | 2366.4609 | 2390.0505 | 2437.8898 | 2153.8799 | 2048.4972 | 2168.1998 | 2123.6333 | 1886.597 | 1820.5021 | 1462.6285
P95 |  |  |  |  | 12048.4122 | 9432.9259 | 7070.0136 | 5995.2201 | 4758.1962 | 4302.4543 | 4424.9704 | 4018.3805 | 3795.3269 | 3652.094 | 3737.5929 | 3552.713 | 3703.3032 | 3055.9394 | 3058.7912 | 2586.7257
FUELCONSUMED - Fuel Consumed
MEAN |  |  |  |  | 151725.8492 | 118033.805 | 87883.5385 | 68513.2734 | 53323.9818 | 51235.7605 | 53393.5395 | 50669.3665 | 50336.082 | 48001.9301 | 45675.281 | 47809.6708 | 45005.7228 | 39801.4041 | 38679.1322 | 33833.0905
P5 |  |  |  |  | 111940.5722 | 78605.5007 | 61088.0704 | 47610.7647 | 34892.4826 | 38325.3326 | 38730.9476 | 39117.0301 | 39899.9972 | 35251.7165 | 33526.9589 | 35486.0856 | 34756.6825 | 30877.2012 | 29795.4524 | 23938.2726
P95 |  |  |  |  | 197191.6897 | 154385.0391 | 115712.1706 | 98121.4416 | 77875.5519 | 70416.6001 | 72421.7739 | 65767.2757 | 62116.6429 | 59772.406 | 61171.7335 | 58145.8752 | 60610.5262 | 50015.3744 | 50062.049 | 42335.9362
FUELCOST - Fuel Cost
MEAN |  |  |  |  | 248104.9678 | 203783.5088 | 161602.3116 | 130784.142 | 107180.1916 | 103237.3249 | 111107.1398 | 107128.0638 | 108452.8808 | 106833.2307 | 103301.0343 | 109991.9266 | 105433.3995 | 97642.4121 | 96880.5476 | 88096.5945
P5 |  |  |  |  | 133809.7263 | 95221.4048 | 74314.4934 | 67718.7654 | 49495.7201 | 60543.461 | 60905.0952 | 63669.396 | 67117.374 | 58469.4881 | 56197.5565 | 61307.4415 | 66298.1395 | 61213.0533 | 65096.1816 | 50514.5364
P95 |  |  |  |  | 407797.4514 | 314340.7273 | 260969.3914 | 264275.8787 | 206907.7155 | 176884.3273 | 188602.2916 | 170153.6704 | 166973.8015 | 179027.032 | 165451.7903 | 162941.3434 | 168112.049 | 144914.5875 | 138638.7475 | 134080.9885
NETPOS - Net Position (MWh)
MEAN |  |  |  |  | 17804.5424 | 13870.7467 | 10324.1056 | 8042.9529 | 6255.4043 | 6006.3628 | 6254.8909 | 5930.866 | 5946.7466 | 5667.0669 | 5388.0189 | 5635.8351 | 5301.6339 | 4685.2168 | 4549.905 | 3977.0867
P5 |  |  |  |  | 13163.6211 | 9240.3333 | 7176.7 | 5589.43 | 4093.44 | 4493.005 | 4537.365 | 4578.84 | 4713.67 | 4161.95 | 3955.05 | 4183.2 | 4094.32 | 3634.75 | 3504.935 | 2813.95
P95 |  |  |  |  | 23105.0829 | 18134.775 | 13594.005 | 11518.326 | 9135.22 | 8255.17 | 8483.2549 | 7697.3213 | 7338.51 | 7055.865 | 7215.79 | 6854.4 | 7139.89 | 5887.625 | 5888.96 | 4976.6
NETREVENUE - Net Revenue $
MEAN |  |  |  |  | 85053.1439 | 85163.4115 | 64248.1528 | 55915.265 | 41706.6205 | 49451.5563 | 50812.2606 | 47937.586 | 51118.2703 | 50231.4332 | 49966.9776 | 54186.4307 | 48605.5598 | 42513.5501 | 41044.1091 | 35450.7094
P5 |  |  |  |  | 14215.4945 | 30197.3399 | 20147.6196 | 25527.1791 | 15279.705 | 26602.277 | 24586.4403 | 22514.3855 | 25891.0084 | 25161.5189 | 25969.867 | 29006.9877 | 28868.1863 | 22494.6337 | 22867.8894 | 17996.287
P95 |  |  |  |  | 167678.5574 | 141045.528 | 115494.2416 | 104455.3882 | 85344.6549 | 81892.3996 | 94202.5248 | 74289.4201 | 76723.6951 | 81902.1685 | 86355.3423 | 83509.959 | 83770.8009 | 65891.5574 | 62449.2159 | 54971.4498
STARTS - Number Starts
MEAN |  |  |  |  | 149.4 | 140.26 | 124.03 | 102.31 | 87.65 | 83.83 | 89.75 | 85.42 | 83.96 | 83.34 | 79.07 | 77.91 | 78.54 | 70.73 | 69.39 | 64.03
P5 |  |  |  |  | 124.5 | 113 | 104 | 79.5 | 69 | 67 | 68.5 | 68 | 68.5 | 61.5 | 56.5 | 52.5 | 63 | 51.5 | 55.5 | 47.5
P95 |  |  |  |  | 172.5 | 164.5 | 146 | 123.5 | 112 | 103.5 | 113.5 | 105 | 104 | 101 | 104 | 100.5 | 94.5 | 87.5 | 85.5 | 79
VOMCOSTS - VOM Costs
MEAN |  |  |  |  | 12107.0889 | 9709.5227 | 7330.115 | 5790.9261 | 4628.9992 | 4504.7721 | 4816.266 | 4626.0755 | 4757.3973 | 4646.9949 | 4472.0557 | 4790.4598 | 4612.4215 | 4122.9908 | 4094.9145 | 3658.9198
P5 |  |  |  |  | 8951.2624 | 6468.2333 | 5095.457 | 4024.3896 | 3029.1456 | 3369.7537 | 3493.771 | 3571.4952 | 3770.936 | 3412.799 | 3282.6915 | 3555.72 | 3562.0584 | 3198.58 | 3154.4415 | 2588.834
P95 |  |  |  |  | 15711.4564 | 12694.3425 | 9651.7435 | 8293.1947 | 6760.0628 | 6191.3775 | 6532.1063 | 6003.9106 | 5870.808 | 5785.8093 | 5989.1057 | 5826.24 | 6211.7043 | 5181.11 | 5300.064 | 4578.472
15554: New 2023JAN 18V50DF_NG_B #5
CAPACITYFACTOR - Net Generation Capacity Factor
MEAN |  |  |  |  | 0.2885 | 0.226 | 0.17301 | 0.13425 | 0.10858 | 0.10154 | 0.10444 | 0.09768 | 0.095542 | 0.094157 | 0.088657 | 0.091801 | 0.087038 | 0.076916 | 0.075952 | 0.066111
P5 |  |  |  |  | 0.21271 | 0.15505 | 0.12161 | 0.095604 | 0.075755 | 0.076965 | 0.075532 | 0.071994 | 0.071671 | 0.067902 | 0.062912 | 0.067817 | 0.065925 | 0.060619 | 0.058378 | 0.050649
P95 |  |  |  |  | 0.36972 | 0.29354 | 0.22975 | 0.1913 | 0.15455 | 0.13692 | 0.14185 | 0.12692 | 0.11793 | 0.1204 | 0.11733 | 0.11144 | 0.11725 | 0.096215 | 0.093704 | 0.082585
CO2EMISSIONS - CO2 Emissions
MEAN |  |  |  |  | 9236.4991 | 7201.8754 | 5495.3041 | 4257.1979 | 3427.9821 | 3249.4187 | 3308.7051 | 3091.9074 | 3052.0941 | 2963.2946 | 2814.2553 | 2941.3739 | 2770.1771 | 2455.6802 | 2416.8236 | 2089.4789
P5 |  |  |  |  | 6777.2514 | 4962.1613 | 3875.7042 | 3026.0721 | 2357.2567 | 2445.56 | 2388.0922 | 2286.3232 | 2291.4934 | 2123.3593 | 2000.5536 | 2185.6151 | 2088.8196 | 1934.414 | 1842.2265 | 1597.1729
P95 |  |  |  |  | 11887.9058 | 9328.4712 | 7293.7027 | 6028.8262 | 4860.5526 | 4391.3634 | 4505.967 | 4006.4681 | 3762.7686 | 3797.9812 | 3746.3099 | 3561.4206 | 3698.9514 | 3073.3274 | 2967.5488 | 2595.406
FUELCONSUMED - Fuel Consumed
MEAN |  |  |  |  | 151170.1979 | 117870.3006 | 89939.5107 | 69675.9066 | 56104.4541 | 53181.9747 | 54152.2926 | 50604.0498 | 49952.4407 | 48499.0929 | 46059.8255 | 48140.326 | 45338.4137 | 40191.1658 | 39555.2144 | 34197.6914
P5 |  |  |  |  | 110920.6456 | 81213.7688 | 63432.1475 | 49526.5481 | 38580.3059 | 40025.5322 | 39084.9782 | 37419.3652 | 37503.984 | 34752.1983 | 32742.2853 | 35771.1144 | 34186.9008 | 31659.8031 | 30151.0068 | 26140.3096
P95 |  |  |  |  | 194564.743 | 152675.4705 | 119373.203 | 98671.4607 | 79550.7793 | 71871.7422 | 73747.4148 | 65572.3091 | 61583.7736 | 62160.0859 | 61314.4014 | 58288.3896 | 60539.3035 | 50299.9569 | 48568.7208 | 42478.0031
FUELCOST - Fuel Cost
MEAN |  |  |  |  | 247158.6624 | 203317.2667 | 165022.0379 | 132857.9006 | 111657.7743 | 106795.3601 | 112508.3098 | 106879.1307 | 107616.0575 | 107894.049 | 104193.3143 | 110797.6703 | 106255.6987 | 98755.1074 | 98823.2189 | 89063.6594
P5 |  |  |  |  | 131516.1827 | 99681.1424 | 79877.7486 | 71984.1398 | 57147.2311 | 63047.1024 | 62496.8146 | 63733.0829 | 64965.4714 | 60912.4159 | 56677.3378 | 62958.1752 | 63359.6372 | 62762.0663 | 64221.7658 | 53765.0747
P95 |  |  |  |  | 405203.9733 | 315417.6326 | 263142.5767 | 261425.6602 | 218175.6029 | 178013.6147 | 193369.244 | 166519.9179 | 164611.8304 | 180907.5202 | 164918.8091 | 166270.3692 | 165195.1824 | 148985.8233 | 142176.7899 | 135766.8902
NETPOS - Net Position (MWh)
MEAN |  |  |  |  | 17743.0468 | 13851.1702 | 10565.7045 | 8179.3583 | 6581.5857 | 6234.27 | 6343.7395 | 5923.2167 | 5901.4818 | 5725.6987 | 5433.374 | 5674.8146 | 5340.8181 | 4731.1145 | 4652.9785 | 4019.9391
P5 |  |  |  |  | 13030.7963 | 9546.703 | 7452.085 | 5814.34 | 4526.08 | 4692.325 | 4578.84 | 4380.12 | 4431 | 4102.975 | 3862.485 | 4216.8 | 4027.2 | 3726.875 | 3546.76 | 3072.8
P95 |  |  |  |  | 22776.2789 | 17928.4665 | 14023.7 | 11582.655 | 9330.53 | 8425.355 | 8639.17 | 7675.56 | 7275.14 | 7338.03 | 7232.62 | 6871.2 | 7131.5 | 5921.125 | 5713.295 | 4993.3
NETREVENUE - Net Revenue $
MEAN |  |  |  |  | 86391.5931 | 84636.2119 | 63388.1248 | 54656.5759 | 40070.3661 | 48590.8913 | 50390.0702 | 48262.3318 | 50803.7437 | 50315.5749 | 49979.6077 | 53916.2598 | 48325.8674 | 42384.1573 | 40413.8417 | 35133.1213
P5 |  |  |  |  | 17283.1049 | 28062.2735 | 19284.9127 | 23787.4566 | 13353.7125 | 25160.2345 | 24791.1723 | 23092.6224 | 26245.8887 | 24620.4689 | 25347.5167 | 29064.0351 | 27969.991 | 22527.3916 | 21915.6455 | 17246.8915
P95 |  |  |  |  | 171650.7455 | 137248.5024 | 115529.2443 | 104284.3065 | 80467.3066 | 82816.7775 | 94262.3769 | 74586.6541 | 75161.3793 | 79402.1004 | 82375.537 | 82905.3611 | 81786.0852 | 66176.9781 | 59530.3575 | 53936.3915
STARTS - Number Starts
MEAN |  |  |  |  | 149.17 | 141.1 | 125.33 | 103.79 | 91.33 | 86 | 90.38 | 85.76 | 84.78 | 82.79 | 79.1 | 79 | 78.31 | 71.42 | 70.35 | 64.56
P5 |  |  |  |  | 127 | 113.5 | 108.5 | 79 | 73.5 | 70.5 | 70.5 | 69 | 68.5 | 62.5 | 59 | 58.5 | 60.5 | 53.5 | 56 | 47.5
P95 |  |  |  |  | 171 | 170 | 146.5 | 126 | 109.5 | 101.5 | 114.5 | 104 | 104 | 100.5 | 102.5 | 99.5 | 94.5 | 88 | 88 | 79.5
VOMCOSTS - VOM Costs
MEAN |  |  |  |  | 12065.2718 | 9695.8191 | 7501.6502 | 5889.138 | 4870.3734 | 4675.7025 | 4884.6794 | 4620.109 | 4721.1854 | 4695.0729 | 4509.7004 | 4823.5924 | 4646.5117 | 4163.3808 | 4187.6806 | 3698.344
P5 |  |  |  |  | 8860.9415 | 6682.6921 | 5290.9803 | 4186.3248 | 3349.2992 | 3519.2438 | 3525.7068 | 3416.4936 | 3544.8 | 3364.4395 | 3205.8625 | 3584.28 | 3503.664 | 3279.65 | 3192.084 | 2826.976
P95 |  |  |  |  | 15487.8697 | 12549.9266 | 9956.827 | 8339.5116 | 6904.5922 | 6319.0162 | 6652.1609 | 5986.9368 | 5820.112 | 6017.1846 | 6003.0746 | 5840.52 | 6204.405 | 5210.59 | 5141.9655 | 4593.836
15554: New 2023JAN 18V50DF_NG_B #6
CAPACITYFACTOR - Net Generation Capacity Factor
MEAN |  |  |  |  | 0.28902 | 0.22597 | 0.1741 | 0.13938 | 0.11242 | 0.10515 | 0.10646 | 0.098508 | 0.095945 | 0.094793 | 0.08872 | 0.091913 | 0.087377 | 0.077087 | 0.076601 | 0.067209
P5 |  |  |  |  | 0.21371 | 0.15704 | 0.11956 | 0.1013 | 0.078977 | 0.08081 | 0.080808 | 0.072508 | 0.073944 | 0.06856 | 0.064797 | 0.070448 | 0.065152 | 0.058726 | 0.059769 | 0.049364
P95 |  |  |  |  | 0.371 | 0.29331 | 0.23014 | 0.19025 | 0.15783 | 0.1363 | 0.14118 | 0.12627 | 0.11895 | 0.12135 | 0.11616 | 0.11058 | 0.1162 | 0.097105 | 0.094753 | 0.083813
CO2EMISSIONS - CO2 Emissions
MEAN |  |  |  |  | 9255.9817 | 7200.6047 | 5523.1824 | 4419.962 | 3556.9927 | 3369.3257 | 3369.4044 | 3117.9222 | 3065.8449 | 2978.6699 | 2819.1272 | 2942.4117 | 2779.3627 | 2455.9011 | 2436.808 | 2126.6775
P5 |  |  |  |  | 6880.0063 | 5028.1065 | 3813.6738 | 3203.8213 | 2487.2525 | 2601.3833 | 2548.1636 | 2320.899 | 2352.5999 | 2158.24 | 2044.1387 | 2255.2761 | 2084.4679 | 1856.168 | 1907.3996 | 1566.7919
P95 |  |  |  |  | 11931.5861 | 9431.9994 | 7317.7474 | 6050.503 | 4981.882 | 4371.7091 | 4486.3253 | 3968.6179 | 3810.4262 | 3821.7862 | 3674.2194 | 3524.5896 | 3672.8412 | 3090.7154 | 3022.0343 | 2660.5081
FUELCONSUMED - Fuel Consumed
MEAN |  |  |  |  | 151489.0627 | 117849.5041 | 90395.7847 | 72339.8044 | 58215.9206 | 55144.4465 | 55145.735 | 51029.824 | 50177.4946 | 48750.7342 | 46139.5616 | 48157.3102 | 45488.7514 | 40194.7813 | 39882.2919 | 34806.5056
P5 |  |  |  |  | 112602.3937 | 82293.0683 | 62416.9193 | 52435.7007 | 40707.8963 | 42575.8317 | 41704.8047 | 37985.2535 | 38504.0902 | 35323.0762 | 33455.6249 | 36911.2296 | 34115.6781 | 30379.1819 | 31217.6697 | 25643.0755
P95 |  |  |  |  | 195279.6421 | 154369.8756 | 119766.734 | 99026.2354 | 81536.5304 | 71550.0665 | 73425.9464 | 64952.8292 | 62363.7677 | 62549.6927 | 60134.5241 | 57685.5912 | 60111.9672 | 50584.5394 | 49460.4632 | 43543.5048
FUELCOST - Fuel Cost
MEAN |  |  |  |  | 247448.6504 | 203343.674 | 165828.4779 | 137231.3984 | 115620.7129 | 110179.1415 | 114152.4438 | 107863.9195 | 108131.3333 | 108497.923 | 104356.7402 | 110826.2264 | 106662.1085 | 98979.4153 | 99597.8819 | 90650.6346
P5 |  |  |  |  | 132799.7055 | 98668.9344 | 79892.0294 | 74298.5928 | 58632.1382 | 68602.0647 | 67775.0546 | 61717.97 | 65910.0783 | 58946.0632 | 57521.731 | 64283.1029 | 65098.8047 | 59739.575 | 65486.5339 | 53376.1795
P95 |  |  |  |  | 406508.3685 | 316150.8515 | 260536.2889 | 261929.3507 | 223876.0033 | 176805.7201 | 195330.817 | 172684.743 | 165665.1685 | 186998.8072 | 163149.4508 | 163492.0254 | 166824.4794 | 146637.2765 | 145765.2474 | 137867.0266
NETPOS - Net Position (MWh)
MEAN |  |  |  |  | 17780.2635 | 13848.7736 | 10619.0816 | 8492.1194 | 6829.2142 | 6464.5526 | 6460.097 | 5972.9483 | 5928.1717 | 5755.5054 | 5442.7755 | 5676.7802 | 5358.5196 | 4731.5319 | 4691.4709 | 4091.4972
P5 |  |  |  |  | 13236.3168 | 9673.8048 | 7332.5693 | 6155.87 | 4775.68 | 4991.305 | 4885.755 | 4446.36 | 4549.16 | 4170.375 | 3946.635 | 4351.2 | 4018.81 | 3576.125 | 3672.235 | 3014.35
P95 |  |  |  |  | 22876.6052 | 18137.1871 | 14069.525 | 11624.305 | 9563.63 | 8388.05 | 8601.915 | 7600.62 | 7368.12 | 7384.44 | 7093.845 | 6799.73 | 7081.16 | 5954.625 | 5817.785 | 5118.55
NETREVENUE - Net Revenue $
MEAN |  |  |  |  | 86756.8331 | 85220.9249 | 62667.4828 | 53310.7904 | 38835.3215 | 47421.5975 | 49784.5233 | 48094.0319 | 50904.4188 | 50282.0939 | 49980.7483 | 53690.4421 | 48148.2156 | 42310.5736 | 40676.6205 | 35055.0072
P5 |  |  |  |  | 15010.5425 | 28640.8524 | 19246.1762 | 23286.2054 | 12159.7645 | 23276.8548 | 22442.5088 | 22596.0828 | 24809.4736 | 25530.5445 | 25960.5285 | 28881.9088 | 27835.2854 | 22515.8184 | 23103.2071 | 17450.1065
P95 |  |  |  |  | 168448.5188 | 141521.2696 | 113133.921 | 103359.5504 | 83683.2648 | 81024.1602 | 92290.9246 | 72707.9613 | 75805.0899 | 80144.3452 | 82942.772 | 82573.8974 | 81010.5061 | 65650.1253 | 62115.6142 | 54927.4946
STARTS - Number Starts
MEAN |  |  |  |  | 149.09 | 140.64 | 125.86 | 107.2 | 94.2 | 88.62 | 91.45 | 85.6 | 85.72 | 82.62 | 79.87 | 78.87 | 78.67 | 71.05 | 69.91 | 65.02
P5 |  |  |  |  | 126 | 112.5 | 105 | 85 | 74.5 | 72 | 72.5 | 67 | 69 | 63 | 59 | 55.5 | 61.5 | 52 | 55.5 | 48
P95 |  |  |  |  | 171 | 171.5 | 147 | 129 | 116.5 | 105.5 | 113 | 107.5 | 105 | 102 | 104 | 99 | 95.5 | 87 | 87.5 | 82.5
VOMCOSTS - VOM Costs
MEAN |  |  |  |  | 12090.5792 | 9694.1415 | 7539.548 | 6114.3259 | 5053.6185 | 4848.4144 | 4974.2747 | 4658.8997 | 4742.5374 | 4719.5144 | 4517.5036 | 4825.2632 | 4661.9121 | 4163.7481 | 4222.3238 | 3764.1774
P5 |  |  |  |  | 9000.6954 | 6771.6634 | 5206.1242 | 4432.2264 | 3534.0032 | 3743.4788 | 3762.0314 | 3468.1608 | 3639.328 | 3419.7075 | 3275.707 | 3698.52 | 3496.3647 | 3146.99 | 3305.0115 | 2773.202
P95 |  |  |  |  | 15556.0915 | 12696.031 | 9989.3628 | 8369.4996 | 7077.0862 | 6291.0375 | 6623.4745 | 5928.4836 | 5894.496 | 6055.2408 | 5887.8913 | 5779.7705 | 6160.6092 | 5240.07 | 5236.0065 | 4709.066
15554: New 2023JAN 18V50DF_NG_B #7
CAPACITYFACTOR - Net Generation Capacity Factor
MEAN |  |  |  |  | 0.28806 | 0.22354 | 0.17544 | 0.14245 | 0.11273 | 0.1081 | 0.11191 | 0.099392 | 0.097291 | 0.095372 | 0.089328 | 0.092139 | 0.087694 | 0.077221 | 0.075735 | 0.066815
P5 |  |  |  |  | 0.20932 | 0.15719 | 0.11944 | 0.10357 | 0.076989 | 0.082762 | 0.089716 | 0.074028 | 0.077215 | 0.068569 | 0.065736 | 0.067896 | 0.067241 | 0.059359 | 0.057078 | 0.051175
P95 |  |  |  |  | 0.37388 | 0.29102 | 0.2275 | 0.19353 | 0.15808 | 0.14063 | 0.14479 | 0.13016 | 0.12206 | 0.12179 | 0.12006 | 0.11026 | 0.12019 | 0.098502 | 0.094716 | 0.082232
CO2EMISSIONS - CO2 Emissions
MEAN |  |  |  |  | 9224.2291 | 7119.8653 | 5578.755 | 4522.8171 | 3561.6306 | 3460.0824 | 3545.3145 | 3143.875 | 3110.8712 | 2995.1489 | 2840.4538 | 2948.8271 | 2791.8015 | 2460.5347 | 2410.3454 | 2113.4436
P5 |  |  |  |  | 6731.7125 | 5008.6786 | 3780.2221 | 3299.1989 | 2448.2537 | 2640.3391 | 2838.0226 | 2338.1869 | 2448.6244 | 2145.1597 | 2100.7992 | 2163.846 | 2145.3918 | 1903.985 | 1829.1919 | 1623.2138
P95 |  |  |  |  | 12033.1871 | 9289.8975 | 7204.5565 | 6235.6327 | 5031.8892 | 4510.5716 | 4588.513 | 4106.2769 | 3906.1482 | 3828.5018 | 3836.5573 | 3526.5901 | 3820.7993 | 3147.2263 | 3006.6527 | 2621.4469
FUELCONSUMED - Fuel Consumed
MEAN |  |  |  |  | 150969.3798 | 116528.0744 | 91305.3199 | 74023.1928 | 58291.827 | 56629.8273 | 58024.7869 | 51454.5823 | 50914.4228 | 49020.441 | 46488.6049 | 48262.3088 | 45692.3329 | 40270.6163 | 39449.1875 | 34589.9111
P5 |  |  |  |  | 110175.327 | 81975.0991 | 61869.4294 | 53996.7093 | 40069.6192 | 43213.4065 | 46448.8147 | 38268.1976 | 40075.6858 | 35108.997 | 34382.9663 | 35414.8284 | 35112.796 | 31161.7837 | 29937.6742 | 26566.5103
P95 |  |  |  |  | 196942.5055 | 152044.1492 | 117914.1824 | 102056.1814 | 82354.9783 | 73822.7759 | 75098.4127 | 67205.8416 | 63930.4118 | 62659.6041 | 62791.4457 | 57718.332 | 62533.5394 | 51509.4325 | 49208.7186 | 42904.2038
FUELCOST - Fuel Cost
MEAN |  |  |  |  | 246846.2203 | 201223.6366 | 167348.1859 | 140153.2597 | 115802.9802 | 112925.8313 | 119556.2693 | 108636.459 | 109843.0355 | 109173.9485 | 105052.6698 | 111087.0942 | 107176.2032 | 99067.452 | 98925.7888 | 90033.1545
P5 |  |  |  |  | 129089.4436 | 98890.2041 | 80962.1051 | 77343.4114 | 58145.5084 | 69340.9668 | 76276.8693 | 64324.8286 | 67422.7182 | 58672.7827 | 58398.5142 | 62386.8137 | 66004.2071 | 62913.8843 | 61968.379 | 55922.2897
P95 |  |  |  |  | 397680.5671 | 313210.1529 | 265110.4876 | 264082.8576 | 224319.4061 | 177289.017 | 197720.6275 | 171548.6688 | 173566.9562 | 185510.5606 | 169674.6289 | 162788.1565 | 170685.4726 | 150020.764 | 142591.122 | 135863.6465
NETPOS - Net Position (MWh)
MEAN |  |  |  |  | 17715.4337 | 13693.5457 | 10726.2361 | 8689.6634 | 6838.2009 | 6638.5878 | 6797.3631 | 6022.6572 | 6015.2141 | 5787.455 | 5483.8921 | 5689.2234 | 5382.5178 | 4740.4999 | 4640.5143 | 4066.0283
P5 |  |  |  |  | 12947.2376 | 9636.8946 | 7268.495 | 6339.13 | 4700.8 | 5066.05 | 5441.52 | 4479.48 | 4734.84 | 4145.1 | 4056.03 | 4174.8 | 4136.27 | 3668.25 | 3521.665 | 3122.9
P95 |  |  |  |  | 23069.8695 | 17859.645 | 13852.7 | 11977.98 | 9659.1 | 8653.675 | 8796.63 | 7864.2241 | 7553.0718 | 7397.005 | 7406.557 | 6804 | 7366.42 | 6063.5 | 5788.58 | 5043.4
NETREVENUE - Net Revenue $
MEAN |  |  |  |  | 85381.1622 | 85061.1173 | 63351.1632 | 52756.4109 | 38811.5514 | 46340.4417 | 47843.3742 | 47215.3822 | 50698.5394 | 49827.2065 | 49640.2207 | 53711.8809 | 48184.1259 | 42252.3807 | 40678.8271 | 35194.7892
P5 |  |  |  |  | 16903.4787 | 26179.6208 | 18744.5527 | 20487.1315 | 11617.0904 | 22906.1236 | 20260.8909 | 22955.4313 | 23864.3253 | 24109.5256 | 25129.0446 | 28375.5942 | 27434.9094 | 23262.0157 | 23511.9669 | 17012.7435
P95 |  |  |  |  | 171377.1392 | 136570.5036 | 114762.2864 | 101105.8503 | 84337.863 | 80845.0264 | 92826.5891 | 74245.8846 | 77290.418 | 81426.4617 | 86119.3156 | 83009.2843 | 80304.1658 | 65335.7793 | 60429.0504 | 55161.2047
STARTS - Number Starts
MEAN |  |  |  |  | 147.98 | 139.93 | 125.56 | 108.31 | 93.19 | 91.02 | 94.9 | 85.85 | 85.98 | 83.25 | 79.75 | 79.67 | 78.34 | 71.12 | 69.81 | 64.12
P5 |  |  |  |  | 127 | 113 | 104 | 85.5 | 75.5 | 73 | 75 | 68.5 | 69 | 62.5 | 58.5 | 58 | 62 | 52 | 54.5 | 49
P95 |  |  |  |  | 172.5 | 171 | 148 | 129 | 112 | 109.5 | 118.5 | 107.5 | 104 | 100 | 102 | 99.5 | 93.5 | 87.5 | 86 | 79.5
VOMCOSTS - VOM Costs
MEAN |  |  |  |  | 12046.4949 | 9585.482 | 7615.6276 | 6256.5577 | 5060.2687 | 4978.9409 | 5233.9696 | 4697.6726 | 4812.1713 | 4745.7131 | 4551.6305 | 4835.8399 | 4682.7905 | 4171.6399 | 4176.4629 | 3740.746
P5 |  |  |  |  | 8804.1215 | 6745.8262 | 5160.6314 | 4564.1736 | 3478.592 | 3799.5375 | 4189.9704 | 3493.9944 | 3787.872 | 3398.982 | 3366.5049 | 3548.58 | 3598.5549 | 3228.06 | 3169.4985 | 2873.068
P95 |  |  |  |  | 15687.5112 | 12501.7515 | 9835.417 | 8624.1456 | 7147.734 | 6490.2563 | 6773.4051 | 6134.0948 | 6042.4574 | 6065.5441 | 6147.4423 | 5783.4 | 6408.7854 | 5335.88 | 5209.722 | 4639.928
15554: New 2023JAN 18V50DF_NG_B #8
CAPACITYFACTOR - Net Generation Capacity Factor
MEAN |  |  |  |  | 0.28586 | 0.22339 | 0.17552 | 0.14269 | 0.11322 | 0.10887 | 0.11638 | 0.10136 | 0.098189 | 0.095519 | 0.089334 | 0.092834 | 0.088478 | 0.077299 | 0.075426 | 0.066407
P5 |  |  |  |  | 0.20637 | 0.15678 | 0.11607 | 0.1023 | 0.079525 | 0.082785 | 0.094614 | 0.079174 | 0.078981 | 0.07066 | 0.063951 | 0.068265 | 0.066924 | 0.058588 | 0.055936 | 0.04928
P95 |  |  |  |  | 0.3702 | 0.29285 | 0.22686 | 0.19639 | 0.16072 | 0.14001 | 0.14346 | 0.12804 | 0.12217 | 0.12189 | 0.11714 | 0.11118 | 0.11771 | 0.096297 | 0.094292 | 0.083161
CO2EMISSIONS - CO2 Emissions
MEAN |  |  |  |  | 9168.0955 | 7125.6862 | 5583.0768 | 4528.0988 | 3576.023 | 3486.6442 | 3685.602 | 3205.5515 | 3132.7445 | 3001.3159 | 2837.2893 | 2969.3929 | 2819.8336 | 2463.15 | 2402.6092 | 2100.3293
P5 |  |  |  |  | 6621.6372 | 4987.8665 | 3693.4203 | 3255.8455 | 2508.4264 | 2630.2342 | 2961.4944 | 2502.4218 | 2514.0956 | 2219.2811 | 2017.9877 | 2211.738 | 2132.3367 | 1873.556 | 1777.0534 | 1558.1116
P95 |  |  |  |  | 11849.1764 | 9366.32 | 7144.1437 | 6287.2962 | 5059.5286 | 4514.2601 | 4564.545 | 4045.715 | 3913.1751 | 3830.5064 | 3713.446 | 3578.8359 | 3733.7651 | 3086.3684 | 3010.9976 | 2630.1271
FUELCONSUMED - Fuel Consumed
MEAN |  |  |  |  | 150050.6624 | 116623.3428 | 91376.0526 | 74109.6371 | 58527.3813 | 57064.5529 | 60320.8176 | 52464.0187 | 51272.4141 | 49121.3724 | 46436.8129 | 48598.9012 | 46151.1226 | 40313.42 | 39322.5733 | 34375.275
P5 |  |  |  |  | 108373.7679 | 81634.4755 | 60448.7766 | 53287.1599 | 41054.4425 | 43048.0237 | 48469.63 | 40956.1672 | 41147.2282 | 36322.1128 | 33027.6212 | 36198.6576 | 34899.1279 | 30663.7644 | 29084.3438 | 25501.0085
P95 |  |  |  |  | 193930.8742 | 153294.9264 | 116925.4284 | 102901.7376 | 82807.3413 | 73883.1433 | 74706.1382 | 66214.6483 | 64045.4193 | 62692.4122 | 60776.5297 | 58573.4184 | 61109.0852 | 50513.3938 | 49279.8294 | 43046.2707
FUELCOST - Fuel Cost
MEAN |  |  |  |  | 245215.5636 | 201559.0507 | 167593.0895 | 140143.1153 | 116165.9799 | 113740.9332 | 123685.0663 | 110443.6527 | 110240.9208 | 109152.8738 | 105064.3632 | 111876.628 | 108309.7243 | 99391.6021 | 98590.7894 | 89328.7587
P5 |  |  |  |  | 131504.0542 | 101309.6356 | 80357.1117 | 76976.2719 | 58985.2357 | 69147.6867 | 81327.8166 | 68767.2433 | 70239.9208 | 62207.447 | 56643.6525 | 62623.6114 | 66618.2266 | 59861.0897 | 60575.2778 | 55481.3732
P95 |  |  |  |  | 398823.269 | 314906.0552 | 263104.6744 | 265524.7265 | 217319.5377 | 180371.4547 | 197468.8779 | 172221.6913 | 175296.65 | 184705.5207 | 168734.1951 | 161397.0394 | 171929.449 | 150366.4861 | 144296.7286 | 135761.6513
NETPOS - Net Position (MWh)
MEAN |  |  |  |  | 17608.4669 | 13703.5055 | 10734.4187 | 8699.9485 | 6865.8706 | 6689.5674 | 7066.3521 | 6140.8426 | 6057.3753 | 5799.2934 | 5477.7965 | 5728.8503 | 5436.5466 | 4745.5222 | 4625.6193 | 4040.8141
P5 |  |  |  |  | 12741.9146 | 9593.4353 | 7101.595 | 6255.83 | 4816.2081 | 5046.4128 | 5677.855 | 4794.12 | 4861.44 | 4288.325 | 3896.145 | 4267.2 | 4111.1 | 3609.625 | 3421.285 | 2997.65
P95 |  |  |  |  | 22706.1705 | 18000.7933 | 13735.725 | 12079.835 | 9713.39 | 8660.6292 | 8751.08 | 7749.94 | 7566.39 | 7401.29 | 7169.58 | 6904.8 | 7198.62 | 5946.25 | 5796.945 | 5060.1
NETREVENUE - Net Revenue $
MEAN |  |  |  |  | 85804.0303 | 85792.3657 | 62522.0643 | 52128.305 | 38885.2495 | 46287.2166 | 46709.7597 | 47126.7702 | 49966.2281 | 49792.1953 | 49610.9999 | 53575.9487 | 47799.2224 | 42328.8916 | 40946.1895 | 35384.3888
P5 |  |  |  |  | 17678.4399 | 28277.9314 | 19539.686 | 20489.7354 | 11575.5074 | 21706.3428 | 19035.4449 | 20572.2075 | 24544.7217 | 24302.6953 | 24874.811 | 27162.233 | 27092.1344 | 22944.6728 | 22669.0468 | 17207.6148
P95 |  |  |  |  | 169417.6731 | 139891.6492 | 114646.4256 | 100346.3903 | 82748.5337 | 81858.9402 | 91753.6636 | 73355.8221 | 75367.9598 | 80943.5813 | 82234.7459 | 83900.0614 | 81106.2156 | 65260.3954 | 63127.6382 | 54788.4026
STARTS - Number Starts
MEAN |  |  |  |  | 149.02 | 139.76 | 127.37 | 108.45 | 93.12 | 91.07 | 96.88 | 86.32 | 86.55 | 83.35 | 79.75 | 78.95 | 78.8 | 71.13 | 69.59 | 63.67
P5 |  |  |  |  | 128 | 114 | 108 | 84 | 74.5 | 73.5 | 78.5 | 67.5 | 70 | 64.5 | 62 | 56 | 62.5 | 51.5 | 56.5 | 45
P95 |  |  |  |  | 171.5 | 165 | 150.5 | 132 | 113.5 | 108 | 116 | 103 | 103.5 | 102 | 99.5 | 100 | 97.5 | 87.5 | 84.5 | 80.5
VOMCOSTS - VOM Costs
MEAN |  |  |  |  | 11973.7575 | 9592.4539 | 7621.4373 | 6263.9629 | 5080.7443 | 5017.1755 | 5441.0911 | 4789.8572 | 4845.9002 | 4755.4206 | 4546.5711 | 4869.5228 | 4729.7955 | 4176.0595 | 4163.0574 | 3717.549
P5 |  |  |  |  | 8664.5019 | 6715.4047 | 5042.1325 | 4504.1976 | 3563.994 | 3784.8096 | 4371.9483 | 3739.4136 | 3889.152 | 3516.4265 | 3233.8003 | 3627.12 | 3576.657 | 3176.47 | 3079.1565 | 2757.838
P95 |  |  |  |  | 15440.1959 | 12600.5553 | 9752.3648 | 8697.4812 | 7187.9086 | 6495.4719 | 6738.3316 | 6044.9532 | 6053.112 | 6069.0578 | 5950.7514 | 5869.08 | 6262.7994 | 5232.7 | 5217.2505 | 4655.292
15554: New 2023JAN 18V50DF_NG_B #9
CAPACITYFACTOR - Net Generation Capacity Factor
MEAN |  |  |  |  | 0.2843 | 0.22328 | 0.17459 | 0.14482 | 0.11398 | 0.10968 | 0.11826 | 0.10338 | 0.10059 | 0.097491 | 0.089584 | 0.093083 | 0.089568 | 0.078588 | 0.075393 | 0.066113
P5 |  |  |  |  | 0.20804 | 0.16036 | 0.11596 | 0.10791 | 0.081521 | 0.084715 | 0.095109 | 0.08239 | 0.07833 | 0.070762 | 0.065319 | 0.067679 | 0.068923 | 0.061076 | 0.056228 | 0.049605
P95 |  |  |  |  | 0.36267 | 0.29198 | 0.23331 | 0.20035 | 0.15554 | 0.14094 | 0.14678 | 0.13046 | 0.12684 | 0.12351 | 0.11807 | 0.1096 | 0.11805 | 0.099137 | 0.095114 | 0.083028
CO2EMISSIONS - CO2 Emissions
MEAN |  |  |  |  | 9117.8256 | 7114.0602 | 5546.2745 | 4594.1413 | 3598.7851 | 3509.6232 | 3744.7168 | 3269.6121 | 3212.9116 | 3061.1295 | 2846.3199 | 2982.6338 | 2853.0277 | 2506.8808 | 2400.376 | 2091.4355
P5 |  |  |  |  | 6663.732 | 5081.5343 | 3684.7401 | 3424.924 | 2552.2504 | 2741.0282 | 2998.094 | 2580.2173 | 2522.8251 | 2214.921 | 2070.2897 | 2168.1998 | 2197.6123 | 1947.455 | 1790.088 | 1553.7715
P95 |  |  |  |  | 11591.0886 | 9289.9322 | 7365.14 | 6342.9634 | 4924.2612 | 4512.5593 | 4612.1338 | 4138.4628 | 4089.7702 | 3906.9833 | 3776.8195 | 3500.4672 | 3759.8753 | 3168.9613 | 3024.0322 | 2643.1476
FUELCONSUMED - Fuel Consumed
MEAN |  |  |  |  | 149227.9155 | 116433.0633 | 90773.724 | 75190.5287 | 58899.9204 | 57440.6414 | 61288.3266 | 53512.4732 | 52584.4777 | 50100.3194 | 46584.6141 | 48815.6112 | 46694.3978 | 41029.145 | 39286.0227 | 34229.714
P5 |  |  |  |  | 109062.7163 | 83167.5008 | 60306.7114 | 56054.4026 | 41771.6915 | 44861.3448 | 49068.6412 | 42229.4159 | 41290.1005 | 36250.753 | 33883.6286 | 35486.0856 | 35967.4685 | 31873.24 | 29297.6764 | 25429.9751
P95 |  |  |  |  | 189706.8504 | 152044.7172 | 120542.3901 | 103812.8216 | 80593.4729 | 73855.3084 | 75485.0056 | 67732.6157 | 66935.6819 | 63944.0796 | 61813.7391 | 57290.7888 | 61536.4214 | 51865.1606 | 49493.162 | 43259.3711
FUELCOST - Fuel Cost
MEAN |  |  |  |  | 243356.8636 | 201023.4218 | 166768.9029 | 142175.8671 | 116851.8604 | 114562.2229 | 125734.0651 | 112418.97 | 112814.345 | 111307.6945 | 105287.6666 | 112244.9462 | 109422.4312 | 100956.556 | 98438.9202 | 89194.8311
P5 |  |  |  |  | 131979.5977 | 101829.4822 | 78559.9315 | 80397.663 | 60343.42 | 71276.242 | 78265.7898 | 68343.4372 | 70955.0047 | 61082.0335 | 58846.7339 | 64577.6272 | 68894.3133 | 62608.5294 | 61682.4273 | 51125.9343
P95 |  |  |  |  | 396506.7185 | 310093.5328 | 267065.1061 | 270115.0376 | 221300.4316 | 181858.7562 | 200491.2556 | 173311.1807 | 178073.3541 | 192399.9428 | 170193.8369 | 163687.1535 | 171661.1385 | 151260.7529 | 143273.1209 | 137021.0404
NETPOS - Net Position (MWh)
MEAN |  |  |  |  | 17510.7876 | 13680.9247 | 10663.6389 | 8826.766 | 6909.4312 | 6733.6995 | 7179.6114 | 6263.4831 | 6212.4014 | 5914.8178 | 5495.3142 | 5754.399 | 5500.5495 | 4829.7747 | 4621.325 | 4023.6952
P5 |  |  |  |  | 12814.1149 | 9775.1495 | 7084.905 | 6580.7 | 4900.48 | 5258.5674 | 5748.435 | 4943.16 | 4878.32 | 4279.9 | 3997.125 | 4183.2 | 4236.95 | 3752 | 3446.38 | 2989.3
P95 |  |  |  |  | 22214.6387 | 17859.6618 | 14161.465 | 12186.65 | 9450.82 | 8657.895 | 8842.325 | 7928.03 | 7908.28 | 7548.655 | 7291.525 | 6753.6 | 7248.96 | 6105.375 | 5822.04 | 5085.15
NETREVENUE - Net Revenue $
MEAN |  |  |  |  | 85078.4789 | 84985.8311 | 62910.9376 | 52065.293 | 38605.4728 | 45892.4878 | 45950.2928 | 46402.4194 | 49385.5326 | 49834.8363 | 49576.7134 | 53501.402 | 47512.6129 | 42036.0526 | 40960.91 | 35199.1151
P5 |  |  |  |  | 16412.6441 | 26680.9649 | 20586.2852 | 21055.8021 | 11385.5227 | 22784.6562 | 17935.152 | 20478.6401 | 23282.0799 | 24676.6421 | 23553.1487 | 28607.4504 | 25660.6026 | 22258.1724 | 23583.3841 | 17043.8055
P95 |  |  |  |  | 163493.1999 | 143530.2055 | 117068.0278 | 103772.5193 | 85509.3612 | 80570.7127 | 88519.1001 | 72521.3092 | 76129.5175 | 80746.4625 | 81962.6131 | 81720.8793 | 81404.5853 | 65857.2883 | 62822.1595 | 54852.4954
STARTS - Number Starts
MEAN |  |  |  |  | 149.8 | 139.82 | 126.97 | 109.02 | 93.87 | 92.28 | 98.79 | 87.97 | 87.84 | 84.41 | 80.26 | 79.48 | 80.1 | 72.12 | 69.83 | 63.85
P5 |  |  |  |  | 123 | 114 | 108 | 88 | 76 | 75 | 80.5 | 72 | 69.5 | 63.5 | 61.5 | 56 | 65 | 54.5 | 55 | 48.5
P95 |  |  |  |  | 171 | 167.5 | 150.5 | 127.5 | 114.5 | 110.5 | 122 | 104.5 | 107.5 | 102.5 | 101 | 100 | 96.5 | 88 | 85.5 | 82
VOMCOSTS - VOM Costs
MEAN |  |  |  |  | 11907.3356 | 9576.6473 | 7571.1836 | 6355.2715 | 5112.9791 | 5050.2746 | 5528.3008 | 4885.5168 | 4969.9211 | 4850.1506 | 4561.1108 | 4891.2391 | 4785.4781 | 4250.2017 | 4159.1925 | 3701.7996
P5 |  |  |  |  | 8713.5982 | 6842.6047 | 5030.2825 | 4738.104 | 3626.3552 | 3943.9255 | 4426.295 | 3855.6648 | 3902.656 | 3509.518 | 3317.6137 | 3555.72 | 3686.1465 | 3301.76 | 3101.742 | 2750.156
P95 |  |  |  |  | 15105.9543 | 12501.7633 | 10054.6401 | 8774.388 | 6993.6068 | 6493.4213 | 6808.5903 | 6183.8634 | 6326.624 | 6189.8971 | 6051.9658 | 5740.56 | 6306.5952 | 5372.73 | 5239.836 | 4678.338
15554: New 2023JAN J920_A #1
CAPACITYFACTOR - Net Generation Capacity Factor
MEAN |  |  |  |  | 0.74983 | 0.54253 | 0.3509 | 0.30539 | 0.26279 | 0.243 | 0.25401 | 0.2353 | 0.23709 | 0.22982 | 0.2175 | 0.21078 | 0.20745 | 0.18934 | 0.18117 | 0.16664
P5 |  |  |  |  | 0.70827 | 0.49498 | 0.30566 | 0.26856 | 0.22937 | 0.21502 | 0.22817 | 0.20004 | 0.21078 | 0.20031 | 0.19394 | 0.18724 | 0.18656 | 0.16358 | 0.1574 | 0.1444
P95 |  |  |  |  | 0.78235 | 0.59099 | 0.39662 | 0.34767 | 0.3139 | 0.27533 | 0.28381 | 0.26824 | 0.26915 | 0.26726 | 0.24851 | 0.23578 | 0.23407 | 0.2143 | 0.21084 | 0.18918
CO2EMISSIONS - CO2 Emissions
MEAN |  |  |  |  | 12280.1099 | 8824.2517 | 5599.6617 | 4880.5727 | 4169.365 | 3914.9348 | 4041.6651 | 3743.2295 | 3808.5157 | 3628.0203 | 3472.8775 | 3392.918 | 3322.6288 | 3032.0894 | 2894.2412 | 2651.1873
P5 |  |  |  |  | 11676.9857 | 8041.3144 | 4855.1525 | 4298.7883 | 3613.0389 | 3439.0433 | 3632.381 | 3180.8423 | 3384.1581 | 3154.533 | 3087.2658 | 3016.1481 | 2991.1939 | 2604.8563 | 2504.6716 | 2324.0143
P95 |  |  |  |  | 12765.2143 | 9600.2376 | 6356.8396 | 5535.4728 | 5000.2113 | 4456.8174 | 4530.3433 | 4248.8134 | 4335.747 | 4199.279 | 3957.2138 | 3816.032 | 3746.3942 | 3424.9014 | 3369.1347 | 3016.5471
FUELCONSUMED - Fuel Consumed
MEAN |  |  |  |  | 208137.4564 | 149563.5883 | 94909.5198 | 82721.5718 | 70667.2034 | 66354.8264 | 68502.7985 | 63444.5675 | 64551.1141 | 61491.8701 | 58862.3311 | 57507.0852 | 56315.7424 | 51391.3456 | 49054.9359 | 44935.3782
P5 |  |  |  |  | 197915.0114 | 136293.4636 | 82290.72 | 72860.8184 | 61237.947 | 58288.8703 | 61565.7805 | 53912.5807 | 57358.6111 | 53466.6613 | 52326.5394 | 51121.1543 | 50698.2011 | 44150.1071 | 42452.0604 | 39390.0721
P95 |  |  |  |  | 216359.5636 | 162715.892 | 107743.0447 | 93821.5721 | 84749.3445 | 75539.2774 | 76785.4801 | 72013.7859 | 73487.2378 | 71174.2196 | 67071.4208 | 64678.509 | 63498.207 | 58049.1768 | 57103.9774 | 51127.9171
FUELCOST - Fuel Cost
MEAN |  |  |  |  | 311609.3919 | 242670.703 | 167118.5323 | 150777.3822 | 134547.2236 | 128696.4489 | 137955.8693 | 130809.0939 | 136066.8668 | 133126.2814 | 129828.3501 | 129738.617 | 129406.1651 | 123665.5085 | 121423.9775 | 115502.039
P5 |  |  |  |  | 232610.3017 | 162056.919 | 103070.624 | 103716.8485 | 92803.6696 | 94763.748 | 99054.1557 | 90777.0931 | 99508.1961 | 91575.3986 | 94922.2346 | 89655.4171 | 94623.795 | 88853.4993 | 90245.0628 | 81391.4692
P95 |  |  |  |  | 411020.191 | 323035.9612 | 232895.8449 | 236789.643 | 224348.2697 | 186607.3899 | 200225.4607 | 184854.4136 | 192466.6064 | 203230.0822 | 180097.54 | 173015.6799 | 175413.1541 | 165591.6976 | 166961.2839 | 157236.4124
NETPOS - Net Position (MWh)
MEAN |  |  |  |  | 25021.8679 | 18066.5189 | 11641.8656 | 10138.841 | 8654.707 | 8120.6248 | 8377.1069 | 7752.8902 | 7961.3484 | 7578.8728 | 7248.9191 | 7076.6709 | 6925.6213 | 6315.7773 | 6024.4349 | 5513.7617
P5 |  |  |  |  | 23789.3383 | 16465.2862 | 10094.4 | 8931.5805 | 7502.3164 | 7135.5685 | 7529.4702 | 6590.13 | 7076.6471 | 6591.6008 | 6445.8713 | 6292.725 | 6235.5564 | 5425.435 | 5214.5145 | 4832.23
P95 |  |  |  |  | 26013.3607 | 19647.3987 | 13218.1945 | 11494.0578 | 10369.1874 | 9232.5826 | 9375.0934 | 8787.3463 | 9059.5055 | 8762.6434 | 8259.835 | 7955.337 | 7804.3748 | 7127.732 | 7007.8531 | 6275.2377
NETREVENUE - Net Revenue $
MEAN |  |  |  |  | -93544.1852 | -36673.0547 | 22772.5973 | 16345.4391 | 7219.085 | 13560.9854 | 13101.0671 | 13712.2546 | 14187.6246 | 15331.8776 | 15118.3021 | 18846.8673 | 15872.6401 | 12826.2112 | 12797.8337 | 9848.2966
P5 |  |  |  |  | -152008.4088 | -78515.2765 | -11792.0182 | -7764.7142 | -16199.138 | -7174.7366 | -7749.8092 | -4899.2285 | -4899.2232 | -3531.6567 | -2996.3978 | -859.7617 | -716.6607 | -1090.3756 | 518.4689 | -3153.3195
P95 |  |  |  |  | -17939.3188 | 5122.4034 | 59790.3129 | 51774.9899 | 39388.6955 | 38321.3337 | 40386.0156 | 31550.9566 | 33734.2413 | 35355.3737 | 40092.0983 | 38173.7738 | 38647.5053 | 30224.3898 | 27493.6188 | 22455.2589
STARTS - Number Starts
MEAN |  |  |  |  | 34.86 | 99.99 | 183.27 | 173.84 | 159.97 | 154.17 | 161.45 | 144.9 | 156.65 | 149.87 | 149.68 | 141.99 | 147.13 | 135.16 | 132.17 | 126.59
P5 |  |  |  |  | 25 | 82 | 153.5 | 151 | 136 | 132 | 139.5 | 124 | 134.5 | 129 | 128.5 | 120.5 | 123.5 | 115 | 111.5 | 102
P95 |  |  |  |  | 47 | 125.5 | 209 | 197.5 | 183.5 | 175.5 | 181 | 162 | 179 | 171.5 | 168 | 163 | 172.5 | 156 | 156 | 147.5
VOMCOSTS - VOM Costs
MEAN |  |  |  |  | 13511.8087 | 9936.5854 | 6519.4447 | 5779.1394 | 5019.73 | 4791.1686 | 5026.2641 | 4806.7919 | 5015.6495 | 4850.4786 | 4711.7974 | 4741.3695 | 4709.4225 | 4357.8863 | 4277.3488 | 3969.9084
P5 |  |  |  |  | 12846.2427 | 9055.9074 | 5652.864 | 5091.0009 | 4351.3435 | 4209.9854 | 4517.6821 | 4085.8806 | 4458.2877 | 4218.6245 | 4189.8163 | 4216.1258 | 4240.1783 | 3743.5502 | 3702.3053 | 3479.2056
P95 |  |  |  |  | 14047.2148 | 10806.0693 | 7402.1889 | 6551.6129 | 6014.1287 | 5447.2237 | 5625.056 | 5448.1547 | 5707.4885 | 5608.0918 | 5368.8927 | 5330.0758 | 5306.9748 | 4918.1351 | 4975.5757 | 4518.1711
15554: New 2024JAN 18V50DF_NG_B #1
CAPACITYFACTOR - Net Generation Capacity Factor
MEAN | [5 empty] | 0.22132 | 0.17686 | 0.14316 | 0.11308 | 0.10912 | 0.11842 | 0.10626 | 0.10567 | 0.1016 | 0.092174 | 0.094781 | 0.093131 | 0.079923 | 0.076982 | 0.066428
P5 | [5 empty] | 0.15275 | 0.12598 | 0.1013 | 0.079633 | 0.081445 | 0.095786 | 0.083595 | 0.084478 | 0.076821 | 0.068643 | 0.06943 | 0.072995 | 0.062424 | 0.057946 | 0.049192
P95 | [5 empty] | 0.29035 | 0.22928 | 0.19864 | 0.15625 | 0.13945 | 0.15188 | 0.13321 | 0.13255 | 0.12926 | 0.12156 | 0.11382 | 0.12269 | 0.099959 | 0.0974 | 0.085582
CO2EMISSIONS - CO2 Emissions
MEAN | [5 empty] | 7046.6736 | 5626.9474 | 4540.9153 | 3569.7784 | 3489.9335 | 3750.2322 | 3357.325 | 3377.3448 | 3192.9601 | 2929.2728 | 3028.9238 | 2964.8413 | 2545.0075 | 2448.2165 | 2100.6296
P5 | [5 empty] | 4863.6051 | 3982.1592 | 3199.486 | 2513.2516 | 2605.7117 | 3028.3778 | 2645.0469 | 2710.5094 | 2398.0444 | 2179.2523 | 2224.7994 | 2315.1084 | 1995.2719 | 1842.2265 | 1562.4518
P95 | [5 empty] | 9201.5851 | 7293.7027 | 6302.8476 | 4981.1802 | 4462.606 | 4814.173 | 4188.3401 | 4193.7678 | 4052.8705 | 3848.5596 | 3642.4955 | 3925.2402 | 3190.6963 | 3102.2399 | 2690.8892
FUELCONSUMED - Fuel Consumed
MEAN | [5 empty] | 115330.1731 | 92094.066 | 74319.4002 | 58425.1788 | 57118.3871 | 61378.5963 | 54948.0359 | 55275.6917 | 52257.9386 | 47942.2713 | 49573.2207 | 48524.4081 | 41653.1503 | 40069.0105 | 34380.1898
P5 | [5 empty] | 79600.7378 | 65174.4555 | 52364.7457 | 41133.4144 | 42646.6733 | 49564.284 | 43290.4565 | 44361.8554 | 39247.8625 | 35666.9775 | 36412.4292 | 37890.4817 | 32655.8419 | 30151.0068 | 25572.042
P95 | [5 empty] | 150598.7745 | 119373.203 | 103156.262 | 81525.0438 | 73037.7412 | 78791.7023 | 68548.9376 | 68637.7707 | 66331.7594 | 62987.8823 | 59615.3111 | 64242.8844 | 52220.8887 | 50773.1576 | 44040.739
FUELCOST - Fuel Cost
MEAN | [5 empty] | 199299.5954 | 168734.882 | 140699.7149 | 116074.5766 | 114000.4094 | 126040.3505 | 115522.8648 | 118300.0155 | 115671.9056 | 108245.3832 | 113854.4323 | 113290.9508 | 102345.6815 | 100566.1275 | 89981.8043
P5 | [5 empty] | 96161.0092 | 84639.2728 | 76908.0149 | 58310.8027 | 69256.8269 | 78730.864 | 71399.8192 | 75767.9402 | 66099.8776 | 64562.4451 | 65602.2437 | 73306.5721 | 64189.5367 | 62356.3969 | 52927.1181
P95 | [5 empty] | 309590.3796 | 265823.8762 | 263326.915 | 217820.4689 | 181735.9573 | 212018.0434 | 178977.3754 | 181677.7871 | 190581.6074 | 178762.8983 | 168564.3199 | 172424.432 | 157410.688 | 144413.2893 | 138452.0075
NETPOS - Net Position (MWh)
MEAN | [5 empty] | 13552.4613 | 10818.5349 | 8724.5365 | 6853.739 | 6695.8077 | 7190.2168 | 6431.4655 | 6530.4401 | 6169.4965 | 5655.4473 | 5843.7006 | 5716.0834 | 4903.2221 | 4713.4222 | 4041.4
P5 | [5 empty] | 9357.3298 | 7656.3969 | 6147.54 | 4825.6 | 4999.61 | 5806.5 | 5067.36 | 5241.24 | 4633.75 | 4207.5 | 4292.4 | 4463.48 | 3844.125 | 3546.76 | 3006
P95 | [5 empty] | 17682.4825 | 14023.7 | 12108.4374 | 9563.77 | 8562.185 | 9229.4459 | 8023.18 | 8109.1386 | 7830.965 | 7430.445 | 7026.39 | 7567.78 | 6147.25 | 5972.61 | 5177
NETREVENUE - Net Revenue $
MEAN | [5 empty] | 85879.936 | 62284.0724 | 51855.4091 | 38308.4167 | 45749.9114 | 45561.9498 | 45274.5265 | 47782.5475 | 47872.7938 | 48813.7458 | 52646.6093 | 46471.4142 | 41000.2624 | 40242.1331 | 35566.7924
P5 | [5 empty] | 28243.7179 | 16376.7995 | 21120.6532 | 11528.3212 | 22364.4876 | 18100.7096 | 19621.8101 | 22042.5222 | 22186.4963 | 23861.0338 | 27214.4994 | 25244.8812 | 21324.8208 | 22857.4712 | 17568.2649
P95 | [5 empty] | 141697.3656 | 116183.6306 | 98100.4708 | 84133.7921 | 81127.5917 | 90696.9136 | 73397.9014 | 74765.1469 | 80288.3913 | 83458.7068 | 79401.5664 | 82421.4936 | 62167.3457 | 62503.6314 | 55841.2745
STARTS - Number Starts
MEAN | [5 empty] | 138.58 | 127.95 | 111.28 | 95.79 | 92.52 | 99.25 | 88.09 | 91.05 | 87.6 | 82.03 | 80.47 | 81.84 | 72.83 | 70.24 | 63.08
P5 | [5 empty] | 110.5 | 108 | 90 | 78 | 75 | 80.5 | 72.5 | 74 | 67.5 | 64 | 58.5 | 64.5 | 56 | 54.5 | 47
P95 | [5 empty] | 164 | 150 | 137 | 117 | 110 | 119.5 | 110 | 106.5 | 105.5 | 103.5 | 101 | 99.5 | 88 | 89.5 | 82.5
VOMCOSTS - VOM Costs
MEAN | [5 empty] | 9486.7229 | 7681.1598 | 6281.6663 | 5071.7669 | 5021.8558 | 5536.4669 | 5016.5431 | 5224.3521 | 5058.9872 | 4694.0213 | 4967.1455 | 4972.9925 | 4314.8354 | 4242.08 | 3718.088
P5 | [5 empty] | 6550.1309 | 5436.0418 | 4426.2288 | 3570.944 | 3749.7075 | 4471.005 | 3952.5408 | 4192.992 | 3799.675 | 3492.225 | 3648.54 | 3883.2276 | 3382.83 | 3192.084 | 2765.52
P95 | [5 empty] | 12377.7377 | 9956.827 | 8718.0749 | 7077.1898 | 6421.6388 | 7106.6733 | 6258.0804 | 6487.3109 | 6421.3913 | 6167.2693 | 5972.4315 | 6583.9686 | 5409.58 | 5375.349 | 4762.84
15554: New 2024JAN 18V50DF_NG_B #2
CAPACITYFACTOR - Net Generation Capacity Factor
MEAN | [5 empty] | 0.22011 | 0.17564 | 0.14344 | 0.11328 | 0.1095 | 0.11759 | 0.10569 | 0.10575 | 0.10353 | 0.095977 | 0.096964 | 0.094366 | 0.084538 | 0.079959 | 0.067045
P5 | [5 empty] | 0.14915 | 0.1277 | 0.10359 | 0.079061 | 0.083752 | 0.097257 | 0.08281 | 0.08262 | 0.07776 | 0.071176 | 0.071775 | 0.073746 | 0.067276 | 0.063257 | 0.048721
P95 | [5 empty] | 0.29093 | 0.22664 | 0.19381 | 0.16134 | 0.14104 | 0.14869 | 0.13492 | 0.13063 | 0.1303 | 0.12185 | 0.11588 | 0.11963 | 0.10298 | 0.098201 | 0.085417
CO2EMISSIONS - CO2 Emissions
MEAN | [5 empty] | 7004.5171 | 5578.9977 | 4552.9171 | 3577.5669 | 3506.3896 | 3722.6765 | 3344.5101 | 3377.2197 | 3256.2167 | 3046.8147 | 3104.1123 | 3006.1337 | 2698.6632 | 2541.4506 | 2121.169
P5 | [5 empty] | 4759.0865 | 4054.341 | 3271.1255 | 2511.0224 | 2653.3244 | 3054.3353 | 2614.7931 | 2614.4849 | 2439.7126 | 2240.2714 | 2307.5219 | 2354.2738 | 2138.7229 | 2007.3317 | 1540.751
P95 | [5 empty] | 9248.5991 | 7184.6168 | 6195.5616 | 5135.5349 | 4538.8828 | 4691.8206 | 4279.7999 | 4186.1493 | 4144.4322 | 3885.7821 | 3713.8041 | 3842.5578 | 3286.3303 | 3145.6887 | 2690.8892
FUELCONSUMED - Fuel Consumed
MEAN | [5 empty] | 114640.2145 | 91309.2919 | 74515.8284 | 58552.649 | 57387.7183 | 60927.6027 | 54738.2999 | 55273.6442 | 53293.2359 | 49866.0346 | 50803.8026 | 49200.2246 | 44167.9736 | 41594.9354 | 34716.3507
P5 | [5 empty] | 77890.1225 | 66355.8273 | 53537.2418 | 41096.9292 | 43425.9314 | 49989.1207 | 42795.3042 | 42790.2598 | 39929.83 | 36665.6529 | 37766.316 | 38531.4861 | 35003.6475 | 32853.2196 | 25216.8747
P95 | [5 empty] | 151368.2338 | 117587.8357 | 101400.3537 | 84051.3074 | 74286.1349 | 76789.2082 | 70045.8241 | 68513.0811 | 67830.3142 | 63597.088 | 60782.3916 | 62889.6529 | 53786.0925 | 51484.2663 | 44040.739
FUELCOST - Fuel Cost
MEAN | [5 empty] | 198407.0616 | 167123.0009 | 141223.4875 | 116304.9823 | 114657.4553 | 125268.1737 | 115047.9156 | 118481.6552 | 117815.7176 | 112243.1335 | 116525.8708 | 114862.9582 | 107958.94 | 104146.689 | 90829.0333
P5 | [5 empty] | 97296.6662 | 84667.8916 | 77822.6974 | 58162.3939 | 69655.4644 | 78971.5667 | 70025.5721 | 75388.687 | 63828.1952 | 63543.0457 | 67209.764 | 71962.7125 | 69768.7708 | 69730.7095 | 53742.1919
P95 | [5 empty] | 305320.795 | 261900.9783 | 267393.2721 | 229812.5191 | 186976.825 | 199839.2696 | 178139.3488 | 187109.7075 | 188089.5203 | 179284.7494 | 171565.2419 | 177035.7277 | 155484.7313 | 151022.3783 | 140754.3893
NETPOS - Net Position (MWh)
MEAN | [5 empty] | 13472.1508 | 10726.3484 | 8747.5521 | 6868.6577 | 6727.385 | 7137.4107 | 6406.9095 | 6530.2315 | 6291.7864 | 5882.2835 | 5988.7562 | 5795.7211 | 5199.2824 | 4892.938 | 4080.8913
P5 | [5 empty] | 9157.08 | 7794.8575 | 6284.7417 | 4820.8335 | 5090.965 | 5856.27 | 5009.4 | 5055.56 | 4713.9143 | 4325.31 | 4452 | 4538.99 | 4120.5 | 3864.63 | 2964.25
P95 | [5 empty] | 17777.9518 | 13812.9734 | 11903.43 | 9858.92 | 8707.59 | 8992.8826 | 8196.78 | 8093.82 | 8007.89 | 7501.9 | 7165.2 | 7408.37 | 6331.5 | 6056.26 | 5177
NETREVENUE - Net Revenue $
MEAN | [5 empty] | 86544.6455 | 62367.9255 | 52033.2675 | 38094.3327 | 45805.7241 | 45768.3926 | 45814.2477 | 47932.7382 | 47043.1106 | 47239.1527 | 51797.1841 | 45960.0894 | 39669.2366 | 39069.436 | 35016.5966
P5 | [5 empty] | 29904.5385 | 18003.0277 | 20131.9777 | 9817.8975 | 22397.5708 | 19105.3191 | 18979.2313 | 22997.3923 | 20936.7388 | 22033.9708 | 26237.2491 | 24743.2307 | 20212.0028 | 21688.9981 | 17298.4003
P95 | [5 empty] | 141724.9672 | 115415.3182 | 102862.9203 | 83491.5197 | 80546.9289 | 88816.5593 | 72944.809 | 74852.3041 | 79034.2823 | 82676.3847 | 78963.7684 | 80450.8422 | 64755.1879 | 60458.8217 | 54014.0184
STARTS - Number Starts
MEAN | [5 empty] | 137.52 | 128.1 | 111.2 | 95.12 | 92.47 | 99.93 | 88.92 | 90.95 | 89.11 | 84.88 | 82.21 | 82.28 | 76.16 | 72.61 | 64.15
P5 | [5 empty] | 114.5 | 107 | 90 | 76 | 77 | 81 | 72.5 | 73 | 69 | 66 | 60.5 | 68 | 59.5 | 60 | 48.5
P95 | [5 empty] | 168 | 153.5 | 132 | 117 | 108.5 | 120.5 | 107 | 110 | 108 | 103 | 101.5 | 100 | 90.5 | 88.5 | 80
VOMCOSTS - VOM Costs
MEAN | [5 empty] | 9430.5056 | 7615.7074 | 6298.2375 | 5082.8067 | 5045.5387 | 5495.8062 | 4997.3894 | 5224.1852 | 5159.2649 | 4882.2953 | 5090.4428 | 5042.2774 | 4575.3685 | 4403.6442 | 3754.42
P5 | [5 empty] | 6409.956 | 5534.3488 | 4525.014 | 3567.4168 | 3818.2238 | 4509.3279 | 3907.332 | 4044.448 | 3865.4098 | 3590.0073 | 3784.2 | 3948.9213 | 3626.04 | 3478.167 | 2727.11
P95 | [5 empty] | 12444.5662 | 9807.2111 | 8570.4696 | 7295.6008 | 6530.6925 | 6924.5196 | 6393.4884 | 6475.056 | 6566.4698 | 6226.577 | 6090.42 | 6445.2819 | 5571.72 | 5450.634 | 4762.84
15554: New 2024JAN 18V50DF_NG_B #3
CAPACITYFACTOR - Net Generation Capacity Factor
MEAN | [5 empty] | 0.21842 | 0.17394 | 0.14488 | 0.11423 | 0.11073 | 0.11889 | 0.10429 | 0.10503 | 0.10389 | 0.097496 | 0.098056 | 0.094722 | 0.085663 | 0.083627 | 0.068691
P5 | [5 empty] | 0.1476 | 0.12675 | 0.10162 | 0.076765 | 0.085164 | 0.091449 | 0.080858 | 0.083484 | 0.078358 | 0.07108 | 0.074924 | 0.073756 | 0.06923 | 0.066427 | 0.050967
P95 | [5 empty] | 0.28888 | 0.23053 | 0.19937 | 0.16198 | 0.14518 | 0.14891 | 0.13427 | 0.13154 | 0.13142 | 0.1275 | 0.11757 | 0.12169 | 0.104 | 0.10375 | 0.085039
CO2EMISSIONS - CO2 Emissions
MEAN | [5 empty] | 6953.2944 | 5521.6482 | 4594.3549 | 3605.1567 | 3542.5301 | 3763.1074 | 3298.5503 | 3355.3087 | 3259.4009 | 3097.6125 | 3141.8148 | 3019.624 | 2731.4942 | 2661.0215 | 2171.5147
P5 | [5 empty] | 4682.7211 | 4001.5669 | 3216.8274 | 2435.2542 | 2726.9076 | 2915.8951 | 2558.6074 | 2653.7676 | 2459.0855 | 2270.7809 | 2398.952 | 2362.9772 | 2190.8868 | 2115.9536 | 1610.1933
P95 | [5 empty] | 9259.325 | 7341.7922 | 6341.3222 | 5084.2384 | 4664.0542 | 4717.9535 | 4259.478 | 4194.8788 | 4096.8222 | 4049.4012 | 3755.3418 | 3894.7783 | 3290.6772 | 3300.1062 | 2686.549
FUELCONSUMED - Fuel Consumed
MEAN | [5 empty] | 113801.8728 | 90370.6751 | 75194.0239 | 59004.201 | 57979.2153 | 61589.3183 | 53986.0929 | 54915.0359 | 53345.3505 | 50697.4216 | 51420.8648 | 49421.015 | 44705.3068 | 43551.9064 | 35540.3387
P5 | [5 empty] | 76640.2802 | 65492.0941 | 52648.5655 | 39856.8602 | 44630.2395 | 47723.3249 | 41875.7357 | 43433.1853 | 40246.899 | 37164.9906 | 39262.7172 | 38673.9315 | 35857.395 | 34630.9913 | 26353.41
P95 | [5 empty] | 151543.7805 | 120160.265 | 103785.9608 | 83211.7578 | 76334.7662 | 77216.9147 | 69713.2248 | 68655.9534 | 67051.1005 | 66274.9784 | 61462.2228 | 63744.3254 | 53857.2381 | 54011.5586 | 43969.7055
FUELCOST - Fuel Cost
MEAN | [5 empty] | 197384.0093 | 166042.9473 | 142252.0497 | 117334.9183 | 115743.2319 | 126540.9232 | 113742.3828 | 117859.2211 | 117991.2418 | 114084.893 | 117986.2777 | 115389.8586 | 109083.2729 | 108436.7128 | 92565.3641
P5 | [5 empty] | 92926.2919 | 80239.9356 | 77422.1267 | 57126.7437 | 70879.9734 | 75194.4848 | 68418.3367 | 74685.3148 | 63859.3763 | 64136.8242 | 69325.9324 | 71757.181 | 71335.6835 | 71921.5841 | 51951.2312
P95 | [5 empty] | 315231.5133 | 261948.6202 | 265862.6083 | 227321.1543 | 189245.1505 | 201755.9049 | 178408.6725 | 188855.2765 | 199487.3947 | 187506.9529 | 172772.5656 | 177757.6252 | 158729.1097 | 151095.0906 | 136160.2473
NETPOS - Net Position (MWh)
MEAN | [5 empty] | 13373.6214 | 10615.9912 | 8827.1162 | 6921.6012 | 6796.735 | 7214.9368 | 6319.0057 | 6487.7909 | 6297.9152 | 5980.3564 | 6061.5493 | 5821.7301 | 5262.4927 | 5123.1428 | 4177.7513
P5 | [5 empty] | 9009.6094 | 7694.09 | 6180.86 | 4675.84 | 5232.15 | 5590.83 | 4901.76 | 5131.52 | 4751.7 | 4384.215 | 4628.4 | 4555.77 | 4221 | 4073.755 | 3097.85
P95 | [5 empty] | 17804.0161 | 14115.35 | 12182.275 | 9758.8 | 8948.57 | 9045.625 | 8159.87 | 8110.7 | 7915.07 | 7817.39 | 7244.93 | 7509.05 | 6339.875 | 6353.145 | 5168.65
NETREVENUE - Net Revenue $
MEAN | [5 empty] | 86801.8567 | 63039.7767 | 50835.1941 | 37935.9362 | 45508.4803 | 45743.2672 | 45624.908 | 47515.4346 | 46967.0625 | 46799.5636 | 51805.4249 | 45818.0008 | 38999.2544 | 38102.8188 | 34428.6533
P5 | [5 empty] | 30807.5905 | 18423.4398 | 17686.7952 | 11209.472 | 23283.2679 | 20087.59 | 19094.4181 | 22275.8513 | 22561.6711 | 22531.1356 | 28022.3672 | 24582.996 | 18771.7468 | 19736.7969 | 17247.6508
P95 | [5 empty] | 141456.1631 | 112902.1981 | 100976.9749 | 82311.1777 | 80963.0103 | 91361.244 | 73534.69 | 74314.902 | 78623.7238 | 81971.0756 | 79747.5703 | 80542.5457 | 64169.9924 | 58520.8853 | 52725.0139
STARTS - Number Starts
MEAN | [5 empty] | 137.6 | 127.29 | 112.62 | 94.89 | 92.7 | 99.91 | 88.05 | 91.21 | 89.74 | 85.93 | 82.43 | 83.65 | 76.67 | 74.71 | 64.91
P5 | [5 empty] | 111 | 108 | 90 | 72.5 | 74.5 | 80.5 | 71 | 72.5 | 71 | 67 | 58.5 | 67 | 58 | 59.5 | 50
P95 | [5 empty] | 168 | 152.5 | 134.5 | 115 | 111.5 | 122.5 | 107 | 111 | 108.5 | 105 | 103.5 | 101 | 91 | 92 | 81
VOMCOSTS - VOM Costs
MEAN | [5 empty] | 9361.535 | 7537.3538 | 6355.5237 | 5121.9849 | 5097.5513 | 5555.5013 | 4928.8244 | 5190.2327 | 5164.2905 | 4963.6958 | 5152.3169 | 5064.9052 | 4630.9935 | 4610.8285 | 3843.5312
P5 | [5 empty] | 6306.7266 | 5462.8039 | 4450.2192 | 3460.1216 | 3924.1125 | 4304.9391 | 3823.3728 | 4105.216 | 3896.394 | 3638.8985 | 3934.14 | 3963.5199 | 3714.48 | 3666.3795 | 2850.022
P95 | [5 empty] | 12462.8113 | 10021.8985 | 8771.238 | 7221.512 | 6711.4275 | 6965.1313 | 6364.6986 | 6488.56 | 6490.3574 | 6488.4337 | 6158.1905 | 6532.8735 | 5579.09 | 5717.8305 | 4755.158
15554: New 2024JAN 18V50DF_NG_B #4
CAPACITYFACTOR - Net Generation Capacity Factor
MEAN | [5 empty] | 0.21879 | 0.17201 | 0.14468 | 0.11303 | 0.11094 | 0.12078 | 0.10618 | 0.10611 | 0.10385 | 0.097532 | 0.098379 | 0.095791 | 0.086075 | 0.084126 | 0.072374
P5 | [5 empty] | 0.14664 | 0.11683 | 0.10293 | 0.078659 | 0.085164 | 0.093536 | 0.081198 | 0.084108 | 0.078479 | 0.070438 | 0.072696 | 0.07527 | 0.068716 | 0.066666 | 0.056562
P95 | [5 empty] | 0.28873 | 0.22658 | 0.20161 | 0.15908 | 0.14426 | 0.15386 | 0.1335 | 0.13464 | 0.1302 | 0.12594 | 0.1177 | 0.12472 | 0.10794 | 0.10301 | 0.088047
CO2EMISSIONS - CO2 Emissions
MEAN | [5 empty] | 6967.1649 | 5465.9837 | 4587.4927 | 3571.0764 | 3549.168 | 3822.7238 | 3364.2923 | 3392.9371 | 3266.3398 | 3101.1363 | 3147.1744 | 3049.8249 | 2743.0239 | 2675.0659 | 2292.8534
P5 | [5 empty] | 4662.2534 | 3734.6295 | 3251.5101 | 2469.9197 | 2718.2508 | 2967.8102 | 2575.8953 | 2679.9561 | 2459.0855 | 2244.6299 | 2316.2295 | 2376.0323 | 2195.2338 | 2111.6087 | 1788.1392
P95 | [5 empty] | 9231.7346 | 7142.2737 | 6422.7006 | 4991.1731 | 4652.1278 | 4874.7401 | 4248.3489 | 4281.8191 | 4117.8907 | 4005.8161 | 3736.2328 | 3960.0539 | 3451.5162 | 3276.0349 | 2790.7125
FUELCONSUMED - Fuel Consumed
MEAN | [5 empty] | 114028.8858 | 89459.6357 | 75081.7141 | 58446.4221 | 58087.8566 | 62565.0377 | 55062.0667 | 55530.8847 | 53458.9166 | 50755.0946 | 51508.5823 | 49915.3006 | 44894.0079 | 43781.7659 | 37526.2415
P5 | [5 empty] | 76305.2928 | 61123.2316 | 53216.205 | 40424.2176 | 44488.5562 | 48572.9983 | 42158.6798 | 43861.8022 | 40246.899 | 36736.9868 | 37908.8304 | 38887.5997 | 35928.5406 | 34559.8804 | 29265.7814
P95 | [5 empty] | 151092.219 | 116894.8227 | 105117.8502 | 81688.5947 | 76139.5711 | 79782.9799 | 69531.0793 | 70078.873 | 67395.9199 | 65561.6388 | 61149.4728 | 64812.6661 | 56489.6263 | 53617.5922 | 45674.5083
FUELCOST - Fuel Cost
MEAN | [5 empty] | 197712.5886 | 164766.0607 | 142208.1321 | 116561.9435 | 115830.8768 | 128450.4071 | 115885.9666 | 119308.0168 | 118364.2811 | 114277.9788 | 118339.2669 | 116648.7118 | 109831.5496 | 108974.2038 | 97315.3838
P5 | [5 empty] | 93491.9793 | 75849.5702 | 77991.6765 | 58443.6052 | 69448.5867 | 78047.2204 | 70483.7585 | 76726.0906 | 64687.8936 | 65076.9412 | 68140.0179 | 74484.3032 | 70676.97 | 72858.0099 | 60365.3352
P95 | [5 empty] | 311460.8393 | 267217.1094 | 270272.4705 | 222281.7503 | 187457.1332 | 207400.0325 | 181716.3103 | 182929.2167 | 196836.6007 | 178277.6897 | 174586.235 | 178900.7111 | 164459.4248 | 155165.9449 | 143657.9157
NETPOS - Net Position (MWh)
MEAN | [5 empty] | 13400.6688 | 10508.8346 | 8813.7002 | 6855.9318 | 6809.2728 | 7329.1187 | 6444.9644 | 6560.5138 | 6311.2947 | 5987.1865 | 6071.8098 | 5879.9567 | 5284.6993 | 5150.1574 | 4411.1922
P5 | [5 empty] | 8969.5988 | 7180.4252 | 6247.5 | 4742.4 | 5215.54 | 5690.37 | 4934.88 | 5182.16 | 4751.7 | 4333.725 | 4468.8 | 4580.94 | 4229.375 | 4065.39 | 3440.2
P95 | [5 empty] | 17745.5145 | 13730.9022 | 12339.3284 | 9580.5587 | 8923.25 | 9343.81 | 8135.4118 | 8279.64 | 7954.6904 | 7733.24 | 7207.678 | 7634.9 | 6649.75 | 6307.21 | 5369.05
NETREVENUE - Net Revenue $
MEAN | [5 empty] | 87201.6672 | 63687.3528 | 51231.2104 | 38099.6096 | 45109.6594 | 45139.948 | 45468.0719 | 47834.2109 | 47233.884 | 46835.5589 | 51508.5064 | 46007.3428 | 39166.1872 | 37827.9982 | 33319.0453
P5 | [5 empty] | 31735.9647 | 19908.1616 | 19172.6791 | 12307.5628 | 24192.6541 | 18290.2334 | 19882.0974 | 22399.1073 | 23251.9847 | 21677.7829 | 26888.1191 | 24216.2558 | 18206.7603 | 19058.629 | 15041.0633
P95 | [5 empty] | 140727.0115 | 116210.5991 | 98818.4682 | 78897.2495 | 77106.8394 | 89958.5081 | 71226.3961 | 74000.9233 | 77713.1008 | 82005.3595 | 78039.9212 | 81087.7702 | 63772.8528 | 58826.2319 | 53303.9507
STARTS - Number Starts
MEAN | [5 empty] | 137.52 | 125.24 | 111.3 | 94.08 | 93.38 | 101.16 | 89.17 | 91.82 | 88.39 | 86.54 | 82.09 | 82.88 | 76.38 | 74.31 | 67.46
P5 | [5 empty] | 110.5 | 104.5 | 89.5 | 74.5 | 76 | 81 | 71 | 75.5 | 69 | 67 | 61.5 | 66 | 58.5 | 58.5 | 51.5
P95 | [5 empty] | 166.5 | 148.5 | 132 | 115 | 110.5 | 119.5 | 109.5 | 110 | 106.5 | 106 | 102.5 | 100.5 | 90.5 | 91.5 | 86
VOMCOSTS - VOM Costs
MEAN | [5 empty] | 9380.4681 | 7461.2726 | 6345.8641 | 5073.3895 | 5106.9546 | 5643.4214 | 5027.0722 | 5248.411 | 5175.2616 | 4969.3648 | 5161.0383 | 5115.5623 | 4650.5354 | 4635.1417 | 4058.2968
P5 | [5 empty] | 6278.7192 | 5098.1019 | 4498.2 | 3509.376 | 3911.655 | 4381.5849 | 3849.2064 | 4145.728 | 3896.394 | 3596.9918 | 3798.48 | 3985.4178 | 3721.85 | 3658.851 | 3164.984
P95 | [5 empty] | 12421.8602 | 9748.9405 | 8884.3165 | 7089.6134 | 6692.4375 | 7194.7337 | 6345.6212 | 6623.712 | 6522.8461 | 6418.5892 | 6126.5263 | 6642.363 | 5851.78 | 5676.489 | 4939.526
15554: New 2024JAN 18V50DF_NG_B #5
CAPACITYFACTOR - Net Generation Capacity Factor
MEAN | [5 empty] | 0.21802 | 0.17031 | 0.14222 | 0.10974 | 0.10899 | 0.12084 | 0.10622 | 0.10756 | 0.10404 | 0.097255 | 0.098162 | 0.095733 | 0.085847 | 0.084189 | 0.074338
P5 | [5 empty] | 0.1424 | 0.11757 | 0.099329 | 0.074147 | 0.081292 | 0.096732 | 0.083351 | 0.083287 | 0.076751 | 0.072065 | 0.074165 | 0.074914 | 0.070265 | 0.064968 | 0.056751
P95 | [5 empty] | 0.2946 | 0.22691 | 0.19565 | 0.15846 | 0.14591 | 0.15139 | 0.13347 | 0.13576 | 0.13033 | 0.12814 | 0.11764 | 0.12312 | 0.10666 | 0.10587 | 0.090596
CO2EMISSIONS - CO2 Emissions
MEAN | [5 empty] | 6950.202 | 5406.6159 | 4511.562 | 3463.4892 | 3483.4574 | 3827.8889 | 3361.5125 | 3433.2391 | 3272.9021 | 3090.672 | 3139.9137 | 3051.1186 | 2736.6382 | 2675.1528 | 2352.3251
P5 | [5 empty] | 4535.6386 | 3741.1613 | 3143.1265 | 2334.3318 | 2587.784 | 3062.9878 | 2645.0469 | 2679.9561 | 2424.2049 | 2288.2149 | 2390.2444 | 2389.0875 | 2238.7038 | 2050.7805 | 1805.4998
P95 | [5 empty] | 9376.0059 | 7220.2695 | 6168.7441 | 4968.5127 | 4619.1352 | 4837.099 | 4206.7693 | 4334.5507 | 4114.2626 | 4040.3338 | 3766.4028 | 3899.4828 | 3390.6582 | 3354.2426 | 2855.8146
FUELCONSUMED - Fuel Consumed
MEAN | [5 empty] | 113751.2597 | 88487.9851 | 73838.9845 | 56685.5848 | 57012.3968 | 62649.5732 | 55016.5716 | 56190.4926 | 53566.3192 | 50583.8295 | 51389.7504 | 49936.4749 | 44789.4961 | 43783.1881 | 38499.5922
P5 | [5 empty] | 74233.0383 | 61230.1357 | 51442.3315 | 38205.1023 | 42353.2572 | 50130.733 | 43290.4565 | 43861.8022 | 39676.021 | 37450.3264 | 39120.2028 | 39101.2678 | 36639.9969 | 33564.3283 | 29549.9152
P95 | [5 empty] | 153453.4523 | 118171.3511 | 100961.4418 | 81317.7197 | 75599.5938 | 79166.9238 | 68850.5611 | 70941.9105 | 67336.5395 | 66126.5763 | 61643.2536 | 63821.3227 | 55493.5875 | 54897.5878 | 46740.0101
FUELCOST - Fuel Cost
MEAN | [5 empty] | 197159.7828 | 163163.8454 | 140420.0893 | 113683.0847 | 114051.5742 | 128826.1987 | 115654.6194 | 120462.2911 | 118686.2061 | 114082.2329 | 118076.7542 | 116644.0197 | 109700.7121 | 109303.9605 | 99744.1979
P5 | [5 empty] | 92214.0248 | 76964.41 | 74548.5916 | 55995.4728 | 67231.3863 | 82422.2267 | 71292.4937 | 76205.5997 | 64222.1843 | 66304.6824 | 67992.4045 | 74335.1833 | 72692.7939 | 72747.259 | 60909.6191
P95 | [5 empty] | 314895.6936 | 259747.2494 | 270230.7475 | 221109.216 | 186814.7223 | 205267.2534 | 181881.9496 | 191322.3024 | 196132.0516 | 181264.1443 | 174173.0273 | 178158.0323 | 159644.2605 | 158142.3125 | 144171.1497
NETPOS - Net Position (MWh)
MEAN | [5 empty] | 13368.0799 | 10394.5993 | 8667.831 | 6649.3996 | 6683.3843 | 7339.0525 | 6439.5471 | 6638.4066 | 6323.9468 | 5966.8917 | 6057.8496 | 5882.3772 | 5272.4068 | 5150.3247 | 4525.6123
P5 | [5 empty] | 8726.73 | 7193.39 | 6039.25 | 4481.7973 | 4965.0881 | 5872.86 | 5067.36 | 5182.16 | 4684.3 | 4417.875 | 4611.6 | 4606.11 | 4313.125 | 3948.28 | 3473.6
P95 | [5 empty] | 18026.842 | 13881.69 | 11851.8052 | 9536.8438 | 8861.165 | 9273.665 | 8057.8126 | 8380.78 | 7948.77 | 7800.705 | 7265.86 | 7517.3 | 6532.5 | 6457.78 | 5494.3
NETREVENUE - Net Revenue $
MEAN | [5 empty] | 87181.8404 | 63914.4747 | 51709.8842 | 39341.0318 | 45923.5557 | 44887.9578 | 45386.4732 | 46818.0725 | 47225.4785 | 46962.9354 | 51414.9579 | 45635.5666 | 39314.2868 | 37952.7621 | 32692.6546
P5 | [5 empty] | 32294.0719 | 19394.3687 | 21123.5557 | 13771.1733 | 23750.2277 | 17994.0314 | 19025.8903 | 21479.3887 | 23984.6492 | 22219.8863 | 26173.7086 | 24554.4507 | 18822.3409 | 18862.1511 | 14866.6912
P95 | [5 empty] | 139642.192 | 113249.316 | 95795.2066 | 80073.0002 | 79407.5244 | 87601.8942 | 71921.1425 | 72168.3868 | 79489.9602 | 83222.6144 | 79328.0751 | 79282.6837 | 61859.4024 | 58760.8143 | 53168.3758
STARTS - Number Starts
MEAN | [5 empty] | 138.23 | 124.55 | 110.05 | 91.61 | 91.89 | 101.44 | 88.74 | 91.96 | 89 | 85.43 | 82.44 | 83.16 | 75.77 | 74.33 | 68.13
P5 | [5 empty] | 109 | 102.5 | 85.5 | 71 | 75 | 82.5 | 71 | 76 | 66.5 | 66 | 60 | 69 | 58.5 | 58 | 52
P95 | [5 empty] | 170.5 | 145.5 | 130.5 | 113.5 | 109.5 | 123 | 109.5 | 108 | 110.5 | 109.5 | 100.5 | 99.5 | 91.5 | 91 | 84.5
VOMCOSTS - VOM Costs
MEAN | [5 empty] | 9357.6559 | 7380.1655 | 6240.8383 | 4920.5557 | 5012.5382 | 5651.0705 | 5022.8467 | 5310.7252 | 5185.6364 | 4952.5201 | 5149.1721 | 5117.6682 | 4639.718 | 4635.2922 | 4163.5633
P5 | [5 empty] | 6108.711 | 5107.3069 | 4348.26 | 3316.53 | 3723.8161 | 4522.1022 | 3952.5408 | 4145.728 | 3841.126 | 3666.8362 | 3919.86 | 4007.3157 | 3795.55 | 3553.452 | 3195.712
P95 | [5 empty] | 12618.7894 | 9855.9999 | 8533.2997 | 7057.2644 | 6645.8737 | 7140.7221 | 6285.0938 | 6704.624 | 6517.9914 | 6474.5851 | 6175.981 | 6540.051 | 5748.6 | 5812.002 | 5054.756
15554: New 2024JAN 18V50DF_NG_B #6
CAPACITYFACTOR - Net Generation Capacity Factor
MEAN | [5 empty] | 0.21782 | 0.17105 | 0.13973 | 0.10719 | 0.10538 | 0.11704 | 0.10712 | 0.10986 | 0.10557 | 0.097519 | 0.098401 | 0.096058 | 0.085557 | 0.083399 | 0.074406
P5 | [5 empty] | 0.14315 | 0.12331 | 0.094155 | 0.071272 | 0.080151 | 0.092309 | 0.0833 | 0.086426 | 0.076268 | 0.070229 | 0.073336 | 0.074043 | 0.068145 | 0.064887 | 0.057632
P95 | [5 empty] | 0.29179 | 0.22488 | 0.19451 | 0.15727 | 0.14448 | 0.15135 | 0.1332 | 0.13398 | 0.1294 | 0.12797 | 0.11629 | 0.12358 | 0.10711 | 0.10451 | 0.090977
CO2EMISSIONS - CO2 Emissions
MEAN | [5 empty] | 6946.3954 | 5436.6833 | 4432.2801 | 3384.7962 | 3373.3969 | 3704.2535 | 3388.7747 | 3508.4227 | 3321.0377 | 3096.0521 | 3151.6414 | 3061.3534 | 2726.4911 | 2653.2476 | 2351.6705
P5 | [5 empty] | 4543.4145 | 3906.2417 | 3004.3954 | 2257.4682 | 2562.4275 | 2887.9481 | 2627.759 | 2737.0525 | 2402.4045 | 2227.1959 | 2372.8291 | 2349.9221 | 2156.1109 | 2059.4702 | 1827.2005
P95 | [5 empty] | 9424.5594 | 7158.9218 | 6199.897 | 4977.5488 | 4606.5029 | 4810.4642 | 4210.9975 | 4281.8191 | 4093.933 | 4062.499 | 3722.5118 | 3920.8885 | 3421.0872 | 3308.796 | 2890.5358
FUELCONSUMED - Fuel Consumed
MEAN | [5 empty] | 113688.9594 | 88980.0875 | 72541.4089 | 55397.646 | 55211.0788 | 60626.0802 | 55462.7606 | 57420.9942 | 54354.1363 | 50671.8832 | 51581.6917 | 50103.983 | 44623.4219 | 43424.6751 | 38488.8796
P5 | [5 empty] | 74360.3026 | 63931.9419 | 49171.7734 | 36947.1061 | 41938.2568 | 47265.9259 | 43007.5123 | 44796.276 | 39319.2222 | 36451.651 | 38835.174 | 38460.2634 | 35288.23 | 33706.55 | 29905.0825
P95 | [5 empty] | 154248.1087 | 117167.2956 | 101471.3086 | 81465.6107 | 75392.8454 | 78731.0015 | 68919.7623 | 70078.873 | 67003.8127 | 66489.3459 | 60924.906 | 64171.6617 | 55991.6069 | 54153.7803 | 47308.2777
FUELCOST - Fuel Cost
MEAN | [5 empty] | 197436.9956 | 163943.0105 | 138518.25 | 111321.5648 | 111065.6519 | 125147.6833 | 116431.388 | 122843.8398 | 119983.1571 | 114361.6579 | 118436.5199 | 117175.3427 | 109221.758 | 108468.298 | 99803.2299
P5 | [5 empty] | 89669.0946 | 77670.2375 | 72519.6614 | 52770.927 | 67329.2858 | 75060.9872 | 72379.1286 | 77000.2517 | 64835.0298 | 63621.1782 | 68613.4687 | 71052.0958 | 70411.0684 | 71403.0343 | 61470.1176
P95 | [5 empty] | 314640.3131 | 263096.3947 | 273794.0402 | 220788.8494 | 184367.7596 | 208130.9028 | 176027.5706 | 185216.155 | 198741.6509 | 186543.8842 | 174474.4782 | 184191.3553 | 163687.9021 | 158140.7238 | 145351.2299
NETPOS - Net Position (MWh)
MEAN | [5 empty] | 13360.7314 | 10452.3998 | 8515.3659 | 6498.5517 | 6472.0303 | 7101.876 | 6491.7472 | 6783.8274 | 6416.9909 | 5977.2569 | 6080.4888 | 5902.1916 | 5252.8797 | 5108.168 | 4524.3612
P5 | [5 empty] | 8741.5606 | 7509.9388 | 5772.69 | 4334.4402 | 4916.56 | 5536.84 | 5034.24 | 5291.74 | 4642.175 | 4300.065 | 4578 | 4530.6 | 4154 | 3965.01 | 3515.35
P95 | [5 empty] | 18118.597 | 13762.7068 | 11911.76 | 9555.17 | 8836.115 | 9219.8281 | 8064.16 | 8279.64 | 7909.7632 | 7842.6742 | 7182 | 7559.39 | 6591.125 | 6369.875 | 5561.1
NETREVENUE - Net Revenue $
MEAN | [5 empty] | 87731.6004 | 63673.8606 | 52766.0524 | 39905.8495 | 46929.6716 | 45737.5872 | 44935.1522 | 46549.0704 | 46478.1406 | 47000.4624 | 51710.8768 | 45665.5295 | 39312.6364 | 38274.7131 | 32361.6126
P5 | [5 empty] | 32014.7561 | 17763.471 | 21767.2152 | 14092.8953 | 24208.8031 | 19652.9556 | 20108.6678 | 20750.3347 | 22710.7288 | 21983.5453 | 27129.5624 | 23881.1607 | 18598.8433 | 20007.9122 | 14717.7478
P95 | [5 empty] | 143995.31 | 110869.4115 | 102024.0573 | 81921.7317 | 79433.6257 | 89563.5532 | 72330.241 | 74326.9541 | 75989.9005 | 79924.1846 | 79354.7922 | 81019.1162 | 62989.267 | 59239.88 | 53429.7911
STARTS - Number Starts
MEAN | [5 empty] | 138.2 | 124.92 | 107.97 | 90.85 | 89.64 | 99.35 | 89.8 | 92.85 | 89.94 | 85.25 | 83.06 | 83.17 | 75.66 | 74.52 | 69.02
P5 | [5 empty] | 112.5 | 105.5 | 84 | 69 | 72.5 | 77 | 73.5 | 73.5 | 70 | 64 | 61 | 65.5 | 59 | 60 | 54
P95 | [5 empty] | 168.5 | 149.5 | 127.5 | 113 | 108.5 | 124 | 108 | 113.5 | 108 | 107 | 104 | 103 | 90 | 93 | 86.5
VOMCOSTS - VOM Costs
MEAN | [5 empty] | 9352.512 | 7421.2038 | 6131.0634 | 4808.9283 | 4854.0227 | 5468.4445 | 5063.5628 | 5427.062 | 5261.9326 | 4961.1232 | 5168.4155 | 5134.9067 | 4622.5341 | 4597.3512 | 4162.4123
P5 | [5 empty] | 6119.0924 | 5332.0565 | 4156.3368 | 3207.4858 | 3687.42 | 4263.3668 | 3926.7072 | 4233.392 | 3806.5835 | 3569.0539 | 3891.3 | 3941.622 | 3655.52 | 3568.509 | 3234.122
P95 | [5 empty] | 12683.0179 | 9771.5218 | 8576.4672 | 7070.8258 | 6627.0863 | 7099.2677 | 6290.0448 | 6623.712 | 6486.0058 | 6509.4196 | 6104.7 | 6576.6693 | 5800.19 | 5732.8875 | 5116.212
15554: New 2024JAN 18V50DF_NG_B #7
CAPACITYFACTOR - Net Generation Capacity Factor
MEAN | [5 empty] | 0.21501 | 0.16994 | 0.13788 | 0.10642 | 0.10403 | 0.11507 | 0.10649 | 0.11001 | 0.10787 | 0.098355 | 0.099554 | 0.096027 | 0.085954 | 0.084505 | 0.07412
P5 | [5 empty] | 0.14228 | 0.12198 | 0.093693 | 0.068001 | 0.078484 | 0.090126 | 0.081934 | 0.087963 | 0.078192 | 0.07003 | 0.074542 | 0.07463 | 0.067839 | 0.067703 | 0.059319
P95 | [5 empty] | 0.28605 | 0.22488 | 0.19896 | 0.15585 | 0.14225 | 0.14965 | 0.13638 | 0.1325 | 0.13275 | 0.12658 | 0.11615 | 0.12218 | 0.10419 | 0.10264 | 0.091091
CO2EMISSIONS - CO2 Emissions
MEAN | [5 empty] | 6850.5163 | 5390.102 | 4380.4834 | 3360.822 | 3328.7684 | 3641.0752 | 3373.3016 | 3513.6186 | 3384.2459 | 3125.0308 | 3188.7082 | 3058.3191 | 2739.6332 | 2687.3984 | 2343.8583
P5 | [5 empty] | 4507.6699 | 3874.5326 | 2969.1793 | 2147.4094 | 2511.9646 | 2846.6751 | 2593.1832 | 2819.6281 | 2441.6452 | 2222.8374 | 2407.6597 | 2389.0875 | 2151.7639 | 2159.4023 | 1866.2618
P95 | [5 empty] | 9129.4404 | 7134.2228 | 6373.794 | 4955.5319 | 4562.1598 | 4754.1485 | 4317.6501 | 4269.4341 | 4140.4231 | 4014.1828 | 3732.278 | 3871.6179 | 3299.3712 | 3293.4144 | 2890.5358
FUELCONSUMED - Fuel Consumed
MEAN | [5 empty] | 112119.7429 | 88217.7082 | 71693.6721 | 55005.2699 | 54480.6606 | 59592.0655 | 55209.519 | 57506.0322 | 55388.6404 | 51146.1675 | 52188.3509 | 50054.3227 | 44838.5144 | 43983.6065 | 38361.0194
P5 | [5 empty] | 73775.2852 | 63412.9726 | 48595.4053 | 35145.8165 | 41112.3506 | 46590.427 | 42441.624 | 46147.7594 | 39961.46 | 36380.317 | 39405.2316 | 39101.2678 | 35217.0844 | 35342.0999 | 30544.3835
P95 | [5 empty] | 149418.0094 | 116763.0575 | 104317.4144 | 81105.269 | 74667.0991 | 77809.3044 | 70665.304 | 69876.1718 | 67764.698 | 65698.5726 | 61084.7471 | 63365.2684 | 53999.5294 | 53902.0357 | 47308.2777
FUELCOST - Fuel Cost
MEAN | [5 empty] | 194811.3993 | 162563.1511 | 137245.9432 | 110771.9657 | 109796.111 | 123434.2995 | 116277.8304 | 122939.2959 | 122249.9512 | 115068.4802 | 119666.573 | 116974.2339 | 109640.773 | 109812.8998 | 99599.5067
P5 | [5 empty] | 91014.6467 | 80189.9392 | 70894.5748 | 49958.3434 | 66633.9737 | 73908.8386 | 69186.9098 | 79057.752 | 65267.0413 | 64295.2122 | 69599.675 | 73170.1776 | 72210.4433 | 73601.5378 | 61736.8427
P95 | [5 empty] | 311944.7327 | 256549.6308 | 274652.1351 | 221460.3785 | 182477.6617 | 209153.9747 | 188108.4088 | 188970.7022 | 198771.0034 | 189925.8415 | 171942.217 | 178660.6647 | 159355.5007 | 153033.7787 | 148399.033
NETPOS - Net Position (MWh)
MEAN | [5 empty] | 13176.2077 | 10362.8764 | 8415.8904 | 6452.3511 | 6386.4083 | 6980.8439 | 6462.2295 | 6793.9381 | 6539.0945 | 6033.2682 | 6151.9609 | 5896.344 | 5278.1668 | 5173.9169 | 4509.3312
P5 | [5 empty] | 8672.5262 | 7449.5869 | 5704.8989 | 4122.8151 | 4819.1629 | 5458.11 | 4968 | 5452.24 | 4718 | 4291.65 | 4645.2 | 4606.11 | 4145.625 | 4157.405 | 3590.5
P95 | [5 empty] | 17550.7512 | 13716.3814 | 12245.9832 | 9513.71 | 8753.47 | 9113.5959 | 8271.72 | 8254.04 | 7999.32 | 7750.215 | 7198.38 | 7464.1055 | 6356.625 | 6340.67 | 5561.1
NETREVENUE - Net Revenue $
MEAN | [5 empty] | 88091.472 | 63550.9934 | 53533.6345 | 40255.8715 | 47583.7051 | 46729.1279 | 45408.1933 | 45851.4936 | 46095.6239 | 46413.4969 | 51210.2614 | 45715.5999 | 38946.7418 | 38081.0302 | 33068.7742
P5 | [5 empty] | 32414.201 | 18652.1571 | 24601.3381 | 14527.6627 | 24102.3822 | 21956.8013 | 20322.5527 | 19681.4744 | 20853.2955 | 21677.8498 | 27191.188 | 24899.685 | 19290.9949 | 19788.7103 | 15046.9945
P95 | [5 empty] | 143733.8408 | 115102.9087 | 101970.5339 | 80999.0982 | 80912.8241 | 90541.3823 | 73506.7644 | 72754.6164 | 78788.9945 | 81222.8997 | 74851.532 | 78459.3547 | 62623.549 | 59750.4401 | 53650.9451
STARTS - Number Starts
MEAN | [5 empty] | 137.48 | 124.57 | 106.77 | 90.6 | 88.07 | 98.22 | 89.18 | 94.92 | 91.22 | 86.11 | 83.82 | 83.35 | 76.95 | 75.03 | 68.13
P5 | [5 empty] | 107.5 | 105 | 80 | 68 | 69.5 | 80.5 | 71 | 76.5 | 71 | 66.5 | 61 | 64 | 61.5 | 61 | 54
P95 | [5 empty] | 167 | 148.5 | 128 | 111.5 | 107 | 122.5 | 108.5 | 114.5 | 111 | 107 | 105 | 100.5 | 91 | 92 | 83
VOMCOSTS - VOM Costs
MEAN | [5 empty] | 9223.3454 | 7357.6422 | 6059.4411 | 4774.7398 | 4789.8062 | 5375.2498 | 5040.539 | 5435.1505 | 5362.0575 | 5007.6126 | 5229.1668 | 5129.8193 | 4644.7868 | 4656.5252 | 4148.5847
P5 | [5 empty] | 6070.7684 | 5289.2067 | 4107.5272 | 3050.8832 | 3614.3722 | 4202.7447 | 3875.04 | 4361.792 | 3868.76 | 3562.0695 | 3948.42 | 4007.3157 | 3648.15 | 3741.6645 | 3303.26
P95 | [5 empty] | 12285.5258 | 9738.6308 | 8817.1079 | 7040.1454 | 6565.1025 | 7017.4689 | 6451.9416 | 6603.232 | 6559.4424 | 6432.6785 | 6118.623 | 6493.7718 | 5593.83 | 5706.603 | 5116.212
15554: New 2024JAN 18V50DF_NG_B #8
CAPACITYFACTOR - Net Generation Capacity Factor
MEAN | [5 empty] | 0.21374 | 0.16932 | 0.13762 | 0.10741 | 0.10366 | 0.11225 | 0.1054 | 0.11007 | 0.10863 | 0.10086 | 0.10027 | 0.097155 | 0.087921 | 0.085761 | 0.074267
P5 | [5 empty] | 0.14104 | 0.12433 | 0.093696 | 0.070098 | 0.077849 | 0.08853 | 0.080902 | 0.087044 | 0.078834 | 0.073436 | 0.071598 | 0.078865 | 0.069153 | 0.06919 | 0.055918
P95 | [5 empty] | 0.28586 | 0.22466 | 0.19755 | 0.15783 | 0.14065 | 0.14652 | 0.13493 | 0.13733 | 0.13263 | 0.12919 | 0.11799 | 0.12419 | 0.10779 | 0.10286 | 0.092684
CO2EMISSIONS - CO2 Emissions
MEAN | [5 empty] | 6805.7563 | 5379.6842 | 4368.0364 | 3391.9712 | 3316.9737 | 3554.2393 | 3334.5679 | 3518.1951 | 3414.8734 | 3207.0649 | 3210.5106 | 3093.603 | 2805.5941 | 2728.7685 | 2349.9761
P5 | [5 empty] | 4455.1302 | 3923.4453 | 2978.2859 | 2207.7644 | 2480.1874 | 2775.4655 | 2549.9635 | 2775.9806 | 2472.1658 | 2327.4415 | 2290.1066 | 2523.9904 | 2199.5808 | 2185.4715 | 1766.4385
P95 | [5 empty] | 9152.3951 | 7178.8644 | 6256.6074 | 4974.0568 | 4510.6343 | 4647.8535 | 4244.5257 | 4382.2084 | 4164.228 | 4099.3488 | 3772.7571 | 3955.7022 | 3447.5245 | 3276.0349 | 2925.2569
FUELCONSUMED - Fuel Consumed
MEAN | [5 empty] | 111387.1736 | 88047.2046 | 71489.9572 | 55515.0769 | 54287.6212 | 58170.8565 | 54575.58 | 57580.9349 | 55889.9082 | 52488.7878 | 52545.1811 | 50631.801 | 45918.0701 | 44660.6962 | 38461.1467
P5 | [5 empty] | 72915.3884 | 64213.5066 | 48744.4508 | 36133.6237 | 40592.2654 | 45424.9668 | 41734.2636 | 45433.3978 | 40460.9783 | 38092.332 | 37481.2872 | 41309.1718 | 35999.6862 | 35768.7651 | 28910.6142
P95 | [5 empty] | 149793.7004 | 117493.6895 | 102399.4672 | 81408.4578 | 73823.8018 | 76069.6148 | 69468.5061 | 71721.9046 | 68154.3049 | 67092.4518 | 61747.2516 | 64741.4434 | 56424.2966 | 53617.5922 | 47876.5453
FUELCOST - Fuel Cost
MEAN | [5 empty] | 193794.2204 | 162444.3752 | 136782.653 | 111490.7129 | 109384.2085 | 120547.2622 | 114967.4834 | 123111.3808 | 123233.9271 | 117916.4204 | 120302.4822 | 118140.7379 | 112166.0766 | 111439.9307 | 99993.6368
P5 | [5 empty] | 89536.5834 | 78831.9068 | 71931.3783 | 53242.3205 | 63563.7025 | 72787.7868 | 70754.1152 | 76287.3802 | 66111.2004 | 63611.4027 | 67551.1135 | 76924.5087 | 72405.2179 | 76752.2187 | 58472.4851
P95 | [5 empty] | 304150.4947 | 262347.6669 | 268419.9468 | 220575.1561 | 185422.1221 | 200276.1548 | 179880.6516 | 188140.4609 | 196755.9868 | 187618.9471 | 173525.832 | 181952.8001 | 160310.7766 | 163947.2427 | 149350.517
NETPOS - Net Position (MWh)
MEAN | [5 empty] | 13090.2136 | 10343.1441 | 8392.2105 | 6512.24 | 6363.9125 | 6814.3735 | 6387.986 | 6802.7565 | 6598.3337 | 6191.5422 | 6194.0485 | 5964.3601 | 5405.2429 | 5253.5488 | 4521.1107
P5 | [5 empty] | 8572.23 | 7543.88 | 5722.4829 | 4238.5994 | 4758.765 | 5321.17 | 4885.2 | 5367.84 | 4776.975 | 4493.61 | 4418.4 | 4866.2 | 4237.75 | 4207.595 | 3398.45
P95 | [5 empty] | 17597.6816 | 13802.485 | 12019.91 | 9548.6628 | 8652.9002 | 8910.1397 | 8130.82 | 8473.76 | 8045.73 | 7914.235 | 7278.53 | 7626.51 | 6641.24 | 6307.21 | 5627.9
NETREVENUE - Net Revenue $
MEAN | [5 empty] | 88807.5498 | 64069.4416 | 53907.4022 | 40297.6951 | 47598.9477 | 47000.8205 | 45413.4338 | 46225.2474 | 45738.9022 | 45646.2282 | 50587.8411 | 45412.4564 | 38885.2192 | 37600.706 | 32823.0847
P5 | [5 empty] | 34002.2339 | 17295.349 | 23624.2771 | 14912.7372 | 23657.6339 | 22087.3491 | 20944.7089 | 20342.6272 | 21186.9493 | 21080.8798 | 26930.5547 | 23437.5903 | 18431.8888 | 18888.1604 | 14980.1202
P95 | [5 empty] | 142803.9246 | 115772.6777 | 101954.1412 | 83742.4027 | 79696.1852 | 86261.2405 | 72610.2245 | 73083.157 | 77966.593 | 81980.1235 | 77710.0934 | 80901.4657 | 63895.3182 | 57293.8552 | 53664.9335
STARTS - Number Starts
MEAN | [5 empty] | 136.72 | 124.06 | 106.85 | 91.17 | 88.09 | 96.69 | 89.13 | 93.89 | 92.24 | 88.82 | 84.17 | 84.19 | 77.21 | 76.15 | 68.45
P5 | [5 empty] | 111.5 | 102.5 | 83 | 72 | 71.5 | 78.5 | 73 | 75 | 72 | 69 | 62.5 | 68.5 | 58.5 | 61.5 | 52
P95 | [5 empty] | 166 | 146.5 | 128 | 110 | 106.5 | 120.5 | 107.5 | 113 | 109 | 110 | 103 | 103 | 91.5 | 94.5 | 86.5
VOMCOSTS - VOM Costs
MEAN | [5 empty] | 9163.1495 | 7343.6323 | 6042.3916 | 4819.0576 | 4772.9343 | 5247.0676 | 4982.6291 | 5442.2052 | 5410.6336 | 5138.98 | 5264.9412 | 5188.9933 | 4756.6137 | 4728.1939 | 4159.4219
P5 | [5 empty] | 6000.561 | 5356.1548 | 4120.1877 | 3136.5636 | 3569.0738 | 4097.3009 | 3810.456 | 4294.272 | 3917.1195 | 3729.6963 | 3755.64 | 4233.594 | 3729.22 | 3786.8355 | 3126.574
P95 | [5 empty] | 12318.3771 | 9799.7643 | 8654.3352 | 7066.0105 | 6489.6752 | 6860.8076 | 6342.0396 | 6779.008 | 6597.4986 | 6568.8151 | 6186.7505 | 6635.0637 | 5844.2912 | 5676.489 | 5177.668
15554: New 2024JAN J920_A #1
CAPACITYFACTOR - Net Generation Capacity Factor
MEAN | [5 empty] | 0.54636 | 0.36541 | 0.3127 | 0.26819 | 0.25113 | 0.2608 | 0.23474 | 0.24236 | 0.23666 | 0.2245 | 0.21395 | 0.21136 | 0.19442 | 0.18642 | 0.17323
P5 | [5 empty] | 0.50837 | 0.32271 | 0.27811 | 0.23732 | 0.22346 | 0.23442 | 0.20335 | 0.21737 | 0.20695 | 0.20242 | 0.19061 | 0.19166 | 0.17346 | 0.16429 | 0.15139
P95 | [5 empty] | 0.58682 | 0.40638 | 0.35206 | 0.32076 | 0.28429 | 0.2921 | 0.26992 | 0.27011 | 0.26326 | 0.25199 | 0.23637 | 0.23293 | 0.2162 | 0.20958 | 0.19333
CO2EMISSIONS - CO2 Emissions
MEAN | [5 empty] | 8900.8459 | 5832.0728 | 4992.7075 | 4258.7568 | 4043.7705 | 4149.9067 | 3730.07 | 3888.8056 | 3740.382 | 3589.8307 | 3446.0924 | 3384.7452 | 3115.0796 | 2981.532 | 2757.4056
P5 | [5 empty] | 8268.4808 | 5138.4886 | 4430.8894 | 3776.8908 | 3571.3436 | 3704.4816 | 3226.1396 | 3498.7802 | 3274.7599 | 3226.1982 | 3072.3807 | 3080.9965 | 2770.9532 | 2629.2453 | 2397.3428
P95 | [5 empty] | 9598.7323 | 6497.5715 | 5645.1949 | 5053.6753 | 4641.0496 | 4637.6866 | 4278.7 | 4299.8949 | 4170.1319 | 4041.5586 | 3829.5316 | 3710.4374 | 3477.9236 | 3325.4037 | 3070.9669
FUELCONSUMED - Fuel Consumed
MEAN | [5 empty] | 150861.7948 | 98848.6911 | 84622.1615 | 72182.3181 | 68538.4828 | 70337.4013 | 63221.5252 | 65911.9587 | 63396.3052 | 60844.5878 | 58408.3451 | 57368.563 | 52797.9599 | 50534.4402 | 46735.6876
P5 | [5 empty] | 140143.7425 | 87093.0274 | 75099.8198 | 64015.098 | 60531.2477 | 62787.8236 | 54680.3314 | 59301.3586 | 55504.4053 | 54681.3262 | 52074.2495 | 52220.2797 | 46965.3093 | 44563.4792 | 40632.9294
P95 | [5 empty] | 162690.3777 | 110128.3302 | 95681.2689 | 85655.5144 | 78661.8575 | 78604.8582 | 72520.3394 | 72879.5743 | 70680.2025 | 68500.9932 | 64907.315 | 62888.7699 | 58947.8574 | 56362.775 | 52050.2865
FUELCOST - Fuel Cost
MEAN | [5 empty] | 242407.2451 | 172585.6429 | 153646.6409 | 137395.667 | 132924.9653 | 141749.3738 | 130352.1906 | 138826.1531 | 136787.6848 | 133861.9262 | 131445.3279 | 131392.4861 | 126550.4309 | 124464.4715 | 119332.6502
P5 | [5 empty] | 178561.69 | 117055.3496 | 109366.7493 | 90858.9289 | 97997.5354 | 104064.5264 | 91630.624 | 102587.2263 | 96607.0871 | 97970.4528 | 92540.2115 | 95617.0695 | 93638.4963 | 94136.045 | 88171.4396
P95 | [5 empty] | 321596.6192 | 231515.186 | 232032.9098 | 224273.101 | 189760.2708 | 202846.2342 | 184537.2159 | 189194.6144 | 203907.846 | 184647.9351 | 172455.3146 | 173517.8596 | 164709.4277 | 165104.7101 | 157536.0488
NETPOS - Net Position (MWh)
MEAN | [5 empty] | 18192.9685 | 12124.4869 | 10370.8677 | 8839.8322 | 8387.4146 | 8601.2556 | 7725.4753 | 8129.2198 | 7813.8214 | 7493.3577 | 7188.0175 | 7054.729 | 6488.7882 | 6206.5591 | 5735.3332
P5 | [5 empty] | 16841.1934 | 10682.6739 | 9204.9877 | 7841.7742 | 7408.9867 | 7680.9262 | 6682.0354 | 7312.225 | 6842.4849 | 6736.2515 | 6410.3922 | 6422.32 | 5773.95 | 5474.41 | 4987.07
P95 | [5 empty] | 19635.7186 | 13505.3943 | 11722.5491 | 10479.1807 | 9619.2095 | 9601.6504 | 8851.4253 | 8981.896 | 8712.7461 | 8435.7666 | 7989.32 | 7735.76 | 7241.2389 | 6918.2891 | 6382.84
NETREVENUE - Net Revenue $
MEAN | [5 empty] | -44710.2353 | 20296.3747 | 14616.9081 | 5820.8859 | 11557.5323 | 11555.298 | 13640.5521 | 12622.5546 | 13438.4572 | 13262.6155 | 17447.652 | 14121.38 | 10960.1013 | 11002.6932 | 7627.3448
P5 | [5 empty] | -108767.7546 | -18705.7734 | -11896.7036 | -16406.5834 | -8390.9642 | -8481.5546 | -4972.3264 | -4531.2418 | -7185.3148 | -5533.8901 | -1082.0203 | -2896.6657 | -4855.5815 | -2834.9344 | -6374.3054
P95 | [5 empty] | 1893.8413 | 58402.221 | 50770.5987 | 35781.7967 | 37011.6997 | 38966.5586 | 31258.1502 | 31714.6185 | 35480.8787 | 36352.6252 | 38965.0301 | 37001.551 | 27193.1512 | 25009.7817 | 21686.0465
STARTS - Number Starts
MEAN | [5 empty] | 110.36 | 180.89 | 174.52 | 160.6 | 155.67 | 161.48 | 145.2 | 159.58 | 151.99 | 154.27 | 145.35 | 150.97 | 140.55 | 136.59 | 133.48
P5 | [5 empty] | 85 | 156.5 | 151 | 135 | 131.5 | 138.5 | 122.5 | 139 | 128 | 132 | 122 | 126 | 118.5 | 115 | 106.5
P95 | [5 empty] | 129.5 | 209 | 196.5 | 184 | 177.5 | 180.5 | 165 | 181 | 174 | 177.5 | 164.5 | 171.5 | 162 | 160 | 162
VOMCOSTS - VOM Costs
MEAN | [5 empty] | 10006.1327 | 6789.7127 | 5911.3946 | 5127.1027 | 4948.5746 | 5160.7534 | 4789.7947 | 5121.4085 | 5000.8457 | 4870.6825 | 4815.9717 | 4797.2157 | 4477.2638 | 4406.657 | 4129.4399
P5 | [5 empty] | 9262.6564 | 5982.2974 | 5246.843 | 4548.229 | 4371.3021 | 4608.5557 | 4142.862 | 4606.7018 | 4379.1903 | 4378.5635 | 4294.9628 | 4367.1776 | 3984.0255 | 3886.8311 | 3590.6904
P95 | [5 empty] | 10799.6452 | 7563.0208 | 6681.853 | 6077.9248 | 5675.3336 | 5760.9902 | 5487.8837 | 5658.5945 | 5576.1575 | 5483.2483 | 5352.8444 | 5260.3168 | 4996.4549 | 4911.9853 | 4595.6448
15554: New 2024JAN J920_A #2
CAPACITYFACTOR - Net Generation Capacity Factor
MEAN | [5 empty] | 0.55832 | 0.36248 | 0.3012 | 0.2542 | 0.24122 | 0.25176 | 0.23279 | 0.23681 | 0.22832 | 0.21447 | 0.20761 | 0.20662 | 0.1883 | 0.18034 | 0.16606
P5 | [5 empty] | 0.49519 | 0.30865 | 0.26143 | 0.22186 | 0.21322 | 0.2246 | 0.20103 | 0.20955 | 0.19893 | 0.18915 | 0.18118 | 0.18571 | 0.16362 | 0.15702 | 0.1455
P95 | [5 empty] | 0.6148 | 0.40844 | 0.34973 | 0.3125 | 0.27724 | 0.28393 | 0.26678 | 0.26886 | 0.26195 | 0.2472 | 0.23363 | 0.22906 | 0.21431 | 0.20966 | 0.18683
CO2EMISSIONS - CO2 Emissions
MEAN | [5 empty] | 9078.7691 | 5786.1777 | 4800.7202 | 4034.3428 | 3881.4694 | 4006.0935 | 3709.1627 | 3800.3466 | 3614.4698 | 3423.9812 | 3340.3328 | 3307.5289 | 3014.4435 | 2884.8309 | 2641.1765
P5 | [5 empty] | 7943.7247 | 4940.5321 | 4154.5982 | 3503.723 | 3432.5106 | 3556.961 | 3213.1567 | 3369.9992 | 3151.8504 | 3033.0498 | 2922.0723 | 2983.6561 | 2600.9787 | 2498.7955 | 2316.6093
P95 | [5 empty] | 10012.611 | 6545.6465 | 5571.9728 | 5026.9117 | 4473.0217 | 4505.8296 | 4271.1148 | 4333.9831 | 4133.8933 | 3955.8471 | 3745.7646 | 3692.6507 | 3432.796 | 3358.1884 | 2992.9331
FUELCONSUMED - Fuel Consumed
MEAN | [5 empty] | 153877.4416 | 98070.8091 | 81368.1391 | 68378.6912 | 65787.6166 | 67899.8891 | 62867.1639 | 64412.6534 | 61262.2 | 58033.5797 | 56615.8095 | 56059.8115 | 51092.2632 | 48895.4388 | 44765.7041
P5 | [5 empty] | 134639.4017 | 83737.833 | 70416.9185 | 59385.1358 | 58178.1454 | 60287.4751 | 54460.2824 | 57118.6306 | 53421.1925 | 51407.6241 | 49526.65 | 50570.4422 | 44084.3854 | 42352.4661 | 39264.5643
P95 | [5 empty] | 169705.2718 | 110943.161 | 94440.2177 | 85201.8929 | 75813.928 | 76369.9932 | 72391.7758 | 73457.3414 | 70065.9883 | 67048.2563 | 63487.535 | 62587.2996 | 58182.9831 | 56918.4473 | 50727.68
FUELCOST - Fuel Cost
MEAN | [5 empty] | 250075.33 | 173111.3576 | 148747.4964 | 130951.2685 | 127586.107 | 136979.0478 | 129823.6586 | 135764.5191 | 132467.8999 | 128014.2409 | 127801.4474 | 128732.2901 | 122906.8633 | 120937.7604 | 115067.0665
P5 | [5 empty] | 159759.4903 | 107333.469 | 99618.373 | 84440.4921 | 94024.4526 | 96281.7385 | 90168.8574 | 99700.6903 | 92146.1272 | 93322.9432 | 89663.1537 | 93927.6869 | 87566.2716 | 91202.4969 | 82846.3626
P95 | [5 empty] | 329482.7168 | 242431.7337 | 237764.3155 | 225615.0026 | 180617.7183 | 201243.0713 | 184882.7985 | 192374.4567 | 201957.0922 | 181420.6611 | 174754.0978 | 172891.0298 | 168837.4757 | 164353.5345 | 156224.274
NETPOS - Net Position (MWh)
MEAN | [5 empty] | 18577.7211 | 12029.4114 | 9973.122 | 8374.4455 | 8051.3122 | 8303.43 | 7682.2567 | 7944.4009 | 7550.714 | 7147.1226 | 6967.1186 | 6893.8356 | 6279.1424 | 6005.131 | 5493.2139
P5 | [5 empty] | 16247.1811 | 10273.4046 | 8632.335 | 7275.613 | 7122.04 | 7375.1183 | 6654.6261 | 7046.795 | 6585.96 | 6329.5069 | 6096.43 | 6214.96 | 5418.89 | 5202.8929 | 4819.01
P95 | [5 empty] | 20527.8055 | 13609.1207 | 11566.7593 | 10422.0742 | 9275.5881 | 9330.3062 | 8839.405 | 9055.93 | 8626.4689 | 8258.1347 | 7808.1169 | 7692.3943 | 7145.0246 | 6985.0253 | 6223.4368
NETREVENUE - Net Revenue $
MEAN | [5 empty] | -41530.3014 | 21240.7688 | 16203.4538 | 8657.0815 | 13629.4139 | 13849.8652 | 14165.7148 | 14335.8698 | 15726.8264 | 16094.1314 | 19552.4948 | 16270.7642 | 13345.357 | 13073.3228 | 9907.5177
P5 | [5 empty] | -76349.066 | -11338.0488 | -8610.3471 | -11889.3735 | -6433.8504 | -7311.2722 | -3892.5775 | -3201.7707 | -3866.5989 | -2829.2914 | 1101.8695 | 675.3827 | -686.5878 | 738.5661 | -2212.2093
P95 | [5 empty] | -233.4776 | 55075.0157 | 51072.9973 | 38006.6824 | 38403.5287 | 40395.6966 | 32096.8204 | 34518.3006 | 36134.6769 | 40239.1372 | 39438.5315 | 40767.3173 | 30286.0414 | 27729.1348 | 21100.9314
STARTS - Number Starts
MEAN | [5 empty] | 93.54 | 178.82 | 176.14 | 159.19 | 155.05 | 160.46 | 144.99 | 156.37 | 149.65 | 148.74 | 141.43 | 146.35 | 134.23 | 132.38 | 125.75
P5 | [5 empty] | 76 | 149 | 151.5 | 132.5 | 136.5 | 138 | 125 | 136.5 | 129.5 | 126.5 | 122 | 124 | 116 | 113.5 | 100.5
P95 | [5 empty] | 112 | 210.5 | 198.5 | 180 | 178.5 | 179 | 165.5 | 179 | 170.5 | 169 | 160 | 170 | 154 | 156 | 151
VOMCOSTS - VOM Costs
MEAN | [5 empty] | 10217.7466 | 6736.4704 | 5684.6796 | 4857.1784 | 4750.2742 | 4982.058 | 4762.9992 | 5004.9726 | 4832.457 | 4645.6297 | 4667.9695 | 4687.8082 | 4332.6082 | 4263.643 | 3955.114
P5 | [5 empty] | 8935.9496 | 5753.1066 | 4920.431 | 4219.8555 | 4202.0036 | 4425.071 | 4125.8682 | 4439.4809 | 4215.0144 | 4114.1795 | 4084.6081 | 4226.1728 | 3739.0341 | 3694.0539 | 3469.6872
P95 | [5 empty] | 11290.293 | 7621.1076 | 6593.0528 | 6044.8031 | 5472.597 | 5598.1837 | 5480.4311 | 5705.2359 | 5520.9401 | 5367.7876 | 5231.4383 | 5230.8281 | 4930.067 | 4959.368 | 4480.8745
15554: New 2024JAN J920_A #3
CAPACITYFACTOR - Net Generation Capacity Factor
MEAN | [5 empty] | 0.56707 | 0.36462 | 0.31084 | 0.25997 | 0.24158 | 0.24977 | 0.23197 | 0.23146 | 0.22231 | 0.21097 | 0.20528 | 0.20329 | 0.18654 | 0.17923 | 0.16434
P5 | [5 empty] | 0.49026 | 0.31563 | 0.26946 | 0.2249 | 0.21334 | 0.21652 | 0.20178 | 0.20323 | 0.1902 | 0.18533 | 0.18155 | 0.18359 | 0.16088 | 0.15407 | 0.14346
P95 | [5 empty] | 0.62289 | 0.41583 | 0.35966 | 0.31541 | 0.28325 | 0.28566 | 0.26898 | 0.26441 | 0.26012 | 0.24325 | 0.23008 | 0.22762 | 0.21036 | 0.20833 | 0.19023
CO2EMISSIONS - CO2 Emissions
MEAN | [5 empty] | 9239.0538 | 5827.0397 | 4950.8192 | 4126.602 | 3894.6734 | 3972.9042 | 3692.6571 | 3718.4928 | 3511.9425 | 3364.7331 | 3300.3932 | 3255.7571 | 2986.9017 | 2858.3176 | 2614.0288
P5 | [5 empty] | 7955.9157 | 5038.7034 | 4285.9125 | 3562.5144 | 3435.3285 | 3441.3713 | 3228.6994 | 3233.6886 | 3041.2855 | 2954.5921 | 2922.6422 | 2900.4054 | 2569.2309 | 2469.065 | 2301.679
P95 | [5 empty] | 10170.3568 | 6635.3781 | 5756.5067 | 5016.8189 | 4513.2117 | 4540.395 | 4279.9719 | 4254.9988 | 4082.9914 | 3850.5794 | 3695.6878 | 3643.9125 | 3367.9554 | 3314.049 | 3000.2586
FUELCONSUMED - Fuel Consumed
MEAN | [5 empty] | 156594.1329 | 98763.385 | 83912.1893 | 69942.4064 | 66011.4127 | 67337.3592 | 62587.4078 | 63025.3015 | 59524.449 | 57029.3744 | 55938.8676 | 55182.3243 | 50625.4524 | 48446.0609 | 44305.5724
P5 | [5 empty] | 134846.0297 | 85401.7522 | 72642.5844 | 60381.6007 | 58225.9068 | 58328.3269 | 54723.7186 | 54808.2812 | 51547.2126 | 50077.8315 | 49536.3077 | 49159.4137 | 43546.2866 | 41848.5586 | 39011.5082
P95 | [5 empty] | 172378.9283 | 112464.0354 | 97567.9094 | 85030.8289 | 76495.1131 | 76955.8482 | 72541.8961 | 72118.624 | 69203.2445 | 65264.0583 | 62638.777 | 61761.2289 | 57083.9905 | 56170.3225 | 50851.8407
FUELCOST - Fuel Cost
MEAN | [5 empty] | 254756.9323 | 174015.5027 | 153771.7549 | 133773.9053 | 128487.8426 | 136252.1725 | 129159.3559 | 132962.5226 | 129053.6175 | 125964.4938 | 126263.3348 | 126720.4971 | 121840.7085 | 119922.1158 | 113833.7671
P5 | [5 empty] | 163327.0825 | 107163.2773 | 102912.7877 | 86816.8937 | 94330.4327 | 94291.7787 | 89694.8608 | 96306.2583 | 85755.8797 | 87535.4816 | 86724.8277 | 89811.7146 | 88141.2005 | 89504.2208 | 81924.8146
P95 | [5 empty] | 332647.3935 | 241514.2741 | 245694.5096 | 224420.0036 | 186458.7433 | 203135.2788 | 187602.7999 | 190154.6568 | 199018.128 | 175246.7311 | 173812.0951 | 170530.6624 | 162145.0662 | 164491.9767 | 154423.0277
NETPOS - Net Position (MWh)
MEAN | [5 empty] | 18894.5544 | 12114.3357 | 10284.4958 | 8566.0611 | 8078.8252 | 8234.6207 | 7648.412 | 7773.5469 | 7336.6424 | 7023.6512 | 6884.0386 | 6786.1037 | 6221.7308 | 5949.8799 | 5436.8101
P5 | [5 empty] | 16301.3926 | 10477.6315 | 8904.8681 | 7396.2907 | 7127.1587 | 7135.8364 | 6687.3711 | 6761.7265 | 6354.7514 | 6169.5 | 6098.2055 | 6044.4887 | 5352.955 | 5140.225 | 4787.07
P95 | [5 empty] | 20776.7427 | 13796.7291 | 11948.8867 | 10401.2101 | 9353.5989 | 9401.9463 | 8852.9609 | 8892.0741 | 8527.4949 | 8034.4439 | 7710.4532 | 7596.3772 | 7012.905 | 6893.4002 | 6239.71
NETREVENUE - Net Revenue $
MEAN | [5 empty] | -45757.1133 | 20958.9764 | 15109.3526 | 7655.0832 | 13341.7522 | 13711.8648 | 14345.0427 | 15036.1902 | 16625.2291 | 17011.0318 | 20375.8047 | 16816.3618 | 13646.2098 | 13531.4122 | 10262.5773
P5 | [5 empty] | -75043.9842 | -13034.5262 | -9379.9452 | -14903.3502 | -5573.1002 | -6021.108 | -3385.8396 | -3632.9207 | -449.7526 | 634.1112 | 3009.453 | 1056.7388 | -1484.2689 | 1315.7406 | -2989.9143
P95 | [5 empty] | -5425.6904 | 57303.8044 | 47364.9253 | 38029.7371 | 38617.3 | 39876.1865 | 32119.5002 | 33794.2761 | 35548.6928 | 40122.6948 | 39169.8627 | 39934.882 | 29868.518 | 27303.5817 | 22817.2642
STARTS - Number Starts
MEAN | [5 empty] | 92.66 | 178.16 | 172.64 | 160.52 | 156.13 | 160.7 | 146.4 | 158.42 | 149.17 | 147.98 | 140.57 | 145.12 | 134.06 | 131.58 | 125.14
P5 | [5 empty] | 76 | 146.5 | 151.5 | 136.5 | 134.5 | 137.5 | 126 | 134 | 129.5 | 128 | 116.5 | 122 | 116 | 109.5 | 100.5
P95 | [5 empty] | 113 | 210 | 195.5 | 178 | 177 | 184 | 165 | 183 | 171.5 | 169 | 161 | 168 | 151.5 | 154.5 | 147
VOMCOSTS - VOM Costs
MEAN | [5 empty] | 10392.0049 | 6784.028 | 5862.1626 | 4968.3154 | 4766.5069 | 4940.7724 | 4742.0154 | 4897.3345 | 4695.4512 | 4565.3733 | 4612.3059 | 4614.5505 | 4292.9943 | 4224.4147 | 3914.5033
P5 | [5 empty] | 8965.7659 | 5867.4736 | 5075.7748 | 4289.8486 | 4205.0236 | 4281.5019 | 4146.1701 | 4259.8877 | 4067.0409 | 4010.175 | 4085.7977 | 4110.2523 | 3693.539 | 3649.5597 | 3446.6904
P95 | [5 empty] | 11427.2085 | 7726.1683 | 6810.8654 | 6032.7019 | 5518.6233 | 5641.1678 | 5488.8357 | 5602.0067 | 5457.5967 | 5222.3885 | 5166.0036 | 5165.5365 | 4838.9044 | 4894.3141 | 4492.5912
15554: New 2024JAN J920_A #4
CAPACITYFACTOR - Net Generation Capacity Factor
MEAN | [5 empty] | 0.56602 | 0.36369 | 0.3097 | 0.25826 | 0.23593 | 0.24684 | 0.23227 | 0.23312 | 0.22707 | 0.21223 | 0.20676 | 0.20376 | 0.18755 | 0.17965 | 0.1652
P5 | [5 empty] | 0.50849 | 0.31615 | 0.26351 | 0.22267 | 0.20625 | 0.21681 | 0.19933 | 0.20607 | 0.19749 | 0.1892 | 0.17717 | 0.18165 | 0.16229 | 0.15567 | 0.14378
P95 | [5 empty] | 0.61495 | 0.41404 | 0.35654 | 0.31628 | 0.27369 | 0.28382 | 0.26576 | 0.2658 | 0.26045 | 0.24038 | 0.2326 | 0.22806 | 0.21041 | 0.20781 | 0.18981
CO2EMISSIONS - CO2 Emissions
MEAN | [5 empty] | 9208.0624 | 5814.469 | 4936.4358 | 4099.5788 | 3798.5165 | 3921.18 | 3692.8903 | 3743.2914 | 3589.0581 | 3383.1458 | 3329.0282 | 3258.0892 | 3001.2352 | 2868.8245 | 2628.2326
P5 | [5 empty] | 8243.9769 | 5062.4828 | 4234.3088 | 3554.6006 | 3324.263 | 3463.1377 | 3187.1096 | 3280.7147 | 3107.0426 | 3017.2188 | 2831.0238 | 2898.978 | 2572.2482 | 2497.1023 | 2291.7741
P95 | [5 empty] | 9960.834 | 6630.8815 | 5674.5131 | 5044.9998 | 4397.3277 | 4474.4742 | 4223.3702 | 4241.0933 | 4135.3281 | 3807.5739 | 3756.9914 | 3643.4113 | 3370.4014 | 3331.6026 | 3026.7043
FUELCONSUMED - Fuel Consumed
MEAN | [5 empty] | 156068.8537 | 98550.3223 | 83668.4033 | 69484.3864 | 64381.6364 | 66460.6774 | 62591.3602 | 63445.6172 | 60831.4938 | 57341.454 | 56424.2063 | 55221.8515 | 50868.3931 | 48624.1442 | 44546.3152
P5 | [5 empty] | 139728.4213 | 85804.7931 | 71767.945 | 60247.4686 | 56343.4405 | 58697.2488 | 54018.8067 | 55605.3346 | 52661.7395 | 51139.3014 | 47983.4545 | 49135.2198 | 43597.4266 | 42323.7672 | 38843.6294
P95 | [5 empty] | 168827.6957 | 112387.822 | 96178.188 | 85508.4714 | 74530.9784 | 75838.546 | 71582.5452 | 71882.9377 | 70090.3065 | 64535.1509 | 63677.8206 | 61752.734 | 57125.4478 | 56467.8404 | 51300.0736
FUELCOST - Fuel Cost
MEAN | [5 empty] | 252967.4864 | 174001.6875 | 153561.9602 | 132968.6782 | 125331.2294 | 134594.1305 | 129233.9993 | 133805.9122 | 131678.0837 | 126495.3891 | 127418.219 | 126813.6121 | 122354.8487 | 120380.0005 | 114490.4308
P5 | [5 empty] | 172931.4549 | 109824.2319 | 101791.5964 | 86845.2711 | 90026.965 | 92942.4542 | 90926.3434 | 97895.4062 | 91207.792 | 90818.2372 | 84580.2126 | 92845.7083 | 87806.928 | 89772.7564 | 81649.6389
P95 | [5 empty] | 337490.6327 | 243967.5352 | 243861.1332 | 225808.8482 | 186261.5999 | 198960.7961 | 184036.9297 | 186735.3485 | 200668.6393 | 171687.7872 | 175619.0746 | 169310.1657 | 161576.1058 | 164532.2432 | 156326.4058
NETPOS - Net Position (MWh)
MEAN | [5 empty] | 18826.4528 | 12088.371 | 10254.982 | 8509.9728 | 7879.4105 | 8127.3583 | 7648.7927 | 7825.1754 | 7497.7297 | 7062.02 | 6943.7731 | 6791.2847 | 6251.7438 | 5971.5963 | 5466.3082
P5 | [5 empty] | 16820.6045 | 10523.7307 | 8798.75 | 7380.4631 | 6897.0672 | 7180.97 | 6602.634 | 6860.2864 | 6492.4564 | 6299.6107 | 5907.11 | 6044.08 | 5359.9 | 5199.48 | 4766.68
P95 | [5 empty] | 20362.6546 | 13784.1845 | 11783.7686 | 10458.8174 | 9114.7977 | 9271.0208 | 8742.2918 | 8857.0191 | 8630.6689 | 7949.075 | 7838.3596 | 7594.9356 | 7019.3812 | 6935.33 | 6288.6856
NETREVENUE - Net Revenue $
MEAN | [5 empty] | -47414.8347 | 20954.3499 | 15856.1823 | 7942.5663 | 14372.5919 | 14218.7379 | 14156.1415 | 15062.5351 | 16099.9939 | 16539.5317 | 20070.0323 | 16702.3275 | 13515.6786 | 13352.2942 | 10418.1411
P5 | [5 empty] | -92308.9358 | -12735.169 | -8238.9624 | -14612.3426 | -3697.0888 | -4834.3165 | -3601.1565 | -3199.2844 | -3792.7137 | -1998.1822 | 1776.6159 | 338.1886 | -609.7146 | 1176.4216 | -2103.7251
P95 | [5 empty] | -3439.548 | 55850.1394 | 49416.1302 | 37821.2814 | 38618.2188 | 40144.1386 | 30246.702 | 34055.3311 | 36522.5185 | 37065.3043 | 38948.8192 | 39759.375 | 30811.6973 | 27635.6792 | 22773.4998
STARTS - Number Starts
MEAN | [5 empty] | 92.9 | 179.68 | 173.6 | 159.67 | 154.22 | 160.54 | 145.57 | 157.38 | 149.54 | 147.34 | 141.16 | 144.67 | 134.28 | 131.56 | 125.37
P5 | [5 empty] | 73.5 | 154.5 | 153 | 136 | 131.5 | 138.5 | 125 | 137 | 128 | 129.5 | 119 | 123.5 | 115.5 | 113.5 | 98.5
P95 | [5 empty] | 115.5 | 214 | 196 | 180 | 177 | 179.5 | 164.5 | 179.5 | 173 | 169 | 161 | 164 | 151 | 155.5 | 149
VOMCOSTS - VOM Costs
MEAN | [5 empty] | 10354.549 | 6769.4877 | 5845.3397 | 4935.7842 | 4648.8522 | 4876.415 | 4742.2515 | 4929.8605 | 4798.547 | 4590.313 | 4652.328 | 4618.0736 | 4313.7032 | 4239.8334 | 3935.7419
P5 | [5 empty] | 9251.3325 | 5893.2892 | 5015.2875 | 4280.6686 | 4069.2696 | 4308.582 | 4093.6331 | 4321.9805 | 4155.1721 | 4094.747 | 3957.7637 | 4109.9744 | 3698.331 | 3691.6308 | 3432.0096
P95 | [5 empty] | 11199.46 | 7719.1433 | 6716.7481 | 6066.1141 | 5377.7306 | 5562.6125 | 5420.2209 | 5579.9221 | 5523.6281 | 5166.8988 | 5251.7009 | 5164.5562 | 4843.373 | 4924.0843 | 4527.8536
15554: New 2024JAN J920_A #5
CAPACITYFACTOR - Net Generation Capacity Factor
MEAN | [5 empty] | 0.55757 | 0.36187 | 0.31301 | 0.26838 | 0.24449 | 0.25292 | 0.23275 | 0.23522 | 0.22435 | 0.20685 | 0.2036 | 0.20042 | 0.18505 | 0.1783 | 0.16479
P5 | [5 empty] | 0.47209 | 0.31045 | 0.26976 | 0.23503 | 0.2171 | 0.22132 | 0.2031 | 0.20798 | 0.19601 | 0.18089 | 0.17481 | 0.17861 | 0.15824 | 0.15119 | 0.1445
P95 | [5 empty] | 0.61526 | 0.41443 | 0.35917 | 0.31648 | 0.27884 | 0.29097 | 0.26609 | 0.26798 | 0.26109 | 0.23821 | 0.22879 | 0.2244 | 0.21117 | 0.20677 | 0.18797
CO2EMISSIONS - CO2 Emissions
MEAN | [5 empty] | 9074.4418 | 5782.957 | 4991.0629 | 4259.0105 | 3940.0005 | 4024.2322 | 3697.5317 | 3782.5106 | 3548.4472 | 3297.6358 | 3275.6172 | 3210.2833 | 2966.7516 | 2844.5931 | 2621.0893
P5 | [5 empty] | 7630.6996 | 4952.1824 | 4262.8083 | 3713.0525 | 3488.1966 | 3490.1807 | 3214.0493 | 3342.7938 | 3109.2724 | 2860.6554 | 2826.6482 | 2847.0983 | 2548.3937 | 2414.2469 | 2286.2333
P95 | [5 empty] | 10033.5286 | 6621.1396 | 5768.6764 | 5060.3656 | 4508.9791 | 4696.691 | 4250.5644 | 4281.6817 | 4140.5328 | 3798.102 | 3669.8342 | 3588.0215 | 3417.5579 | 3311.5857 | 2999.5795
FUELCONSUMED - Fuel Consumed
MEAN | [5 empty] | 153804.0985 | 98016.2209 | 84594.2871 | 72186.6191 | 66779.6694 | 68207.3254 | 62670.0284 | 64110.3485 | 60143.1732 | 55892.1315 | 55518.9363 | 54411.5815 | 50283.9258 | 48213.4426 | 44425.2423
P5 | [5 empty] | 129333.892 | 83935.2948 | 72250.9889 | 62933.0935 | 59121.9759 | 59155.6055 | 54475.4127 | 56657.5228 | 52699.5322 | 48485.6845 | 47909.2915 | 48255.904 | 43193.1142 | 40919.4396 | 38749.7164
P95 | [5 empty] | 170059.8068 | 112222.7054 | 97774.1767 | 85768.9084 | 76423.3746 | 79604.9318 | 72043.4644 | 72570.8759 | 70178.5226 | 64374.6106 | 62200.5799 | 60813.9246 | 57924.7099 | 56128.5706 | 50840.3305
FUELCOST - Fuel Cost
MEAN | [5 empty] | 250419.2625 | 172729.7506 | 154829.5397 | 137435.3843 | 129703.6528 | 138043.0146 | 129290.6662 | 135206.1537 | 130416.4181 | 123624.4289 | 125464.8285 | 125098.0925 | 121187.3265 | 119448.3753 | 114063.8731
P5 | [5 empty] | 163217.4488 | 107963.2529 | 102038.2716 | 91789.6264 | 95149.342 | 92755.9667 | 90990.2902 | 97416.0353 | 87803.4395 | 85191.5206 | 83117.5186 | 86597.638 | 84999.6761 | 88368.3192 | 80551.7009
P95 | [5 empty] | 330772.0938 | 241164.42 | 243365.3982 | 225346.7228 | 186630.4838 | 206966.0182 | 184576.1614 | 188184.5205 | 203454.6712 | 168010.8856 | 172758.503 | 170090.5232 | 164016.5081 | 163203.6387 | 157027.5139
NETPOS - Net Position (MWh)
MEAN | [5 empty] | 18572.1271 | 12022.7469 | 10367.6545 | 8840.9219 | 8172.7912 | 8340.952 | 7658.4896 | 7907.0906 | 7413.0185 | 6883.5601 | 6832.4176 | 6691.0964 | 6179.7165 | 5921.4079 | 5451.5296
P5 | [5 empty] | 15663.2579 | 10293.5313 | 8857.0377 | 7709.4386 | 7237.375 | 7235.3819 | 6659.0815 | 6989.7754 | 6496.53 | 5972.91 | 5897.98 | 5926 | 5309.2412 | 5026.5204 | 4755.37
P95 | [5 empty] | 20517.3432 | 13767.0398 | 11971.5331 | 10493.0727 | 9339.9445 | 9726.41 | 8800.9723 | 8948.985 | 8640.362 | 7923.8199 | 7642.1915 | 7476.626 | 7117.47 | 6891.2305 | 6233.9079
NETREVENUE - Net Revenue $
MEAN | [5 empty] | -41257.4345 | 21508.5032 | 14714.8714 | 6055.7585 | 12857.0527 | 13106.673 | 14022.534 | 14238.2404 | 16018.7547 | 17636.9876 | 20212.3523 | 17241.0079 | 13999.8603 | 13738.3972 | 10376.8127
P5 | [5 empty] | -70319.8352 | -11231.0179 | -8626.7319 | -17220.8871 | -6588.3117 | -5806.1801 | -3630.8614 | -4073.8842 | -1245.2429 | 1240.178 | 4164.7673 | 2206.7978 | 423.8998 | 1781.6833 | -2688.1779
P95 | [5 empty] | -4077.8282 | 57870.1698 | 49201.1022 | 37481.2199 | 37665.5026 | 39118.1241 | 32109.8931 | 34926.4861 | 35438.2634 | 39361.2843 | 39717.4587 | 38935.1394 | 30227.3141 | 27192.5354 | 22895.7925
STARTS - Number Starts
MEAN | [5 empty] | 95.36 | 179.5 | 174.44 | 159.33 | 154.64 | 161.22 | 145.41 | 159.33 | 150.67 | 148.3 | 142.1 | 145.07 | 133.74 | 131.35 | 125.69
P5 | [5 empty] | 79 | 152.5 | 153 | 137.5 | 134 | 139 | 126 | 136.5 | 130 | 127.5 | 120.5 | 122.5 | 114 | 109.5 | 99
P95 | [5 empty] | 116.5 | 212 | 195 | 181 | 177.5 | 177.5 | 161.5 | 184 | 172 | 172.5 | 162.5 | 168 | 152 | 153 | 148
VOMCOSTS - VOM Costs
MEAN | [5 empty] | 10214.6699 | 6732.7383 | 5909.5631 | 5127.7347 | 4821.9468 | 5004.5712 | 4748.2636 | 4981.4671 | 4744.3319 | 4474.3141 | 4577.7198 | 4549.9456 | 4264.0044 | 4204.1996 | 3925.1013
P5 | [5 empty] | 8614.7919 | 5764.3775 | 5048.5115 | 4471.4744 | 4270.0513 | 4341.2291 | 4128.6305 | 4403.5585 | 4157.7792 | 3882.3915 | 3951.6466 | 4029.68 | 3663.3764 | 3568.8295 | 3423.8664
P95 | [5 empty] | 11284.5387 | 7709.5423 | 6823.7739 | 6085.9822 | 5510.5673 | 5835.846 | 5456.6028 | 5637.8606 | 5529.8317 | 5150.4829 | 5120.2683 | 5084.1057 | 4911.0543 | 4892.7736 | 4488.4137
15554: New 2025JAN 18V50DF_NG_B #1
CAPACITYFACTOR - Net Generation Capacity Factor
MEAN | [6 empty] | 0.1682 | 0.13527 | 0.10657 | 0.10211 | 0.10917 | 0.10455 | 0.10893 | 0.10799 | 0.10065 | 0.1005 | 0.09634 | 0.086871 | 0.086433 | 0.075366
P5 | [6 empty] | 0.11833 | 0.091908 | 0.068072 | 0.074106 | 0.080778 | 0.079972 | 0.081907 | 0.081735 | 0.074918 | 0.074603 | 0.076242 | 0.06718 | 0.068355 | 0.056873
P95 | [6 empty] | 0.22567 | 0.19737 | 0.15431 | 0.14015 | 0.14625 | 0.13023 | 0.13661 | 0.13257 | 0.12531 | 0.11729 | 0.11806 | 0.10432 | 0.1042 | 0.090595
CO2EMISSIONS - CO2 Emissions
MEAN | [6 empty] | 5344.6701 | 4293.5165 | 3367.0693 | 3270.5375 | 3454.0999 | 3306.4975 | 3480.9244 | 3395.9858 | 3198.5295 | 3214.3072 | 3072.6278 | 2768.9178 | 2745.1452 | 2382.0516
P5 | [6 empty] | 3754.1816 | 2900.347 | 2135.6894 | 2371.9768 | 2541.8478 | 2532.0159 | 2614.4849 | 2598.6081 | 2366.668 | 2407.6597 | 2436.9562 | 2141.074 | 2181.1267 | 1801.1597
P95 | [6 empty] | 7152.8856 | 6256.2565 | 4876.5961 | 4482.2604 | 4635.0027 | 4112.531 | 4390.5705 | 4166.5835 | 3992.3903 | 3746.6342 | 3777.2822 | 3334.1472 | 3319.4836 | 2886.1956
FUELCONSUMED - Fuel Consumed
MEAN | [6 empty] | 87474.1422 | 70270.3184 | 55107.5174 | 53527.618 | 56531.9135 | 54116.162 | 56970.94 | 55580.7828 | 52349.0922 | 52607.3185 | 50288.5076 | 45317.8032 | 44928.727 | 38986.1138
P5 | [6 empty] | 61443.2336 | 47468.8549 | 34954 | 38821.2242 | 41601.4363 | 41440.522 | 42790.2598 | 42530.411 | 38734.3376 | 39405.2316 | 39884.7176 | 35042.1283 | 35697.6542 | 29478.8818
P95 | [6 empty] | 117068.5036 | 102393.7228 | 79813.3564 | 73359.4169 | 75859.2911 | 67308.1995 | 71858.7645 | 68192.8565 | 65341.9028 | 61319.7084 | 61821.3123 | 54568.6944 | 54328.7009 | 47237.2443
FUELCOST - Fuel Cost
MEAN | [6 empty] | 161434.7278 | 134579.0013 | 110516.0617 | 107893.8775 | 117509.979 | 114183.8402 | 122036.6498 | 122412.9344 | 117402.8715 | 120476.6281 | 117282.5212 | 110631.1008 | 112112.4928 | 101128.3574
P5 | [6 empty] | 78473.3187 | 69973.8415 | 53600.0055 | 62758.6343 | 67532.7866 | 68211.4146 | 73789.5432 | 70048.3522 | 64966.0055 | 70092.8407 | 73959.3775 | 71831.054 | 76398.071 | 62913.6497
P95 | [6 empty] | 255953.556 | 266407.7939 | 220311.8536 | 182267.2439 | 204257.9056 | 178385.5114 | 188379.4925 | 198310.0152 | 182170.2226 | 169745.0404 | 175118.3516 | 161635.8377 | 151536.9034 | 151997.5698
NETPOS - Net Position (MWh)
MEAN | [6 empty] | 10275.723 | 8249.0428 | 6464.5069 | 6274.9144 | 6622.3108 | 6334.1428 | 6730.5965 | 6561.8794 | 6175.2477 | 6201.3639 | 5923.9203 | 5334.6197 | 5285.0863 | 4582.8112
P5 | [6 empty] | 7218.425 | 5572.77 | 4100.5324 | 4551.14 | 4873.24 | 4850.6946 | 5055.56 | 5021.3 | 4569.345 | 4645.2 | 4698.4 | 4124.62 | 4199.23 | 3465.25
P95 | [6 empty] | 13751.6802 | 12020.05 | 9359.3 | 8599.76 | 8884.716 | 7878.35 | 8488.917 | 8049.87 | 7708.14 | 7228.13 | 7282.52 | 6423.625 | 6390.86 | 5552.75
NETREVENUE - Net Revenue $
MEAN | [6 empty] | 64276.9957 | 54184.1201 | 40093.3443 | 47894.8348 | 48086.5205 | 45982.1286 | 46859.9129 | 46130.3288 | 45760.226 | 50839.1105 | 45571.26 | 38903.9946 | 37004.509 | 32416.8074
P5 | [6 empty] | 19668.5997 | 23256.2966 | 14591.4096 | 26115.3257 | 23156.6964 | 21775.9739 | 22099.2331 | 23031.8325 | 20953.5687 | 26089.7818 | 24759.6055 | 19006.2191 | 18432.2018 | 14354.766
P95 | [6 empty] | 116129.5068 | 103508.7018 | 82117.8364 | 80104.1828 | 89128.8437 | 74291.8594 | 72303.3704 | 75244.0791 | 80682.7274 | 79388.7635 | 80229.4598 | 61497.77 | 56030.7744 | 53301.3176
STARTS - Number Starts
MEAN | [6 empty] | 123.77 | 105.07 | 91.5 | 88.05 | 95.49 | 88.27 | 93.35 | 91.82 | 88.37 | 84.33 | 83.89 | 77.42 | 76.26 | 68.27
P5 | [6 empty] | 104 | 79 | 71 | 70.5 | 77 | 71.5 | 74 | 72.5 | 66.5 | 60 | 68 | 58.5 | 62 | 54.5
P95 | [6 empty] | 145.5 | 126 | 112.5 | 106.5 | 119 | 106 | 113.5 | 109 | 111.5 | 105 | 102.5 | 94 | 91.5 | 86.5
VOMCOSTS - VOM Costs
MEAN | [6 empty] | 7295.7633 | 5939.3108 | 4783.7351 | 4706.1858 | 5099.1793 | 4940.6314 | 5384.4772 | 5380.7411 | 5125.4556 | 5271.1593 | 5153.8107 | 4694.4653 | 4756.5777 | 4216.1863
P5 | [6 empty] | 5125.0818 | 4012.3944 | 3034.394 | 3413.355 | 3752.3948 | 3783.5418 | 4044.448 | 4117.466 | 3792.5563 | 3948.42 | 4087.608 | 3629.6656 | 3779.307 | 3188.03
P95 | [6 empty] | 9763.6929 | 8654.436 | 6925.882 | 6449.82 | 6841.2313 | 6145.113 | 6791.1336 | 6600.8934 | 6397.7562 | 6143.9105 | 6335.7924 | 5652.79 | 5751.774 | 5108.53
15554: New 2025JAN 18V50DF_NG_B #10
CAPACITYFACTOR - Net Generation Capacity Factor
MEAN | [6 empty] | 0.15321 | 0.12522 | 0.096837 | 0.095964 | 0.1004 | 0.098483 | 0.097603 | 0.096373 | 0.090935 | 0.093711 | 0.088954 | 0.079483 | 0.077018 | 0.065169
P5 | [6 empty] | 0.092804 | 0.081016 | 0.057395 | 0.069747 | 0.070089 | 0.074113 | 0.07336 | 0.068717 | 0.065841 | 0.069853 | 0.072952 | 0.062346 | 0.060664 | 0.049578
P95 | [6 empty] | 0.21525 | 0.18461 | 0.1478 | 0.13461 | 0.13932 | 0.128 | 0.12112 | 0.1201 | 0.12104 | 0.11198 | 0.11446 | 0.096199 | 0.096414 | 0.082403
CO2EMISSIONS - CO2 Emissions
MEAN | [6 empty] | 4870.3363 | 3974.196 | 3062.4842 | 3075.2546 | 3183.4197 | 3116.7684 | 3116.0595 | 3031.5872 | 2886.57 | 3000.4596 | 2834.2413 | 2533.9732 | 2449.9875 | 2061.7419
P5 | [6 empty] | 2964.2844 | 2601.2081 | 1806.9413 | 2233.4672 | 2223.6945 | 2325.221 | 2343.8704 | 2149.5198 | 2083.3652 | 2220.4456 | 2323.8118 | 1982.2309 | 1929.124 | 1584.1525
P95 | [6 empty] | 6829.6611 | 5879.0813 | 4682.1899 | 4317.372 | 4407.4037 | 4070.3588 | 3864.2216 | 3754.7314 | 3829.1215 | 3594.2507 | 3646.731 | 3060.2864 | 3045.7566 | 2599.7461
FUELCONSUMED - Fuel Consumed
MEAN | [6 empty] | 79710.9058 | 65044.1242 | 50122.4918 | 50331.4988 | 52101.7948 | 51010.9395 | 50999.3371 | 49616.8119 | 47243.3719 | 49107.3578 | 46386.9275 | 41472.5567 | 40097.9946 | 33743.7301
P5 | [6 empty] | 48515.2931 | 42572.964 | 29573.5066 | 36554.2914 | 36394.3457 | 38055.9895 | 38361.2179 | 35180.3567 | 34097.6305 | 36341.172 | 38032.9271 | 32442.405 | 31573.2241 | 25927.2092
P95 | [6 empty] | 111778.4135 | 96220.643 | 76631.5859 | 70660.7521 | 72134.2671 | 66617.9836 | 63244.2162 | 61452.232 | 62669.7466 | 58825.7064 | 59684.631 | 50086.52 | 49848.7164 | 42549.0365
FUELCOST - Fuel Cost
MEAN | [6 empty] | 149142.7288 | 125594.0001 | 101961.2723 | 102151.4538 | 109012.3104 | 108071.4472 | 109701.6377 | 110116.7711 | 106481.2673 | 112740.2851 | 108425.0215 | 101280.6166 | 100258.8281 | 87902.2467
P5 | [6 empty] | 62233.0458 | 60630.8876 | 43278.8834 | 57935.3199 | 58987.9835 | 63728.7765 | 68326.9923 | 61542.7756 | 59104.3154 | 63895.1902 | 69316.9714 | 64422.44 | 66001.1052 | 51998.5767
P95 | [6 empty] | 247198.8288 | 262007.7443 | 211443.4108 | 175801.817 | 189445.0321 | 172638.5523 | 174205.2299 | 184879.2412 | 170880.7674 | 167556.6275 | 165471.5235 | 146544.8294 | 141175.3386 | 130635.4089
NETPOS - Net Position (MWh)
MEAN | [6 empty] | 9364.0527 | 7635.5464 | 5879.9393 | 5900.2089 | 6103.4539 | 5970.7161 | 6025.1856 | 5857.7907 | 5572.8955 | 5788.6952 | 5464.3161 | 4881.9469 | 4716.8562 | 3966.584
P5 | [6 empty] | 5699.635 | 4998 | 3469.44 | 4285.38 | 4263.63 | 4454.64 | 4532.28 | 4153.525 | 4022.37 | 4284 | 4480.26 | 3819 | 3714.06 | 3047.75
P95 | [6 empty] | 13130.64 | 11295.34 | 8989.69 | 8283.3062 | 8449.5301 | 7795.13 | 7469.4 | 7253.78 | 7392.505 | 6934.13 | 7030.82 | 5896 | 5863.865 | 5001.65
NETREVENUE - Net Revenue $
MEAN | [6 empty] | 68887.7523 | 56839.8988 | 43160.0656 | 50061.0109 | 50782.6253 | 47531.192 | 50106.3598 | 49560.3421 | 48650.7144 | 52990.2869 | 47056.3995 | 40957.9058 | 40140.2485 | 35148.5309
P5 | [6 empty] | 26102.1348 | 27257.224 | 18159.0718 | 28122.5063 | 25934.3024 | 23191.8379 | 24504.9551 | 25791.4979 | 23918.613 | 27342.9887 | 26620.7856 | 20141.3136 | 20911.5675 | 17070.6066
P95 | [6 empty] | 117277.0292 | 101152.2097 | 85683.494 | 81384.7764 | 93995.5309 | 74603.5164 | 76607.9689 | 80818.1097 | 84405.9495 | 81006.2726 | 81543.8973 | 64317.0265 | 61830.6629 | 56110.9042
STARTS - Number Starts
MEAN | [6 empty] | 113.44 | 98.19 | 83.76 | 82.47 | 88.38 | 84.71 | 86.58 | 85.02 | 82.51 | 80.55 | 80.19 | 73.55 | 71.43 | 63.48
P5 | [6 empty] | 89.5 | 73 | 63 | 64.5 | 66 | 65.5 | 70 | 64.5 | 63.5 | 57.5 | 64.5 | 56 | 57 | 48.5
P95 | [6 empty] | 135.5 | 123 | 106.5 | 102 | 114 | 104 | 107 | 105.5 | 105 | 99 | 95 | 87.5 | 88.5 | 79
VOMCOSTS - VOM Costs
MEAN | [6 empty] | 6648.4774 | 5497.5934 | 4351.1551 | 4425.1567 | 4699.6595 | 4657.1585 | 4820.1484 | 4803.3884 | 4625.5033 | 4920.3909 | 4753.955 | 4296.1133 | 4245.1706 | 3649.2573
P5 | [6 empty] | 4046.7409 | 3598.56 | 2567.3856 | 3214.035 | 3282.9951 | 3474.6192 | 3625.824 | 3405.8905 | 3338.5671 | 3641.4 | 3897.8262 | 3360.72 | 3342.654 | 2803.93
P95 | [6 empty] | 9322.7544 | 8132.6448 | 6652.3706 | 6212.4797 | 6506.1382 | 6080.2014 | 5975.52 | 5948.0996 | 6135.7792 | 5894.0105 | 6116.8134 | 5188.48 | 5277.4785 | 4601.518
15554: New 2025JAN 18V50DF_NG_B #11
CAPACITYFACTOR - Net Generation Capacity Factor
MEAN | [6 empty] | 0.15158 | 0.12449 | 0.095744 | 0.095096 | 0.09941 | 0.096937 | 0.095681 | 0.094697 | 0.089444 | 0.092474 | 0.088583 | 0.078046 | 0.077125 | 0.066764
P5 | [6 empty] | 0.092358 | 0.081303 | 0.057523 | 0.069087 | 0.071452 | 0.0702 | 0.070104 | 0.068598 | 0.063149 | 0.066114 | 0.070047 | 0.061705 | 0.062594 | 0.049914
P95 | [6 empty] | 0.21487 | 0.18295 | 0.15199 | 0.13605 | 0.13753 | 0.12863 | 0.11985 | 0.12009 | 0.1184 | 0.11119 | 0.11414 | 0.094845 | 0.09578 | 0.083598
CO2EMISSIONS - CO2 Emissions
MEAN | [6 empty] | 4814.6106 | 3951.7553 | 3021.5739 | 3046.4693 | 3146.1241 | 3065.4339 | 3058.5997 | 2975.1347 | 2839.7029 | 2960.8409 | 2821.4473 | 2488.2286 | 2453.3834 | 2111.7005
P5 | [6 empty] | 2945.9621 | 2568.2917 | 1793.9417 | 2216.1535 | 2266.9571 | 2243.1035 | 2239.1164 | 2166.9601 | 2009.2706 | 2120.3079 | 2223.7226 | 1969.19 | 1972.5727 | 1584.1525
P95 | [6 empty] | 6786.8986 | 5797.0607 | 4785.2455 | 4352.4076 | 4354.2248 | 4076.6626 | 3823.8751 | 3769.4653 | 3750.6684 | 3568.1278 | 3646.731 | 3029.8574 | 3037.0668 | 2630.1271
FUELCONSUMED - Fuel Consumed
MEAN | [6 empty] | 78798.8639 | 64676.8461 | 49452.9285 | 49860.3818 | 51491.393 | 50170.7682 | 50058.9145 | 48692.8754 | 46476.3155 | 48458.9347 | 46177.5328 | 40723.8721 | 40153.5753 | 34561.3826
P5 | [6 empty] | 48215.4194 | 42034.2335 | 29360.7475 | 36270.9248 | 37102.4069 | 36712.0048 | 36646.7501 | 35465.7957 | 32884.9533 | 34702.2564 | 36394.8048 | 32228.9681 | 32284.3327 | 25927.2092
P95 | [6 empty] | 111078.5361 | 94878.2436 | 78318.2567 | 71234.1674 | 71263.9092 | 66721.1556 | 62583.8798 | 61693.3757 | 61385.7354 | 58398.1632 | 59684.631 | 49588.5006 | 49706.4946 | 43046.2707
FUELCOST - Fuel Cost
MEAN | [6 empty] | 147695.4065 | 124873.9107 | 100717.3017 | 101319.2616 | 107765.8162 | 106635.8201 | 108026.3872 | 108349.7919 | 104959.0648 | 111373.3741 | 107971.3989 | 99560.7572 | 100437.241 | 89772.4106
P5 | [6 empty] | 61617.0602 | 60049.1274 | 43096.4433 | 58465.8181 | 58472.0356 | 60726.9162 | 64014.0637 | 60112.7668 | 55961.4074 | 63712.6934 | 69285.0572 | 64053.1871 | 67944.4447 | 52745.2977
P95 | [6 empty] | 248532.3322 | 259239.6292 | 216136.2266 | 175935.8549 | 185654.7074 | 170265.8589 | 175799.8433 | 182400.3812 | 165203.9648 | 164988.9855 | 168310.9358 | 145892.6655 | 142283.238 | 134957.8212
NETPOS - Net Position (MWh)
MEAN | [6 empty] | 9256.8139 | 7592.4131 | 5801.3006 | 5845.0747 | 6031.9947 | 5872.3371 | 5914.1605 | 5748.6826 | 5482.5216 | 5712.3647 | 5439.6495 | 4793.8473 | 4723.378 | 4062.6911
P5 | [6 empty] | 5664.2424 | 4934.2218 | 3444.48 | 4252.16 | 4346.58 | 4297.32 | 4329.72 | 4187.225 | 3879.315 | 4090.8 | 4287.29 | 3793.875 | 3797.71 | 3047.75
P95 | [6 empty] | 13048.5671 | 11136.93 | 9184.7149 | 8350.61 | 8346.377 | 7807.6113 | 7393.3 | 7283.34 | 7241.035 | 6883.73 | 7030.82 | 5837.375 | 5847.135 | 5060.1
NETREVENUE - Net Revenue $
MEAN | [6 empty] | 68947.1752 | 57111.7192 | 43227.0054 | 50350.9234 | 50972.1113 | 48117.2072 | 50830.3683 | 49581.962 | 48782.7701 | 53111.4073 | 47773.1676 | 41440.0197 | 39665.3858 | 34663.9273
P5 | [6 empty] | 27306.8074 | 27901.6153 | 19053.0622 | 28158.8711 | 26243.8226 | 23020.2142 | 25100.9332 | 25495.9324 | 24266.1051 | 28992.7257 | 26901.4669 | 21314.7845 | 20361.0972 | 16896.2608
P95 | [6 empty] | 117095.0884 | 107512.153 | 83148.761 | 82342.5045 | 93535.5385 | 74493.4556 | 76964.1559 | 80426.219 | 83472.5616 | 80048.9286 | 80288.7138 | 67184.612 | 59162.174 | 53836.7472
STARTS - Number Starts
MEAN | [6 empty] | 111.95 | 97.85 | 83.19 | 82.15 | 87.83 | 83.76 | 84.94 | 84.14 | 81.4 | 79.64 | 79.43 | 72.35 | 71.36 | 64.22
P5 | [6 empty] | 92.5 | 70.5 | 59.5 | 63.5 | 67.5 | 64 | 65.5 | 62.5 | 61 | 57.5 | 61.5 | 55 | 57 | 49
P95 | [6 empty] | 135.5 | 122.5 | 108 | 102.5 | 114.5 | 102.5 | 103.5 | 102 | 103.5 | 99 | 95.5 | 86.5 | 90.5 | 80.5
VOMCOSTS - VOM Costs
MEAN | [6 empty] | 6572.3379 | 5466.5374 | 4292.9624 | 4383.806 | 4644.6359 | 4580.4229 | 4731.3284 | 4713.9197 | 4550.4929 | 4855.51 | 4732.4951 | 4218.5856 | 4251.0402 | 3737.6758
P5 | [6 empty] | 4021.6121 | 3552.6397 | 2548.9152 | 3189.12 | 3346.8666 | 3351.9096 | 3463.776 | 3433.5245 | 3219.8315 | 3477.18 | 3729.9423 | 3338.61 | 3417.939 | 2803.93
P95 | [6 empty] | 9264.4826 | 8018.5896 | 6796.6891 | 6262.9575 | 6426.7103 | 6089.9368 | 5914.64 | 5972.3388 | 6010.059 | 5851.1705 | 6116.8134 | 5136.89 | 5262.4215 | 4655.292
15554: New 2025JAN 18V50DF_NG_B #2
CAPACITYFACTOR - Net Generation Capacity Factor
MEAN | [6 empty] | 0.15206 | 0.12339 | 0.0939 | 0.093162 | 0.09633 | 0.092375 | 0.088595 | 0.086785 | 0.081534 | 0.085343 | 0.080723 | 0.070712 | 0.068368 | 0.060168
P5 | [6 empty] | 0.093583 | 0.078426 | 0.054113 | 0.068026 | 0.066866 | 0.0646 | 0.066374 | 0.061221 | 0.057858 | 0.05957 | 0.06139 | 0.051623 | 0.051886 | 0.042979
P95 | [6 empty] | 0.21444 | 0.18308 | 0.15128 | 0.13248 | 0.13246 | 0.12143 | 0.11001 | 0.1121 | 0.11254 | 0.1046 | 0.11331 | 0.09034 | 0.089016 | 0.076376
CO2EMISSIONS - CO2 Emissions
MEAN | [6 empty] | 4826.7182 | 3914.9412 | 2964.0482 | 2981.8794 | 3047.3651 | 2921.4557 | 2830.6038 | 2729.6812 | 2587.473 | 2734.4956 | 2572.3014 | 2254.7948 | 2175.2716 | 1901.9378
P5 | [6 empty] | 2968.6245 | 2488.4891 | 1707.2778 | 2177.1977 | 2124.1907 | 2044.2928 | 2116.9034 | 1931.5158 | 1843.6475 | 1911.3247 | 1953.9167 | 1638.8181 | 1646.7072 | 1367.1453
P95 | [6 empty] | 6735.8264 | 5864.2629 | 4788.8795 | 4246.1847 | 4226.7501 | 3842.5823 | 3548.8958 | 3551.4612 | 3558.8942 | 3356.7913 | 3611.9173 | 2890.7535 | 2850.2372 | 2421.8002
FUELCONSUMED - Fuel Consumed
MEAN | [6 empty] | 78997.0248 | 64074.3237 | 48511.4267 | 48803.2632 | 49875.0427 | 47814.3316 | 46327.3944 | 44675.633 | 42348.1666 | 44754.4282 | 42099.8594 | 36903.352 | 35601.826 | 31128.2785
P5 | [6 empty] | 48586.3258 | 40728.1356 | 27942.3539 | 35633.35 | 34765.8049 | 33458.1469 | 34646.5376 | 31612.3692 | 30174.263 | 31281.9108 | 31978.9968 | 26821.9006 | 26951.0178 | 22375.5367
P95 | [6 empty] | 110242.6573 | 95978.1161 | 78377.733 | 69495.6586 | 69177.5792 | 62890.0544 | 58083.4017 | 58125.3882 | 58247.0413 | 54939.3012 | 59114.8493 | 47311.8406 | 46648.7274 | 39636.6651
FUELCOST - Fuel Cost
MEAN | [6 empty] | 147826.3193 | 123769.0703 | 98885.0034 | 99117.8259 | 104447.3902 | 101784.165 | 100219.3685 | 100118.8046 | 96484.9232 | 103501.3728 | 98898.4628 | 91132.6288 | 89611.8587 | 81311.463
P5 | [6 empty] | 63122.9666 | 59712.2592 | 41968.5797 | 55800.743 | 54737.8074 | 55562.4414 | 58525.5566 | 51864.9454 | 50961.6373 | 55576.1716 | 60102.0058 | 53437.0506 | 56611.3427 | 47333.9264
P95 | [6 empty] | 247400.7696 | 251528.1452 | 216751.8945 | 170764.9215 | 182315.1928 | 162863.1789 | 158681.5922 | 175504.1441 | 158557.0478 | 157538.0687 | 157560.8821 | 137769.5586 | 134671.9491 | 124031.1487
NETPOS - Net Position (MWh)
MEAN | [6 empty] | 9280.1207 | 7521.8613 | 5690.9759 | 5721.1432 | 5842.7013 | 5596.7737 | 5473.3148 | 5274.4495 | 4995.5841 | 5275.697 | 4959.3262 | 4344.1098 | 4187.9329 | 3659.137
P5 | [6 empty] | 5707.98 | 4781.42 | 3278.08 | 4177.415 | 4072.845 | 3916.44 | 4093.4 | 3732.275 | 3559.545 | 3687.6 | 3767.11 | 3157.375 | 3170.335 | 2630.25
P95 | [6 empty] | 12951.44 | 11267.3644 | 9193.32 | 8147.205 | 8104.215 | 7360.78 | 6861.58 | 6862.09 | 6870.775 | 6476.4 | 6963.7 | 5569.375 | 5487.44 | 4659.3
NETREVENUE - Net Revenue $
MEAN | [6 empty] | 68731.9643 | 57406.2604 | 43547.7797 | 50462.7434 | 52091.0197 | 49112.0398 | 52474.7367 | 52221.2259 | 51457.2814 | 55379.9571 | 50077.7761 | 43663.0659 | 42339.2875 | 36312.9674
P5 | [6 empty] | 27135.2767 | 29052.0179 | 19193.0059 | 28471.6453 | 26362.2271 | 25389.1931 | 27853.7707 | 27999.0943 | 27250.4053 | 32271.3733 | 29798.7175 | 23863.7014 | 24384.5188 | 18259.039
P95 | [6 empty] | 117120.0499 | 102085.0262 | 82980.0241 | 83388.5703 | 96619.1076 | 73652.3391 | 76627.1465 | 83312.9727 | 86302.1981 | 81837.8559 | 84440.3642 | 66598.8393 | 62437.6044 | 55721.8968
STARTS - Number Starts
MEAN | [6 empty] | 112.82 | 96.33 | 82.2 | 80.87 | 86.53 | 82.48 | 80.94 | 78.92 | 75.45 | 75.45 | 75.58 | 68.18 | 65.77 | 60.75
P5 | [6 empty] | 88 | 66.5 | 58 | 63 | 64 | 64 | 67 | 57.5 | 53.5 | 51 | 58 | 48 | 51 | 46.5
P95 | [6 empty] | 136 | 123 | 106 | 99.5 | 114.5 | 104 | 100 | 99 | 101 | 96 | 93 | 83.5 | 82.5 | 75.5
VOMCOSTS - VOM Costs
MEAN | [6 empty] | 6588.8857 | 5415.7401 | 4211.3222 | 4290.8574 | 4498.88 | 4365.4835 | 4378.6518 | 4325.0486 | 4146.3348 | 4484.3424 | 4314.6138 | 3822.8166 | 3769.1396 | 3366.406
P5 | [6 empty] | 4052.6658 | 3442.6224 | 2425.7792 | 3133.0613 | 3136.0907 | 3054.8232 | 3274.72 | 3060.4655 | 2954.4223 | 3134.46 | 3277.3857 | 2778.49 | 2853.3015 | 2419.83
P95 | [6 empty] | 9195.5224 | 8112.5024 | 6803.0568 | 6110.4038 | 6240.2455 | 5741.4084 | 5489.264 | 5626.9138 | 5702.7433 | 5504.94 | 6058.419 | 4901.05 | 4938.696 | 4286.556
15554: New 2025JAN 18V50DF_NG_B #3
CAPACITYFACTOR - Net Generation Capacity Factor
MEAN | [6 empty] | 0.16516 | 0.13665 | 0.10665 | 0.10416 | 0.11055 | 0.10115 | 0.10162 | 0.10118 | 0.097201 | 0.098266 | 0.092375 | 0.084039 | 0.083581 | 0.07474
P5 | [6 empty] | 0.11615 | 0.096528 | 0.070117 | 0.079785 | 0.085009 | 0.077605 | 0.077091 | 0.075207 | 0.070343 | 0.072007 | 0.072104 | 0.065098 | 0.066226 | 0.05852
P95 | [6 empty] | 0.22146 | 0.19073 | 0.15631 | 0.13908 | 0.14147 | 0.12871 | 0.12657 | 0.12309 | 0.12438 | 0.11515 | 0.12029 | 0.10038 | 0.10335 | 0.089933
CO2EMISSIONS - CO2 Emissions
MEAN | [6 empty] | 5250.2015 | 4335.3922 | 3362.6544 | 3333.8891 | 3504.334 | 3199.762 | 3247.9047 | 3182.3301 | 3090.7579 | 3146.5273 | 2940.3288 | 2678.5943 | 2658.8161 | 2365.3854
P5 | [6 empty] | 3673.1533 | 3060.7549 | 2203.6038 | 2557.3582 | 2721.2137 | 2446.2362 | 2452.9891 | 2365.5193 | 2240.2714 | 2294.4605 | 2306.405 | 2073.5179 | 2098.5741 | 1853.2414
P95 | [6 empty] | 7049.0101 | 6039.1191 | 4945.2253 | 4456.2898 | 4516.9563 | 4080.9891 | 4030.4367 | 3861.3779 | 3940.4386 | 3678.9736 | 3833.8544 | 3197.3945 | 3297.7593 | 2873.1752
FUELCONSUMED - Fuel Consumed
MEAN | [6 empty] | 85928.0112 | 70955.682 | 55035.261 | 54564.4702 | 57354.0759 | 52369.2639 | 53157.1957 | 52083.9616 | 50585.2359 | 51497.9919 | 48123.2217 | 43839.5135 | 43515.8113 | 38713.3453
P5 | [6 empty] | 60117.0759 | 50094.1876 | 36065.5289 | 41855.2903 | 44537.0495 | 40036.5986 | 40147.1219 | 38715.5362 | 36665.6529 | 37552.5444 | 37748.0363 | 33936.4631 | 34346.5478 | 30331.2831
P95 | [6 empty] | 115368.4133 | 98839.9205 | 80936.5847 | 72934.367 | 73927.2709 | 66791.9663 | 65964.5939 | 63197.674 | 64491.6295 | 60212.334 | 62747.2075 | 52330.5152 | 53973.1465 | 47024.1439
FUELCOST - Fuel Cost
MEAN | [6 empty] | 159041.7193 | 135559.251 | 110556.9878 | 109467.5583 | 118362.462 | 110754.1831 | 114278.9446 | 115268.8594 | 113840.923 | 117986.2944 | 112380.5321 | 106963.7178 | 108621.9258 | 100142.366
P5 | [6 empty] | 72976.7136 | 71873.0897 | 53313.1707 | 66508.0109 | 71440.3279 | 65037.3351 | 70606.083 | 62226.9714 | 63078.3471 | 68713.2517 | 71099.7893 | 68938.1246 | 74208.5785 | 61921.9619
P95 | [6 empty] | 253068.2999 | 264736.9361 | 216874.2947 | 180598.9109 | 196729.6653 | 180602.2363 | 177072.7389 | 190196.6917 | 183520.5394 | 166035.0804 | 169487.1187 | 153165.5067 | 152149.952 | 146222.0986
NETPOS - Net Position (MWh)
MEAN | [6 empty] | 10094.1087 | 8329.3914 | 6456.1023 | 6396.4131 | 6718.7254 | 6129.6474 | 6280.065 | 6148.9929 | 5967.1459 | 6070.5374 | 5668.8671 | 5160.5845 | 5118.8723 | 4550.7472
P5 | [6 empty] | 7062.0534 | 5880.98 | 4230.65 | 4906.7141 | 5217.555 | 4686.48 | 4743.28 | 4570.49 | 4325.31 | 4426.8 | 4446.7 | 3994.875 | 4040.295 | 3565.45
P95 | [6 empty] | 13551.99 | 11600.1443 | 9492.7 | 8549.93 | 8659.835 | 7816.18 | 7789.42 | 7460.12 | 7607.015 | 7098 | 7391.59 | 6159.745 | 6349.035 | 5527.7
NETREVENUE - Net Revenue $
MEAN | [6 empty] | 65132.0502 | 53837.2122 | 40216.8066 | 47120.0256 | 48133.1198 | 46792.9471 | 48642.1114 | 48107.2816 | 47135.8538 | 51871.3091 | 46586.2452 | 39831.8919 | 38111.7228 | 32570.3706
P5 | [6 empty] | 21050.742 | 24042.1685 | 14755.7806 | 24482.1672 | 20855.9959 | 22209.8079 | 21982.5483 | 23356.4565 | 21020.1101 | 26413.4921 | 24611.2946 | 20143.8495 | 19057.2433 | 13508.1656
P95 | [6 empty] | 114873.1948 | 104506.8788 | 83088.4126 | 81916.4753 | 94809.496 | 73535.0222 | 74216.7395 | 80145.375 | 80622.456 | 80825.2143 | 81385.1232 | 63024.3687 | 59789.4934 | 52807.3685
STARTS - Number Starts
MEAN | [6 empty] | 121.91 | 107.11 | 90.43 | 88.9 | 95.52 | 86.61 | 88.88 | 88.45 | 86.68 | 83.7 | 81.83 | 75.63 | 75.57 | 68.98
P5 | [6 empty] | 100.5 | 83.5 | 70.5 | 72 | 78 | 69 | 69 | 69 | 66.5 | 59 | 63 | 58.5 | 62 | 54
P95 | [6 empty] | 146 | 127.5 | 109 | 108 | 118 | 104.5 | 106 | 104.5 | 109 | 102 | 96 | 90.5 | 91.5 | 88.5
VOMCOSTS - VOM Costs
MEAN | [6 empty] | 7166.8171 | 5997.1618 | 4777.5157 | 4797.3098 | 5173.4186 | 4781.1249 | 5024.052 | 5042.1742 | 4952.7311 | 5159.9568 | 4931.9144 | 4541.3144 | 4606.9851 | 4186.6874
P5 | [6 empty] | 5014.0579 | 4234.3056 | 3130.681 | 3680.0355 | 4017.5174 | 3655.4544 | 3794.624 | 3747.8018 | 3590.0073 | 3762.78 | 3868.629 | 3515.49 | 3636.2655 | 3280.214
P95 | [6 empty] | 9621.9129 | 8352.1039 | 7024.598 | 6412.4475 | 6668.0729 | 6096.6204 | 6231.536 | 6117.2984 | 6313.8224 | 6033.3 | 6430.6833 | 5420.5756 | 5714.1315 | 5085.484
15554: New 2025JAN 18V50DF_NG_B #4
CAPACITYFACTOR - Net Generation Capacity Factor
MEAN | [6 empty] | 0.16211 | 0.13438 | 0.10407 | 0.10284 | 0.11045 | 0.09972 | 0.10046 | 0.098032 | 0.093724 | 0.095451 | 0.090231 | 0.081296 | 0.080958 | 0.072356
P5 | [6 empty] | 0.10577 | 0.092136 | 0.068105 | 0.077215 | 0.083795 | 0.075626 | 0.076387 | 0.072531 | 0.06941 | 0.070158 | 0.069725 | 0.062915 | 0.065965 | 0.056722
P95 | [6 empty] | 0.21965 | 0.19281 | 0.15722 | 0.14146 | 0.1445 | 0.12507 | 0.12119 | 0.11963 | 0.11913 | 0.11306 | 0.11482 | 0.097783 | 0.099282 | 0.086533
CO2EMISSIONS - CO2 Emissions
MEAN | [6 empty] | 5155.6278 | 4266.8803 | 3289.5931 | 3289.3747 | 3496.4077 | 3158.4647 | 3210.2045 | 3082.4888 | 2977.7814 | 3052.5284 | 2872.0338 | 2591.2662 | 2573.0083 | 2289.6863
P5 | [6 empty] | 3372.2533 | 2915.6962 | 2152.8279 | 2482.5281 | 2647.6674 | 2385.7286 | 2452.9584 | 2293.4025 | 2201.0448 | 2246.5685 | 2223.7226 | 2012.6599 | 2092.2313 | 1783.7991
P95 | [6 empty] | 7018.0683 | 6124.5549 | 4929.6471 | 4514.8253 | 4592.8393 | 3961.262 | 3884.6269 | 3772.1717 | 3750.6684 | 3652.6576 | 3672.8412 | 3147.2263 | 3128.3092 | 2738.6307
FUELCONSUMED - Fuel Consumed
MEAN | [6 empty] | 84380.1604 | 69834.3745 | 53839.495 | 53835.9202 | 57224.349 | 51693.367 | 52540.1726 | 50449.898 | 48736.1929 | 49959.549 | 47005.4625 | 42410.2483 | 42111.4288 | 37474.4069
P5 | [6 empty] | 55192.3613 | 47720.0694 | 35234.4991 | 40630.5746 | 43333.3454 | 39046.2941 | 40146.6179 | 37535.2285 | 36023.6473 | 36768.7152 | 36394.8048 | 32940.4244 | 34242.7381 | 29194.748
P95 | [6 empty] | 114862.002 | 100238.2138 | 80681.6224 | 73892.3944 | 75169.2188 | 64832.4381 | 63578.1824 | 61737.671 | 61385.7354 | 59781.6302 | 60111.9672 | 51509.4325 | 51199.8228 | 44822.107
FUELCOST - Fuel Cost
MEAN | [6 empty] | 156633.8984 | 133743.3041 | 108460.291 | 108475.3724 | 118144.5273 | 109220.1483 | 112703.4155 | 111704.7067 | 109864.6579 | 114495.5296 | 109843.5689 | 103715.9565 | 105284.1762 | 96641.6156
P5 | [6 empty] | 71383.1596 | 70007.7787 | 49539.1648 | 65460.8827 | 72909.655 | 66753.7436 | 68745.2824 | 63088.8819 | 58888.4173 | 67193.2959 | 67372.8777 | 64339.6636 | 71486.8483 | 62663.5476
P95 | [6 empty] | 255506.1376 | 266844.551 | 222279.5371 | 184093.2184 | 196195.9056 | 167042.282 | 166727.2895 | 182468.0216 | 166629.1673 | 163290.0941 | 164950.0985 | 147447.1184 | 147374.9357 | 136513.1551
NETPOS - Net Position (MWh)
MEAN | [6 empty] | 9912.2997 | 8197.9226 | 6315.783 | 6311.0677 | 6703.4462 | 6050.6031 | 6207.2576 | 5956.1053 | 5749.0047 | 5889.1892 | 5537.182 | 4992.3471 | 4953.6621 | 4405.126
P5 | [6 empty] | 6484.065 | 5601.855 | 4133.3925 | 4762.85 | 5076.54 | 4570.56 | 4743.2205 | 4431.55 | 4249.575 | 4334.4 | 4287.29 | 3877.625 | 4027.675 | 3431.85
P95 | [6 empty] | 13493.272 | 11765.775 | 9458.72 | 8660.041 | 8804.925 | 7588.55 | 7511.6 | 7287.335 | 7241.035 | 7047.152 | 7081.16 | 6063.5 | 6022.8 | 5268.85
NETREVENUE - Net Revenue $
MEAN | [6 empty] | 66372.1398 | 54346.5787 | 41240.9154 | 47806.6394 | 47793.0872 | 47115.986 | 49198.2604 | 48777.8319 | 47895.3088 | 52449.8903 | 46991.4249 | 40672.6785 | 38477.223 | 32822.4047
P5 | [6 empty] | 22959.144 | 23230.8193 | 15427.5429 | 25311.2896 | 20579.0709 | 21608.3634 | 22961.6606 | 24042.3035 | 22163.3135 | 28531.1085 | 25878.3204 | 21555.7835 | 20187.5621 | 14868.9379
P95 | [6 empty] | 115005.3363 | 103168.5056 | 85681.7197 | 79554.4924 | 90085.4798 | 73990.6979 | 74982.9316 | 82102.6346 | 81760.7169 | 81122.436 | 81074.5191 | 64502.0647 | 59111.4279 | 52021.8273
STARTS - Number Starts
MEAN | [6 empty] | 120.82 | 105.47 | 89.27 | 88.28 | 96.06 | 86.2 | 88.49 | 85.98 | 84.01 | 82.28 | 81.21 | 74.63 | 73.74 | 68.12
P5 | [6 empty] | 98.5 | 81.5 | 71 | 69 | 77.5 | 70.5 | 72 | 65.5 | 64 | 57.5 | 64.5 | 56 | 59 | 52
P95 | [6 empty] | 146 | 127 | 111 | 105 | 117.5 | 106.5 | 110 | 103.5 | 106 | 100 | 97 | 90.5 | 92 | 85
VOMCOSTS - VOM Costs
MEAN | [6 empty] | 7037.7328 | 5902.5042 | 4673.6794 | 4733.3008 | 5161.6536 | 4719.4704 | 4965.8061 | 4884.0063 | 4771.6739 | 5005.8108 | 4817.3483 | 4393.2655 | 4458.2959 | 4052.7159
P5 | [6 empty] | 4603.6862 | 4033.3356 | 3058.7105 | 3572.1375 | 3908.9358 | 3565.0368 | 3794.5764 | 3633.871 | 3527.1472 | 3684.24 | 3729.9423 | 3412.31 | 3624.9075 | 3157.302
P95 | [6 empty] | 9580.2231 | 8471.358 | 6999.4528 | 6495.0307 | 6779.7923 | 5919.069 | 6009.28 | 5975.6147 | 6010.059 | 5990.0792 | 6160.6092 | 5335.88 | 5420.52 | 4847.342
15554: New 2025JAN 18V50DF_NG_B #5
CAPACITYFACTOR - Net Generation Capacity Factor
MEAN | [6 empty] | 0.16011 | 0.1324 | 0.10226 | 0.10118 | 0.1097 | 0.10058 | 0.09977 | 0.09648 | 0.090677 | 0.0942 | 0.089952 | 0.079777 | 0.078008 | 0.07109
P5 | [6 empty] | 0.10611 | 0.090026 | 0.06562 | 0.075464 | 0.082458 | 0.077457 | 0.076594 | 0.069051 | 0.068777 | 0.0677 | 0.068871 | 0.06499 | 0.059972 | 0.055488
P95 | [6 empty] | 0.22098 | 0.19376 | 0.15515 | 0.13815 | 0.14294 | 0.12811 | 0.12183 | 0.12087 | 0.12154 | 0.11242 | 0.11707 | 0.096756 | 0.095606 | 0.087767
CO2EMISSIONS - CO2 Emissions
MEAN | [6 empty] | 5088.6361 | 4205.3214 | 3231.8808 | 3242.4389 | 3471.7487 | 3183.7929 | 3187.5834 | 3035.3866 | 2883.6167 | 3013.9154 | 2862.1792 | 2545.0545 | 2479.7603 | 2246.1408
P5 | [6 empty] | 3376.5934 | 2872.3428 | 2083.0231 | 2410.9326 | 2626.0361 | 2463.5241 | 2448.6244 | 2175.6803 | 2179.2523 | 2159.4922 | 2193.2606 | 2077.8649 | 1916.0894 | 1766.4385
P95 | [6 empty] | 7020.2768 | 6127.934 | 4975.5577 | 4452.3143 | 4485.3772 | 4050.037 | 3882.6219 | 3809.0569 | 3853.2685 | 3610.0183 | 3725.0617 | 3112.4503 | 3058.7912 | 2764.6716
FUELCONSUMED - Fuel Consumed
MEAN | [6 empty] | 83283.7336 | 68826.8648 | 52894.9397 | 53067.7401 | 56820.764 | 52107.9033 | 52169.9407 | 49678.995 | 47195.0355 | 49327.5844 | 46844.1773 | 41653.9199 | 40585.2754 | 36761.716
P5 | [6 empty] | 55263.3939 | 47010.52 | 34092.0316 | 39458.7991 | 42979.3148 | 40319.5428 | 40075.6858 | 35608.5152 | 35666.9775 | 35343.5712 | 35896.2458 | 34007.6087 | 31359.8915 | 28910.6142
P95 | [6 empty] | 114898.1467 | 100293.5189 | 81433.0225 | 72869.3019 | 73410.4291 | 66285.3843 | 63545.3661 | 62341.357 | 63064.9504 | 59083.7699 | 60966.6398 | 50940.2675 | 50062.049 | 45248.3077
FUELCOST - Fuel Cost
MEAN | [6 empty] | 155028.6849 | 132078.9597 | 106928.2293 | 107147.0047 | 117329.2349 | 110115.4791 | 111949.2537 | 110335.2518 | 106622.6332 | 113249.1433 | 109513.3554 | 101968.7586 | 101741.8686 | 95170.0916
P5 | [6 empty] | 69483.0561 | 67054.4723 | 49593.411 | 62753.3606 | 71720.444 | 66621.6907 | 68005.8457 | 58346.9911 | 59640.5179 | 64021.8791 | 66990.3753 | 65913.549 | 66687.0193 | 60963.4218
P95 | [6 empty] | 255127.3509 | 265082.1175 | 224751.0737 | 181608.808 | 193975.544 | 170717.6084 | 169993.0648 | 184905.7611 | 169796.5875 | 160217.3166 | 166174.9851 | 148777.0799 | 146094.1437 | 136492.557
NETPOS - Net Position (MWh)
MEAN | [6 empty] | 9783.4729 | 8079.5723 | 6205.0076 | 6220.8848 | 6656.2366 | 6099.0566 | 6163.5838 | 5865.1061 | 5567.2494 | 5814.7026 | 5518.1799 | 4903.3045 | 4774.1521 | 4321.3375
P5 | [6 empty] | 6492.41 | 5518.555 | 3999.2676 | 4625.885 | 5035.065 | 4719.6 | 4734.84 | 4204.075 | 4207.5 | 4166.4 | 4228.56 | 4003.25 | 3688.965 | 3398.45
P95 | [6 empty] | 13497.965 | 11772.1049 | 9550.94 | 8541.49 | 8597.26 | 7758.22 | 7507.31 | 7358.875 | 7438.715 | 6963.32 | 7181.84 | 5996.5 | 5888.96 | 5318.95
NETREVENUE - Net Revenue $
MEAN | [6 empty] | 66667.5362 | 55145.9169 | 41480.1698 | 48338.9799 | 47733.1712 | 47214.66 | 49257.1439 | 49094.2538 | 48525.738 | 52868.1932 | 47119.517 | 40723.2282 | 40079.8357 | 33903.6151
P5 | [6 empty] | 24316.8473 | 25889.7633 | 16503.2781 | 25877.4288 | 20892.9629 | 22814.911 | 23439.9566 | 24528.1055 | 23981.9759 | 28863.379 | 26960.0417 | 20821.8607 | 21434.6258 | 15239.1601
P95 | [6 empty] | 116644.8044 | 104644.6893 | 83957.1002 | 80535.5014 | 91594.8936 | 75228.7158 | 75401.208 | 79964.0921 | 82492.2326 | 81831.1314 | 83170.5921 | 63635.8848 | 61001.372 | 54443.5456
STARTS - Number Starts
MEAN | [6 empty] | 118.56 | 103.74 | 87.92 | 86.65 | 95.23 | 86.18 | 88.67 | 86.04 | 82.13 | 81.23 | 80.68 | 73.55 | 71.13 | 67.17
P5 | [6 empty] | 99 | 76.5 | 68.5 | 69 | 77 | 68 | 70.5 | 65 | 60 | 57 | 63 | 56.5 | 57 | 51
P95 | [6 empty] | 146 | 128.5 | 110 | 105 | 115 | 109 | 104.5 | 104 | 102.5 | 101 | 99.5 | 87.5 | 87.5 | 84.5
VOMCOSTS - VOM Costs
MEAN | [6 empty] | 6946.2658 | 5817.292 | 4591.7056 | 4665.6636 | 5125.3022 | 4757.2641 | 4930.867 | 4809.387 | 4620.817 | 4942.4972 | 4800.8165 | 4314.908 | 4296.7369 | 3975.6305
P5 | [6 empty] | 4609.6111 | 3973.3596 | 2959.458 | 3469.4138 | 3877.0001 | 3681.288 | 3787.872 | 3447.3415 | 3492.225 | 3541.44 | 3678.8472 | 3522.86 | 3320.0685 | 3126.574
P95 | [6 empty] | 9583.5552 | 8475.9155 | 7067.6956 | 6406.1175 | 6619.8902 | 6051.4116 | 6005.848 | 6034.2775 | 6174.1335 | 5918.822 | 6248.2008 | 5276.92 | 5300.064 | 4893.434
15554: New 2025JAN 18V50DF_NG_B #6
CAPACITYFACTOR - Net Generation Capacity Factor
MEAN | [6 empty] | 0.15866 | 0.13064 | 0.099277 | 0.099191 | 0.10836 | 0.1007 | 0.099646 | 0.096388 | 0.089821 | 0.093366 | 0.089539 | 0.078962 | 0.076509 | 0.068289
P5 | [6 empty] | 0.098236 | 0.08669 | 0.062046 | 0.072062 | 0.082051 | 0.080208 | 0.077585 | 0.069673 | 0.065665 | 0.068206 | 0.070887 | 0.061916 | 0.05997 | 0.052638
P95 | [6 empty] | 0.2182 | 0.18903 | 0.15232 | 0.13763 | 0.1433 | 0.1284 | 0.12044 | 0.11978 | 0.11988 | 0.11072 | 0.11442 | 0.096996 | 0.095662 | 0.085627
CO2EMISSIONS - CO2 Emissions
MEAN | [6 empty] | 5036.6465 | 4146.7933 | 3134.8997 | 3172.6488 | 3430.0894 | 3187.7568 | 3184.314 | 3025.7826 | 2850.6403 | 2989.9812 | 2854.1933 | 2515.7958 | 2434.5736 | 2160.0098
P5 | [6 empty] | 3128.8158 | 2750.9531 | 1984.6021 | 2320.0357 | 2608.7311 | 2545.6415 | 2487.9071 | 2201.8408 | 2092.0822 | 2189.9689 | 2262.8879 | 1969.19 | 1911.7445 | 1670.9554
P95 | [6 empty] | 6957.5196 | 6052.4952 | 4824.9487 | 4402.7139 | 4492.9883 | 4030.4135 | 3873.8924 | 3780.8919 | 3794.2535 | 3539.6515 | 3622.973 | 3116.7973 | 3041.4117 | 2697.5752
FUELCONSUMED - Fuel Consumed
MEAN | [6 empty] | 82432.8403 | 67868.9581 | 51307.6868 | 51925.5118 | 56138.9425 | 52172.7798 | 52116.4329 | 49521.8107 | 46655.3241 | 48935.8626 | 46713.474 | 41175.0538 | 39845.7224 | 35352.0425
P5 | [6 empty] | 51208.1142 | 45023.7816 | 32481.2134 | 37971.1244 | 42696.0904 | 41663.5276 | 40718.6112 | 36036.6738 | 34240.2984 | 35842.3716 | 37035.8092 | 32228.9681 | 31288.7806 | 27347.8783
P95 | [6 empty] | 113871.0249 | 99058.8406 | 78968.0635 | 72057.5113 | 73534.9964 | 65964.2147 | 63402.4938 | 61880.3905 | 62099.0749 | 57932.1036 | 59295.7933 | 51011.4131 | 49777.6055 | 44150.1665
FUELCOST - Fuel Cost
MEAN | [6 empty] | 153609.0453 | 130463.5642 | 104143.7899 | 104987.6532 | 116520.7816 | 110022.6655 | 111663.637 | 109927.8276 | 105568.8895 | 112410.241 | 109262.4781 | 100865.0438 | 99897.8746 | 91676.899
P5 | [6 empty] | 66630.343 | 67136.8914 | 46176.2318 | 60170.3974 | 67632.1306 | 67074.5376 | 69875.1621 | 59635.8053 | 57874.8331 | 61898.4151 | 69316.1312 | 64438.7157 | 67849.3893 | 57741.3271
P95 | [6 empty] | 256742.3393 | 268696.0397 | 213344.4163 | 178079.7096 | 199602.961 | 168391.234 | 168199.8374 | 186508.3326 | 168226.8541 | 160037.6517 | 168169.7953 | 147637.5702 | 146758.7056 | 133930.4982
NETPOS - Net Position (MWh)
MEAN | [6 empty] | 9683.5779 | 7967.2052 | 6018.7136 | 6087.0621 | 6576.37 | 6106.7018 | 6157.2537 | 5846.5635 | 5503.5406 | 5768.5992 | 5502.7339 | 4846.9243 | 4687.1561 | 4155.6252
P5 | [6 empty] | 6015.91 | 5285.315 | 3810.56 | 4451.48 | 5001.885 | 4876.92 | 4810.8 | 4254.625 | 4039.2 | 4225.2 | 4362.8 | 3793.875 | 3680.6 | 3214.75
P95 | [6 empty] | 13376.89 | 11628.54 | 9259.32 | 8445.915 | 8614.285 | 7721.03 | 7490.43 | 7304.185 | 7325.185 | 6829.2 | 6984.605 | 6004.875 | 5855.5 | 5189.455
NETREVENUE - Net Revenue $
MEAN | [6 empty] | 66876.6803 | 55549.604 | 42173.173 | 48874.1505 | 48507.9702 | 47013.0523 | 49386.616 | 49414.4869 | 48914.8464 | 52993.7145 | 47159.9436 | 40956.5804 | 39835.427 | 34544.9705
P5 | [6 empty] | 24640.7827 | 26600.5395 | 17764.3989 | 26409.3109 | 22608.0533 | 22264.6373 | 23334.8591 | 24110.1574 | 24838.7734 | 27058.9547 | 26811.7039 | 20958.8743 | 21808.8407 | 15695.1889
P95 | [6 empty] | 118639.8948 | 105587.1256 | 84947.8037 | 81812.9628 | 92067.1421 | 73699.0876 | 75582.2942 | 80136.4177 | 82329.1793 | 81797.2932 | 80188.0858 | 64234.598 | 60101.1683 | 54446.3546
STARTS - Number Starts
MEAN | [6 empty] | 117.31 | 102.23 | 86.4 | 85.36 | 94.84 | 86.62 | 87.76 | 85.2 | 81.61 | 80.62 | 80.42 | 72.74 | 71.02 | 65.44
P5 | [6 empty] | 94 | 76.5 | 65 | 68 | 74 | 71 | 71.5 | 64.5 | 62 | 57.5 | 60 | 53.5 | 56.5 | 51
P95 | [6 empty] | 140 | 124.5 | 108.5 | 103.5 | 119.5 | 103.5 | 105.5 | 105 | 103.5 | 99 | 98 | 89 | 87 | 80
VOMCOSTS - VOM Costs
MEAN | [6 empty] | 6875.3403 | 5736.3878 | 4453.8481 | 4565.2965 | 5063.8049 | 4763.2274 | 4925.803 | 4794.1821 | 4567.9387 | 4903.3093 | 4787.3785 | 4265.2934 | 4218.4405 | 3823.1752
P5 | [6 empty] | 4271.2961 | 3805.4268 | 2819.8144 | 3338.61 | 3851.4515 | 3803.9976 | 3848.64 | 3488.7925 | 3352.536 | 3591.42 | 3795.636 | 3338.61 | 3312.54 | 2957.57
P95 | [6 empty] | 9497.5919 | 8372.5488 | 6851.8968 | 6334.4362 | 6632.9995 | 6022.4034 | 5992.344 | 5989.4317 | 6079.9035 | 5804.82 | 6076.6064 | 5284.29 | 5269.95 | 4774.2986
15554: New 2025JAN 18V50DF_NG_B #7
CAPACITYFACTOR - Net Generation Capacity Factor
MEAN | [6 empty] | 0.15738 | 0.12835 | 0.098171 | 0.097295 | 0.10559 | 0.10049 | 0.099303 | 0.095762 | 0.089157 | 0.092285 | 0.088649 | 0.077867 | 0.075099 | 0.066456
P5 | [6 empty] | 0.099999 | 0.084632 | 0.060557 | 0.068867 | 0.077039 | 0.077634 | 0.07624 | 0.070675 | 0.065365 | 0.069739 | 0.069907 | 0.060737 | 0.058174 | 0.051466
P95 | [6 empty] | 0.21747 | 0.18706 | 0.15125 | 0.13707 | 0.14096 | 0.1264 | 0.12387 | 0.11812 | 0.11694 | 0.1093 | 0.11695 | 0.097154 | 0.09606 | 0.080929
CO2EMISSIONS - CO2 Emissions
MEAN | [6 empty] | 5002.1012 | 4074.7622 | 3103.731 | 3116.8632 | 3343.4577 | 3182.8009 | 3168.0032 | 3009.1433 | 2832.2501 | 2953.2999 | 2821.1904 | 2483.7219 | 2385.3488 | 2098.9006
P5 | [6 empty] | 3181.2891 | 2687.915 | 1906.6047 | 2194.5114 | 2427.0285 | 2437.5922 | 2435.5302 | 2232.3613 | 2079.0067 | 2220.4456 | 2215.0192 | 1943.108 | 1829.1919 | 1614.5335
P95 | [6 empty] | 6852.8222 | 5957.1175 | 4780.9149 | 4394.0571 | 4480.7038 | 3989.0152 | 3963.1924 | 3731.2773 | 3703.4256 | 3465.6367 | 3716.3583 | 3086.3684 | 3041.4117 | 2556.3447
FUELCONSUMED - Fuel Consumed
MEAN | [6 empty] | 81867.4497 | 66690.0516 | 50797.5613 | 51012.4911 | 54721.0755 | 52091.6682 | 51849.4789 | 49249.4815 | 46354.3393 | 48335.5136 | 46173.3283 | 40650.1133 | 39040.0782 | 34351.8915
P5 | [6 empty] | 52066.9251 | 43992.0628 | 31204.6592 | 35916.7165 | 39722.2333 | 39895.1266 | 39861.3773 | 36536.192 | 34026.2965 | 36341.172 | 36252.3594 | 31802.0944 | 29937.6742 | 26424.4434
P95 | [6 empty] | 112157.4831 | 97497.832 | 78247.3802 | 71915.828 | 73333.9413 | 65286.6646 | 64864.0333 | 61068.3688 | 60612.5302 | 56720.7312 | 60824.1943 | 50513.3938 | 49777.6055 | 41838.702
FUELCOST - Fuel Cost
MEAN | [6 empty] | 152734.4168 | 128485.4111 | 103201.6617 | 103468.0364 | 113917.4298 | 109947.1355 | 111319.879 | 109258.4531 | 104838.5191 | 110943.0528 | 108017.9781 | 99705.1757 | 97923.5882 | 89180.6759
P5 | [6 empty] | 66805.9439 | 65001.0801 | 44990.91 | 58747.1235 | 64329.2484 | 66391.3644 | 70022.9326 | 62672.0405 | 58405.2078 | 64245.3444 | 67310.4803 | 61589.2267 | 63544.1329 | 56447.8125
P95 | [6 empty] | 252420.1776 | 258975.2269 | 215753.6271 | 178397.0745 | 192987.7875 | 168246.7416 | 172155.7731 | 182553.6216 | 168572.7955 | 159252.8689 | 168515.8576 | 147778.9365 | 140398.7807 | 132337.8884
NETPOS - Net Position (MWh)
MEAN | [6 empty] | 9617.1194 | 7828.8434 | 5958.9765 | 5980.0541 | 6410.2973 | 6097.3419 | 6125.6256 | 5814.3976 | 5468.0332 | 5697.7882 | 5439.1891 | 4785.1319 | 4592.3594 | 4038.0572
P5 | [6 empty] | 6116.885 | 5164.6 | 3660.8 | 4210.635 | 4653.495 | 4669.92 | 4709.52 | 4313.6 | 4013.955 | 4284 | 4270.51 | 3743.625 | 3521.665 | 3106.2
P95 | [6 empty] | 13173.6823 | 11445.28 | 9176.4 | 8429.305 | 8589.11 | 7640.3397 | 7663.52 | 7207.08 | 7148.18 | 6686.4 | 7165.06 | 5946.25 | 5855.5 | 4918.15
NETREVENUE - Net Revenue $
MEAN | [6 empty] | 67322.363 | 55971.4933 | 42471.6505 | 49543.3842 | 49121.9159 | 47012.3471 | 49158.7694 | 49398.7129 | 49114.2481 | 53112.4738 | 47342.9028 | 41487.8341 | 39908.1349 | 34642.1975
P5 | [6 empty] | 24549.2209 | 26224.3864 | 15857.46 | 26957.3911 | 23416.6278 | 22871.2652 | 23307.1313 | 24149.5401 | 24232.8973 | 26628.1484 | 25599.8927 | 21717.4015 | 21291.3857 | 16613.509
P95 | [6 empty] | 119950.1751 | 103963.1281 | 84959.0493 | 83270.1937 | 90860.6537 | 73600.1049 | 75598.3168 | 79895.0501 | 82150.6753 | 82680.9624 | 82232.013 | 65188.8561 | 59182.9562 | 54722.8969
STARTS - Number Starts
MEAN | [6 empty] | 116.64 | 101.33 | 84.89 | 84.38 | 92.18 | 85.86 | 88.41 | 84.26 | 81.88 | 79.63 | 79.58 | 72.21 | 70.12 | 64.15
P5 | [6 empty] | 94 | 74 | 64.5 | 67 | 70 | 69.5 | 71 | 65 | 64 | 55.5 | 63.5 | 51.5 | 55 | 48.5
P95 | [6 empty] | 139 | 126 | 108 | 104.5 | 114 | 105 | 109.5 | 101.5 | 103.5 | 99.5 | 97 | 87 | 86 | 82
VOMCOSTS - VOM Costs
MEAN | [6 empty] | 6828.1548 | 5636.7672 | 4409.6426 | 4485.0406 | 4935.9289 | 4755.9267 | 4900.5004 | 4767.806 | 4538.4676 | 4843.12 | 4732.0945 | 4210.9161 | 4133.1235 | 3715.0126
P5 | [6 empty] | 4342.9883 | 3718.512 | 2708.992 | 3157.9763 | 3583.1912 | 3642.5376 | 3767.616 | 3537.152 | 3331.5826 | 3641.4 | 3715.3437 | 3294.39 | 3169.4985 | 2857.704
P95 | [6 empty] | 9353.3144 | 8240.6016 | 6790.536 | 6321.9787 | 6613.6147 | 5959.4649 | 6130.816 | 5909.8056 | 5932.9894 | 5683.44 | 6233.6022 | 5232.7 | 5269.95 | 4524.698
15554: New 2025JAN 18V50DF_NG_B #8
CAPACITYFACTOR - Net Generation Capacity Factor
MEAN | [6 empty] | 0.15572 | 0.1272 | 0.098113 | 0.096392 | 0.10288 | 0.10021 | 0.099611 | 0.096834 | 0.089697 | 0.092848 | 0.09 | 0.07832 | 0.074673 | 0.065791
P5 | [6 empty] | 0.099601 | 0.083474 | 0.060913 | 0.070462 | 0.072079 | 0.077844 | 0.079601 | 0.072899 | 0.066307 | 0.070977 | 0.070578 | 0.063453 | 0.0588 | 0.048679
P95 | [6 empty] | 0.21513 | 0.18779 | 0.15284 | 0.13582 | 0.14262 | 0.12865 | 0.12315 | 0.12011 | 0.11745 | 0.1089 | 0.11975 | 0.094686 | 0.093445 | 0.080655
CO2EMISSIONS - CO2 Emissions
MEAN | [6 empty] | 4940.4932 | 4036.2294 | 3095.08 | 3086.5589 | 3259.1507 | 3173.3864 | 3180.5743 | 3042.1466 | 2847.4341 | 2971.4481 | 2868.7277 | 2494.4412 | 2375.1687 | 2084.2309
P5 | [6 empty] | 3168.2688 | 2664.2461 | 1939.2791 | 2255.1093 | 2266.9571 | 2467.846 | 2535.9194 | 2297.7625 | 2122.5918 | 2294.4605 | 2245.4811 | 2008.3129 | 1868.2958 | 1540.751
P95 | [6 empty] | 6770.5471 | 5943.7605 | 4831.8244 | 4367.7336 | 4518.9458 | 4101.9006 | 3943.7613 | 3791.2657 | 3713.446 | 3509.5277 | 3807.7441 | 3021.1634 | 2980.5835 | 2569.3651
FUELCONSUMED - Fuel Consumed
MEAN | [6 empty] | 80859.1365 | 66059.4016 | 50655.9732 | 50516.5127 | 53341.255 | 51937.5841 | 52055.2252 | 49789.6333 | 46602.849 | 48632.5379 | 46951.3532 | 40825.5522 | 38873.4655 | 34111.7985
P5 | [6 empty] | 51853.8272 | 43604.6828 | 31739.4284 | 36908.4996 | 37102.4069 | 40390.2788 | 41504.409 | 37606.5883 | 34739.6361 | 37552.5444 | 36750.9184 | 32869.2787 | 30577.6719 | 25216.8747
P95 | [6 empty] | 110810.9184 | 97279.2227 | 79080.5957 | 71485.0015 | 73959.8332 | 67134.2168 | 64546.0115 | 62050.1744 | 60776.5297 | 57439.0788 | 62319.8712 | 49446.2094 | 48782.0534 | 42051.8024
FUELCOST - Fuel Cost
MEAN | [6 empty] | 150752.8228 | 127450.2955 | 102993.7379 | 102596.3479 | 111252.3573 | 109602.5784 | 111810.8398 | 110463.8545 | 105157.9552 | 111627.741 | 109700.9189 | 99894.9152 | 97632.2742 | 88715.4956
P5 | [6 empty] | 65064.6263 | 64058.0745 | 45435.4267 | 58941.0899 | 60298.1612 | 65413.6749 | 68515.2264 | 62073.1419 | 59592.4452 | 63395.2752 | 70525.0479 | 63588.2697 | 63526.3473 | 52846.0074
P95 | [6 empty] | 250797.4733 | 260732.0515 | 210409.1808 | 178082.3783 | 191641.0853 | 168804.082 | 176219.7483 | 188079.3061 | 163371.1014 | 161592.6939 | 167407.7109 | 146211.4144 | 139424.8574 | 131118.8042
NETPOS - Net Position (MWh)
MEAN | [6 empty] | 9498.7731 | 7754.8002 | 5942.2984 | 5921.9093 | 6248.713 | 6079.1643 | 6149.9699 | 5878.1233 | 5497.4078 | 5732.8096 | 5530.8089 | 4805.8249 | 4572.8109 | 4009.8342
P5 | [6 empty] | 6091.85 | 5118.715 | 3723.13 | 4326.905 | 4346.58 | 4727.88 | 4903.64 | 4439.975 | 4098.105 | 4426.8 | 4329.24 | 3869.25 | 3596.95 | 2964.25
P95 | [6 empty] | 13018.2 | 11420.43 | 9275.6965 | 8379.61 | 8664.055 | 7857.58 | 7624.6344 | 7325.465 | 7169.58 | 6770.26 | 7341.25 | 5820.625 | 5738.39 | 4943.2
NETREVENUE - Net Revenue $
MEAN | [6 empty] | 67865.0952 | 56434.1943 | 42546.8214 | 49916.5617 | 50124.261 | 47272.0313 | 49293.8794 | 49212.7905 | 49080.205 | 52878.0132 | 47650.921 | 41187.6986 | 40316.1187 | 35329.0881
P5 | [6 empty] | 25562.7729 | 27362.5458 | 16988.4368 | 27569.3993 | 24862.1143 | 23293.4122 | 23641.4871 | 22683.9521 | 24433.5479 | 26588.9864 | 26413.338 | 21306.859 | 21282.6468 | 16790.2975
P95 | [6 empty] | 118886.7499 | 102986.8415 | 84472.2576 | 81802.8219 | 92466.1097 | 73705.6159 | 75751.3126 | 79830.3405 | 82301.9357 | 81921.0726 | 82248.3372 | 62292.1713 | 60912.9799 | 56045.7946
STARTS - Number Starts
MEAN | [6 empty] | 116.01 | 100.08 | 84.98 | 83.18 | 90.54 | 86.89 | 88.58 | 85.03 | 81.22 | 79.95 | 80.39 | 72.37 | 69.71 | 63.89
P5 | [6 empty] | 93.5 | 71.5 | 62.5 | 63 | 69 | 68.5 | 72 | 65.5 | 61.5 | 56.5 | 62 | 54 | 55.5 | 47.5
P95 | [6 empty] | 143 | 125.5 | 106.5 | 102 | 118 | 106 | 107.5 | 101 | 105.5 | 97 | 94.5 | 87 | 86 | 80
VOMCOSTS - VOM Costs
MEAN | [6 empty] | 6744.1289 | 5583.4562 | 4397.3008 | 4441.432 | 4811.509 | 4741.7481 | 4919.9759 | 4820.0611 | 4562.8485 | 4872.8882 | 4811.8037 | 4229.1259 | 4115.5298 | 3689.0475
P5 | [6 empty] | 4325.2135 | 3685.4748 | 2755.1162 | 3245.1788 | 3346.8666 | 3687.7464 | 3922.912 | 3640.7795 | 3401.4271 | 3762.78 | 3766.4388 | 3404.94 | 3237.255 | 2727.11
P95 | [6 empty] | 9242.922 | 8222.7096 | 6864.0154 | 6284.7075 | 6671.3224 | 6128.9124 | 6099.7076 | 6006.8813 | 5950.7514 | 5754.721 | 6386.8875 | 5122.15 | 5164.551 | 4547.744
15554: New 2025JAN 18V50DF_NG_B #9
CAPACITYFACTOR - Net Generation Capacity Factor
MEAN | [6 empty] | 0.15494 | 0.12597 | 0.098173 | 0.096049 | 0.10091 | 0.099074 | 0.098826 | 0.096517 | 0.090777 | 0.093117 | 0.0896 | 0.079378 | 0.075195 | 0.065262
P5 | [6 empty] | 0.097701 | 0.079676 | 0.061574 | 0.070878 | 0.070092 | 0.074599 | 0.075422 | 0.070974 | 0.064385 | 0.070315 | 0.071853 | 0.064217 | 0.057542 | 0.049271
P95 | [6 empty] | 0.21505 | 0.18479 | 0.15482 | 0.13517 | 0.14208 | 0.12789 | 0.12294 | 0.12164 | 0.11684 | 0.10843 | 0.1197 | 0.095768 | 0.094889 | 0.082935
CO2EMISSIONS - CO2 Emissions
MEAN | [6 empty] | 4924.8637 | 3994.3644 | 3101.3123 | 3074.8544 | 3193.8344 | 3133.1601 | 3159.331 | 3035.6874 | 2884.9394 | 2986.8538 | 2852.7795 | 2532.6549 | 2391.2499 | 2062.7038
P5 | [6 empty] | 3129.208 | 2514.5012 | 1941.0037 | 2250.7809 | 2223.6945 | 2355.4748 | 2400.6122 | 2228.0012 | 2048.4972 | 2272.6914 | 2271.5914 | 2056.1299 | 1824.847 | 1579.8123
P95 | [6 empty] | 6831.6569 | 5855.4124 | 4915.6457 | 4341.763 | 4456.7358 | 4060.6673 | 3910.8154 | 3852.3068 | 3730.88 | 3494.1129 | 3807.7441 | 3047.2454 | 3028.3771 | 2638.8074
FUELCONSUMED - Fuel Consumed
MEAN | [6 empty] | 80603.3333 | 65374.2125 | 50757.9754 | 50324.9485 | 52272.2485 | 51279.2154 | 51707.5449 | 49683.9177 | 47216.6836 | 48884.6772 | 46690.3363 | 41450.9804 | 39136.6603 | 33759.4725
P5 | [6 empty] | 51214.5334 | 41153.8652 | 31767.6539 | 36837.658 | 36394.3457 | 38551.1418 | 39289.888 | 36464.8322 | 33526.9589 | 37196.2584 | 37178.2546 | 33651.8806 | 29866.5633 | 25856.1758
P95 | [6 empty] | 111811.0783 | 95833.2631 | 80452.4673 | 71059.9516 | 72941.6669 | 66459.367 | 64006.7994 | 63049.2109 | 61061.8655 | 57186.7908 | 62319.8712 | 49873.0831 | 49564.2729 | 43188.3376
FUELCOST - Fuel Cost
MEAN | [6 empty] | 150511.6031 | 126256.7699 | 103072.2091 | 102192.0698 | 109354.7542 | 108478.0445 | 111207.1949 | 110244.3755 | 106554.0107 | 112221.9258 | 109075.1351 | 101362.8094 | 98120.5912 | 87964.3471
P5 | [6 empty] | 62225.1261 | 60582.9408 | 44976.7215 | 58011.3625 | 60809.978 | 62965.4039 | 66676.4535 | 61642.4809 | 61189.7767 | 65878.14 | 71506.1665 | 64897.2467 | 62832.0666 | 52601.5234
P95 | [6 empty] | 250548.0754 | 262887.794 | 220764.3456 | 175951.7351 | 194568.6193 | 168285.9861 | 170643.0338 | 178685.6498 | 165059.8744 | 162698.659 | 169326.2362 | 146957.0524 | 141051.248 | 129056.5289
NETPOS - Net Position (MWh)
MEAN | [6 empty] | 9468.7244 | 7674.2191 | 5954.3715 | 5899.4098 | 6123.3739 | 6002.2008 | 6108.889 | 5865.6598 | 5569.7897 | 5762.5124 | 5500.0575 | 4879.4398 | 4603.7189 | 3968.4182
P5 | [6 empty] | 6016.745 | 4831.4 | 3726.8099 | 4318.6 | 4263.63 | 4512.6 | 4642 | 4305.175 | 3955.05 | 4384.8 | 4379.58 | 3961.375 | 3513.3 | 3039.4
P95 | [6 empty] | 13134.885 | 11249.455 | 9433.3682 | 8329.78 | 8543.27 | 7778.99 | 7562.24 | 7443.415 | 7203.24 | 6740.93 | 7341.25 | 5870.875 | 5830.405 | 5076.8
NETREVENUE - Net Revenue $
MEAN | [6 empty] | 67794.2135 | 56698.9001 | 42880.7266 | 50005.4917 | 50660.1095 | 47524.1631 | 49471.4673 | 49088.7551 | 48449.9476 | 52998.4801 | 47523.0112 | 40793.1056 | 40552.9122 | 35404.7523
P5 | [6 empty] | 25583.6484 | 27934.1657 | 18518.4637 | 28168.2907 | 26155.258 | 23191.0685 | 23397.7101 | 24534.9266 | 22713.7284 | 27245.146 | 26352.9598 | 21058.8311 | 22145.0677 | 17409.5333
P95 | [6 empty] | 118129.0977 | 104638.6491 | 86507.8086 | 81103.3255 | 92195.1372 | 73039.5932 | 76945.3212 | 79480.927 | 84406.8961 | 80601.3146 | 83675.0381 | 65676.9079 | 61758.6098 | 56249.4541
STARTS - Number Starts
MEAN | [6 empty] | 114.61 | 98.55 | 84.07 | 82.68 | 89.36 | 85.8 | 87.5 | 85.34 | 82.04 | 80.35 | 79.83 | 73.76 | 70.47 | 63.52
P5 | [6 empty] | 92 | 69.5 | 61 | 63.5 | 67 | 66.5 | 73 | 65 | 63 | 58.5 | 64 | 53 | 56 | 50
P95 | [6 empty] | 134.5 | 125.5 | 106 | 105 | 117.5 | 105.5 | 108 | 104 | 104.5 | 99 | 95.5 | 87 | 86 | 81
VOMCOSTS - VOM Costs
MEAN | [6 empty] | 6722.7943 | 5525.4377 | 4406.2349 | 4424.5573 | 4714.9979 | 4681.7166 | 4887.1112 | 4809.841 | 4622.9255 | 4898.1356 | 4785.05 | 4293.907 | 4143.347 | 3650.9447
P5 | [6 empty] | 4271.8889 | 3478.608 | 2757.8393 | 3238.95 | 3282.9951 | 3519.828 | 3713.6 | 3530.2435 | 3282.6915 | 3727.08 | 3810.2346 | 3486.01 | 3161.97 | 2796.248
P95 | [6 empty] | 9325.7684 | 8099.6076 | 6980.6925 | 6247.335 | 6578.3179 | 6067.6122 | 6049.792 | 6103.6003 | 5978.6892 | 5729.7905 | 6386.8875 | 5166.37 | 5247.3645 | 4670.656
15554: New 2025JAN J920_A #1
CAPACITYFACTOR - Net Generation Capacity Factor
MEAN | [6 empty] | 0.3712 | 0.31168 | 0.26649 | 0.24996 | 0.2574 | 0.23205 | 0.23836 | 0.22953 | 0.21152 | 0.20683 | 0.2026 | 0.18345 | 0.17745 | 0.16139
P5 | [6 empty] | 0.32349 | 0.26795 | 0.23313 | 0.22397 | 0.22837 | 0.20065 | 0.20933 | 0.20052 | 0.185 | 0.1804 | 0.18057 | 0.15449 | 0.15236 | 0.13712
P95 | [6 empty] | 0.41412 | 0.35415 | 0.31179 | 0.28198 | 0.28666 | 0.26748 | 0.27127 | 0.26419 | 0.24316 | 0.23083 | 0.2254 | 0.21071 | 0.20562 | 0.18386
CO2EMISSIONS - CO2 Emissions
MEAN | [6 empty] | 5922.1379 | 4973.8962 | 4227.2682 | 4032.9808 | 4098.8873 | 3687.2191 | 3825.3607 | 3626.5226 | 3373.0685 | 3326.1572 | 3240.7085 | 2939.3181 | 2829.7488 | 2562.2012
P5 | [6 empty] | 5153.7392 | 4303.682 | 3697.2306 | 3605.446 | 3642.2946 | 3200.5653 | 3362.3209 | 3160.6174 | 2942.6411 | 2892.2824 | 2891.238 | 2479.5324 | 2428.4507 | 2185.5182
P95 | [6 empty] | 6632.997 | 5675.4391 | 4925.3981 | 4572.9899 | 4577.3656 | 4243.9166 | 4357.0294 | 4159.3408 | 3846.0728 | 3723.4627 | 3614.6731 | 3373.9143 | 3273.8571 | 2949.128
FUELCONSUMED - Fuel Consumed
MEAN | [6 empty] | 100375.2187 | 84303.3255 | 71648.6135 | 68355.6076 | 69472.6666 | 62495.2386 | 64836.6213 | 61466.4845 | 57170.6528 | 56375.5457 | 54927.2622 | 49818.9514 | 47961.8434 | 43427.1395
P5 | [6 empty] | 87351.5121 | 72943.7619 | 62664.9255 | 61109.2551 | 61733.806 | 54246.8701 | 56988.4895 | 53569.786 | 49875.273 | 49021.7364 | 49004.0346 | 42025.9725 | 41160.1807 | 37042.6821
P95 | [6 empty] | 112423.6786 | 96193.8829 | 83481.3237 | 77508.304 | 77582.4681 | 71930.7894 | 73847.9565 | 70497.302 | 65187.6741 | 63109.5377 | 61265.6464 | 57184.9878 | 55489.103 | 49985.2204
FUELCOST - Fuel Cost
MEAN | [6 empty] | 176169.5771 | 154134.4069 | 136562.2147 | 132336.6377 | 140037.5667 | 129062.4183 | 136647.0346 | 133063.2232 | 126293.4116 | 127166.7765 | 126289.3308 | 120057.8553 | 118850.9665 | 111863.2819
P5 | [6 empty] | 112355.5015 | 103935.7076 | 90679.4898 | 97919.8607 | 99243.2322 | 90415.848 | 100703.188 | 90868.4712 | 88594.1951 | 86726.5768 | 87917.2933 | 84248.5971 | 88442.0221 | 76635.9465
P95 | [6 empty] | 241278.9453 | 235865.9571 | 216932.8881 | 186236.7728 | 206566.6627 | 182010.0725 | 190276.5306 | 203178.2475 | 174172.8921 | 175062.3118 | 170045.7288 | 163620.8131 | 163905.0012 | 155140.8586
NETPOS - Net Position (MWh)
MEAN | [6 empty] | 12312.1833 | 10332.3994 | 8774.987 | 8365.4267 | 8495.7715 | 7636.9154 | 7997.0957 | 7575.9542 | 7041.1476 | 6938.0004 | 6754.7767 | 6122.6411 | 5890.3934 | 5329.0066
P5 | [6 empty] | 10713.8969 | 8943.3524 | 7675.864 | 7481.11 | 7551.2633 | 6630.0902 | 7031.055 | 6604.28 | 6144.245 | 6034.93 | 6028.16 | 5166.485 | 5053.465 | 4546.45
P95 | [6 empty] | 13790.7714 | 11784.0884 | 10219.9496 | 9477.6517 | 9486.59 | 8780.7838 | 9103.7579 | 8684.2052 | 8028.8042 | 7768.2492 | 7531.9061 | 7018.5278 | 6812.552 | 6134.5198
NETREVENUE - Net Revenue $
MEAN | [6 empty] | 20649.7471 | 14880.8649 | 6166.1943 | 11790.7996 | 12050.6432 | 13862.401 | 13475.7297 | 14834.2571 | 16026.6078 | 19455.615 | 16838.455 | 14025.4156 | 13674.7072 | 10986.7356
P5 | [6 empty] | -13828.1264 | -9368.1886 | -16917.5457 | -8805.5987 | -9808.766 | -3939.4807 | -5703.5286 | -3485.1284 | -1119.5347 | 398.0767 | 815.5593 | 786.1561 | 2402.0417 | -1177.2434
P95 | [6 empty] | 56041.3608 | 51497.6988 | 38355.6404 | 38652.4414 | 40237.2878 | 32732.6989 | 34057.1416 | 35380.1699 | 38091.2529 | 39449.4735 | 40089.6786 | 29310.7193 | 28297.1664 | 22865.5123
STARTS - Number Starts
MEAN | [6 empty] | 176.51 | 175.6 | 159.16 | 156.76 | 162.4 | 146.01 | 160.25 | 152.5 | 150.94 | 143.22 | 145.32 | 133.67 | 131.24 | 123.43
P5 | [6 empty] | 151.5 | 155.5 | 133 | 133.5 | 141 | 124.5 | 137.5 | 132.5 | 128.5 | 120.5 | 122.5 | 115 | 111 | 98
P95 | [6 empty] | 207 | 196.5 | 179.5 | 178 | 180 | 167 | 182.5 | 171 | 171.5 | 165 | 164.5 | 152.5 | 153.5 | 142.5
VOMCOSTS - VOM Costs
MEAN | [6 empty] | 6894.8226 | 5889.4676 | 5089.4925 | 4935.6018 | 5097.4629 | 4734.8875 | 5038.1703 | 4848.6107 | 4576.746 | 4648.4603 | 4593.2482 | 4224.6224 | 4182.1793 | 3836.8848
P5 | [6 empty] | 5999.7823 | 5097.7108 | 4452.0011 | 4413.8549 | 4530.758 | 4110.656 | 4429.5647 | 4226.7392 | 3993.7592 | 4043.4031 | 4099.1488 | 3564.8747 | 3587.9601 | 3273.444
P95 | [6 empty] | 7722.832 | 6716.9304 | 5927.5708 | 5591.8145 | 5691.954 | 5444.086 | 5735.3675 | 5557.8913 | 5218.7227 | 5204.727 | 5121.6961 | 4842.7842 | 4836.9119 | 4416.8543
15554: New 2026JAN 18V50DF_NG_B #1
CAPACITYFACTOR - Net Generation Capacity Factor
MEAN | [7 empty] | 0.12268 | 0.093988 | 0.093499 | 0.09735 | 0.095854 | 0.093694 | 0.093442 | 0.088043 | 0.09168 | 0.087158 | 0.07704 | 0.076371 | 0.067174
P5 | [7 empty] | 0.076938 | 0.056622 | 0.067323 | 0.067168 | 0.067263 | 0.06921 | 0.066825 | 0.060969 | 0.066323 | 0.067636 | 0.059961 | 0.059992 | 0.052381
P95 | [7 empty] | 0.17884 | 0.14887 | 0.13416 | 0.1367 | 0.12601 | 0.11951 | 0.11952 | 0.11602 | 0.10865 | 0.1208 | 0.095667 | 0.094273 | 0.08222
CO2EMISSIONS - CO2 Emissions
MEAN | [7 empty] | 3893.3901 | 2971.8196 | 2991.8072 | 3085.0911 | 3033.8068 | 2995.7878 | 2937.2591 | 2799.0486 | 2939.0943 | 2778.9746 | 2456.4086 | 2429.5735 | 2125.1549
P5 | [7 empty] | 2458.1417 | 1802.6081 | 2159.884 | 2119.8644 | 2130.7322 | 2195.4689 | 2105.919 | 1935.1761 | 2129.0155 | 2158.447 | 1917.026 | 1907.3996 | 1666.6152
P95 | [7 empty] | 5703.7473 | 4722.2414 | 4299.6906 | 4356.2897 | 3974.2279 | 3806.0615 | 3780.19 | 3700.3704 | 3496.1134 | 3868.668 | 3029.8574 | 2997.963 | 2604.0863
FUELCONSUMED - Fuel Consumed
MEAN | [7 empty] | 63721.6051 | 48638.6188 | 48965.7483 | 50492.4895 | 49653.1399 | 49030.8965 | 48072.9797 | 45810.9429 | 48103.0156 | 45482.3991 | 40203.0861 | 39763.8878 | 34781.5863
P5 | [7 empty] | 40231.451 | 29502.5869 | 35349.9834 | 34694.9988 | 34872.8677 | 35932.3885 | 34466.7593 | 31672.276 | 34844.7708 | 35326.4642 | 31375.2206 | 31217.6697 | 27276.8448
P95 | [7 empty] | 93351.0191 | 77287.0928 | 70371.3686 | 71297.7034 | 65044.6462 | 62292.3315 | 61868.9033 | 60562.5278 | 57219.5316 | 63316.9892 | 49588.5006 | 49066.4969 | 42620.07
FUELCOST - Fuel Cost
MEAN | [7 empty] | 123061.8551 | 99035.2373 | 99602.5248 | 106019.4327 | 105609.4101 | 106045.613 | 107410.1788 | 103853.1723 | 110786.5296 | 106702.3807 | 98621.1438 | 99490.0009 | 90271.9395
P5 | [7 empty] | 57854.4885 | 42726.1872 | 55728.0237 | 55264.9414 | 57000.9104 | 61868.3414 | 55861.9133 | 54233.7318 | 60687.6776 | 67369.3436 | 62532.7669 | 66742.406 | 54634.5457
P95 | [7 empty] | 248821.0098 | 211924.4996 | 176630.1479 | 187629.8474 | 169252.5386 | 167553.3317 | 181259.664 | 165833.0402 | 164463.1684 | 170161.6875 | 143780.2322 | 139106.6783 | 131741.3597
NETPOS - Net Position (MWh)
MEAN | [7 empty] | 7480.4087 | 5705.752 | 5740.2037 | 5914.912 | 5811.7121 | 5792.677 | 5675.5058 | 5404.0241 | 5670.3581 | 5357.7631 | 4732.5423 | 4677.5378 | 4088.5761
P5 | [7 empty] | 4723.11 | 3461.12 | 4144.195 | 4064.55 | 4082.04 | 4245.32 | 4069.275 | 3736.26 | 4107.6 | 4161.44 | 3693.375 | 3672.235 | 3206.4
P95 | [7 empty] | 10957.1907 | 9064.15 | 8248.4385 | 8350.741 | 7613.39 | 7359.68 | 7304.475 | 7144.335 | 6745.2 | 7458.71 | 5837.375 | 5771.85 | 5010
NETREVENUE - Net Revenue $
MEAN | [7 empty] | 57386.1829 | 43504.509 | 50269.6704 | 51344.2495 | 48328.0262 | 51154.8757 | 50556.3714 | 49565.3849 | 53815.3653 | 47903.6016 | 41873.4667 | 39969.9512 | 34397.7108
P5 | [7 empty] | 28562.3185 | 18308.2359 | 27594.4547 | 26454.8624 | 24795.9247 | 26204.1206 | 26994.939 | 26047.3961 | 30133.0146 | 26754.1801 | 21680.5207 | 19868.231 | 15705.939
P95 | [7 empty] | 105273.5311 | 85357.161 | 83043.4452 | 95555.5164 | 73471.3431 | 75552.1812 | 81789.334 | 83625.4126 | 79296.4256 | 82854.4311 | 67118.8315 | 60499.8442 | 56330.0506
STARTS - Number Starts
MEAN | [7 empty] | 96.68 | 82.16 | 81.03 | 86.83 | 83.81 | 83.78 | 82.58 | 79.72 | 78.7 | 78.29 | 71.96 | 70.87 | 64.65
P5 | [7 empty] | 67.5 | 60 | 62.5 | 66 | 65.5 | 64.5 | 61.5 | 57.5 | 54.5 | 63 | 51 | 56.5 | 49
P95 | [7 empty] | 121.5 | 103.5 | 102 | 114.5 | 103.5 | 103 | 101 | 103 | 98.5 | 97.5 | 87 | 86.5 | 80.5
VOMCOSTS - VOM Costs
MEAN | [7 empty] | 5385.8943 | 4222.2565 | 4305.1528 | 4554.4822 | 4533.1354 | 4634.1416 | 4653.9147 | 4485.34 | 4819.8044 | 4661.2539 | 4164.6372 | 4209.784 | 3761.49
P5 | [7 empty] | 3400.6392 | 2561.2288 | 3108.1462 | 3129.7035 | 3183.9912 | 3396.256 | 3336.8055 | 3101.0958 | 3491.46 | 3620.4528 | 3250.17 | 3305.0115 | 2949.888
P95 | [7 empty] | 7889.1773 | 6707.471 | 6186.3288 | 6430.0706 | 5938.4442 | 5887.744 | 5989.6695 | 5929.7981 | 5733.42 | 6489.0777 | 5136.89 | 5194.665 | 4609.2
15554: New 2026JAN 18V50DF_NG_B #2
CAPACITYFACTOR - Net Generation Capacity Factor
MEAN | [7 empty] | 0.13608 | 0.10704 | 0.1036 | 0.10928 | 0.10198 | 0.10497 | 0.10486 | 0.09985 | 0.099672 | 0.094765 | 0.085791 | 0.085152 | 0.075133
P5 | [7 empty] | 0.094997 | 0.069372 | 0.079126 | 0.0815 | 0.076686 | 0.080269 | 0.078943 | 0.074491 | 0.072411 | 0.075502 | 0.067161 | 0.067464 | 0.05776
P95 | [7 empty] | 0.19346 | 0.15439 | 0.13744 | 0.14574 | 0.13414 | 0.13181 | 0.12778 | 0.12828 | 0.11591 | 0.12119 | 0.10509 | 0.10461 | 0.091243
CO2EMISSIONS - CO2 Emissions
MEAN | [7 empty] | 4320.609 | 3375.9173 | 3315.5187 | 3461.9072 | 3226.232 | 3352.1518 | 3295.3628 | 3169.7769 | 3194.1491 | 3018.5751 | 2734.3086 | 2707.0581 | 2376.6768
P5 | [7 empty] | 3021.7367 | 2175.2626 | 2532.1285 | 2591.4261 | 2428.9483 | 2553.3784 | 2480.8859 | 2371.0265 | 2311.8757 | 2415.1977 | 2143.0699 | 2133.3331 | 1835.8808
P95 | [7 empty] | 6107.6758 | 4877.8854 | 4365.3929 | 4642.7648 | 4257.8408 | 4209.6966 | 4009.6206 | 4055.7638 | 3705.0965 | 3873.0197 | 3342.8412 | 3323.8285 | 2912.2365
FUELCONSUMED - Fuel Consumed
MEAN | [7 empty] | 70713.7315 | 55252.3285 | 54263.8081 | 56659.6929 | 52802.4884 | 54863.3683 | 53933.9251 | 51878.5098 | 52277.3994 | 49403.8482 | 44751.3677 | 44305.3704 | 38898.1474
P5 | [7 empty] | 49455.5932 | 35601.6794 | 41442.3653 | 42412.8659 | 39753.6545 | 41790.1536 | 40603.6977 | 38805.6715 | 37837.5732 | 39528.6041 | 35074.7931 | 34915.4347 | 30047.1493
P95 | [7 empty] | 99961.9609 | 79834.458 | 71446.6923 | 75986.33 | 69686.4291 | 68898.4718 | 65623.9055 | 66379.1122 | 60639.8772 | 63388.2119 | 54710.9856 | 54399.8117 | 47663.4449
FUELCOST - Fuel Cost
MEAN | [7 empty] | 135153.7814 | 110764.8631 | 108963.4296 | 117595.1601 | 111786.5666 | 118036.9381 | 119216.262 | 116413.2632 | 119594.4155 | 115400.5546 | 109122.4564 | 110528.6266 | 100814.151
P5 | [7 empty] | 71636.2255 | 51977.0375 | 66526.2285 | 70289.8757 | 65460.1264 | 68297.3114 | 67143.501 | 63140.8841 | 70721.6304 | 74085.7098 | 69610.1614 | 75236.2027 | 59868.7116
P95 | [7 empty] | 262584.5682 | 215870.781 | 173057.0248 | 196603.5571 | 180078.4013 | 181626.0197 | 192307.4209 | 182736.9147 | 171691.7687 | 176180.418 | 158629.5014 | 156882.7568 | 149478.7939
NETPOS - Net Position (MWh)
MEAN | [7 empty] | 8301.1194 | 6481.5519 | 6361.1259 | 6637.3895 | 6180.3437 | 6481.6241 | 6367.3565 | 6119.702 | 6162.4134 | 5819.6872 | 5267.9574 | 5211.718 | 4572.4544
P5 | [7 empty] | 5806.01 | 4176.64 | 4858.425 | 4968.705 | 4653.36 | 4937.4 | 4793.825 | 4577.76 | 4460.4 | 4656.45 | 4128.875 | 4107.215 | 3532.05
P95 | [7 empty] | 11734.3656 | 9363.81 | 8375.525 | 8900.245 | 8155.52 | 8138.7487 | 7746.57 | 7830.085 | 7148.4 | 7467.1 | 6440.375 | 6399.225 | 5602.85
NETREVENUE - Net Revenue $
MEAN | [7 empty] | 53889.7603 | 39884.8064 | 47348.3173 | 48457.5376 | 46415.5118 | 47933.6162 | 46639.6447 | 46416.7182 | 51482.4174 | 45925.2423 | 38857.255 | 37845.5474 | 32320.6981
P5 | [7 empty] | 23982.4009 | 14532.5488 | 25439.1401 | 22771.6836 | 21953.7544 | 22468.2419 | 21523.4025 | 20365.3494 | 27952.785 | 24003.6944 | 18905.1914 | 19368.0054 | 14030.3782
P95 | [7 empty] | 100544.3561 | 85243.1575 | 81189.8932 | 89944.4425 | 73793.8617 | 75035.8686 | 77834.1816 | 78809.1432 | 79374.3356 | 82504.9562 | 62536.5595 | 59625.8415 | 53034.9272
STARTS - Number Starts
MEAN | [7 empty] | 106.34 | 91.54 | 88.16 | 94.96 | 87.23 | 91.12 | 91.26 | 87.62 | 83.78 | 83.52 | 77.12 | 75.75 | 68.82
P5 | [7 empty] | 85.5 | 71 | 71.5 | 76.5 | 68.5 | 73.5 | 72.5 | 68.5 | 62.5 | 68 | 57.5 | 60 | 52
P95 | [7 empty] | 129.5 | 113.5 | 107 | 116 | 104.5 | 107.5 | 110.5 | 114 | 105 | 103 | 91.5 | 91 | 84.5
VOMCOSTS - VOM Costs
MEAN | [7 empty] | 5976.806 | 4796.3484 | 4770.8444 | 5110.7899 | 4820.6681 | 5185.2993 | 5221.2323 | 5079.3527 | 5238.0514 | 5063.1278 | 4635.8025 | 4690.5462 | 4206.658
P5 | [7 empty] | 4180.3272 | 3090.7136 | 3643.8187 | 3825.9028 | 3629.6208 | 3949.92 | 3930.9365 | 3799.5408 | 3791.34 | 4051.1115 | 3633.41 | 3696.4935 | 3249.486
P95 | [7 empty] | 8448.7432 | 6929.2194 | 6281.6438 | 6853.1887 | 6361.3056 | 6510.999 | 6352.1874 | 6498.9706 | 6076.14 | 6496.377 | 5667.53 | 5759.3025 | 5154.622
15554: New 2026JAN J920_B #1
CAPACITYFACTOR - Net Generation Capacity Factor
MEAN | [7 empty] | 0.33273 | 0.29536 | 0.27553 | 0.28412 | 0.33156 | 0.26496 | 0.25666 | 0.23546 | 0.22874 | 0.22348 | 0.20287 | 0.19351 | 0.17603
P5 | [7 empty] | 0.29508 | 0.257 | 0.2513 | 0.2566 | 0.30309 | 0.23788 | 0.22805 | 0.20622 | 0.19831 | 0.20237 | 0.1778 | 0.16978 | 0.15332
P95 | [7 empty] | 0.3716 | 0.33698 | 0.30684 | 0.30954 | 0.36654 | 0.29604 | 0.28951 | 0.27125 | 0.25817 | 0.2492 | 0.2278 | 0.22051 | 0.20202
CO2EMISSIONS - CO2 Emissions
MEAN | [7 empty] | 5306.6373 | 4688.9524 | 4437.2528 | 4525.3744 | 5273.8491 | 4256.7154 | 4056.2638 | 3760.839 | 3679.4945 | 3578.3927 | 3254.0645 | 3094.473 | 2796.2258
P5 | [7 empty] | 4775.5211 | 4086.4623 | 4000.4132 | 4072.6248 | 4781.4659 | 3800.0149 | 3613.812 | 3261.7567 | 3197.5665 | 3239.5304 | 2874.7752 | 2692.6893 | 2447.3567
P95 | [7 empty] | 5944.6211 | 5372.0299 | 4943.0241 | 4971.709 | 5843.6249 | 4754.2936 | 4601.1152 | 4313.6551 | 4164.4384 | 4027.5455 | 3668.5303 | 3551.2713 | 3214.9188
FUELCONSUMED - Fuel Consumed
MEAN | [7 empty] | 89943.0057 | 79473.7691 | 75207.6744 | 76701.2614 | 89387.2727 | 72147.7193 | 68750.2346 | 63743.0345 | 62364.3128 | 60650.724 | 55153.6355 | 52448.6945 | 47393.6582
P5 | [7 empty] | 80941.0349 | 69262.0732 | 67803.6129 | 69027.5396 | 81041.7944 | 64407.0325 | 61251.0511 | 55284.0118 | 54196.0428 | 54907.2955 | 48725.0033 | 45638.8009 | 41480.6228
P95 | [7 empty] | 100756.2906 | 91051.3543 | 83780.07 | 84266.2537 | 99044.4898 | 80581.2469 | 77985.0039 | 73112.7983 | 70583.7022 | 68263.4829 | 62178.4801 | 60191.0388 | 54490.1496
FUELCOST - Fuel Cost
MEAN | [7 empty] | 163582.8311 | 150423.9021 | 144782.2615 | 153830.5779 | 181095.8496 | 151204.0233 | 147867.335 | 140256.7549 | 140553.6367 | 138941.1962 | 132430.7049 | 129481.1437 | 121316.4833
P5 | [7 empty] | 114518.4769 | 103331.2471 | 110822.5479 | 112319.4374 | 143644.0836 | 112305.8402 | 104318.6988 | 99472.8442 | 99942.4286 | 101633.8673 | 97619.282 | 95623.3324 | 89687.195
P95 | [7 empty] | 239954.1519 | 238958.4439 | 196574.6643 | 214621.6993 | 238609.3996 | 204762.2973 | 218929.3666 | 192113.7777 | 188658.2351 | 179072.6427 | 179274.8806 | 175973.1209 | 167673.3083
NETPOS - Net Position (MWh)
MEAN | [7 empty] | 11023.4045 | 9733.1123 | 9203.6605 | 9379.6353 | 10923.2392 | 8898.0889 | 8473.5131 | 7850.219 | 7674.5941 | 7459.167 | 6778.2245 | 6441.5879 | 5815.7527
P5 | [7 empty] | 9921.8123 | 8484.7408 | 8299.4987 | 8443.0936 | 9905.6367 | 7944.2645 | 7550.1596 | 6810.5539 | 6671.705 | 6754.1947 | 5989.04 | 5603.985 | 5091.49
P95 | [7 empty] | 12343.6152 | 11154.0528 | 10252.2655 | 10303.5362 | 12107.4761 | 9935.5778 | 9597.3129 | 9004.505 | 8687.1607 | 8394.08 | 7639.464 | 7390.1844 | 6686.9237
NETREVENUE - Net Revenue $
MEAN | [7 empty] | 11727.9879 | 317.3239 | 5785.6133 | 5969.3585 | -13027.5883 | 6452.7101 | 8137.609 | 9829.3953 | 12969.432 | 11190.2865 | 8771.2584 | 9287.7649 | 6883.5452
P5 | [7 empty] | -13804.9706 | -24940.0317 | -15734.8681 | -17980.6282 | -39241.1898 | -13955.5562 | -14115.6386 | -10644.5387 | -8162.6983 | -7647.2063 | -7229.3402 | -5495.2164 | -7430.1703
P95 | [7 empty] | 48942.9777 | 35914.8444 | 35713.9588 | 35580.6286 | 10575.7496 | 25944.4493 | 31153.3436 | 36276.4417 | 34009.5845 | 36193.7864 | 26281.6631 | 25705.2364 | 19541.567
STARTS - Number Starts
MEAN | [7 empty] | 123.65 | 107.61 | 107.07 | 107.07 | 161.08 | 104.19 | 98.05 | 100.61 | 97.25 | 104.84 | 99.92 | 100.92 | 97.57
P5 | [7 empty] | 105.5 | 92 | 91.5 | 90 | 135.5 | 87 | 80 | 84 | 76.5 | 84.5 | 82.5 | 82.5 | 76.5
P95 | [7 empty] | 140 | 123.5 | 127 | 126 | 185.5 | 126 | 115.5 | 118.5 | 114 | 126 | 119 | 121 | 119
VOMCOSTS - VOM Costs
MEAN | [7 empty] | 6283.3405 | 5645.2052 | 5430.1597 | 5627.7812 | 6663.1759 | 5605.796 | 5423.0484 | 5102.6424 | 5141.978 | 5072.2336 | 4676.9749 | 4573.5274 | 4187.3419
P5 | [7 empty] | 5655.433 | 4921.1497 | 4896.7043 | 5065.8562 | 6042.4384 | 5004.8866 | 4832.1021 | 4426.86 | 4470.0423 | 4592.8524 | 4132.4376 | 3978.8293 | 3665.8728
P95 | [7 empty] | 7035.8607 | 6469.3506 | 6048.8367 | 6182.1217 | 7385.5604 | 6259.414 | 6142.2802 | 5852.9282 | 5820.3977 | 5707.9744 | 5271.2302 | 5247.031 | 4814.5851
15554: New 2027JAN J920_A #1
CAPACITYFACTOR - Net Generation Capacity Factor
MEAN | [8 empty] | 0.26817 | 0.24622 | 0.2595 | 0.23201 | 0.23711 | 0.22861 | 0.2142 | 0.20779 | 0.20495 | 0.18518 | 0.17955 | 0.16254
P5 | [8 empty] | 0.23618 | 0.21585 | 0.23141 | 0.19808 | 0.20899 | 0.20193 | 0.18744 | 0.18251 | 0.18355 | 0.15929 | 0.15583 | 0.1383
P95 | [8 empty] | 0.31444 | 0.28172 | 0.29067 | 0.2674 | 0.26617 | 0.26632 | 0.24609 | 0.23291 | 0.2287 | 0.21145 | 0.20889 | 0.18433
CO2EMISSIONS - CO2 Emissions
MEAN | [8 empty] | 4258.5711 | 3963.4599 | 4125.2492 | 3686.3333 | 3800.8646 | 3604.7309 | 3415.4304 | 3341.935 | 3281.3149 | 2967.8951 | 2871.3993 | 2587.8943
P5 | [8 empty] | 3717.2327 | 3482.856 | 3689.7827 | 3119.8616 | 3370.2231 | 3172.0334 | 3005.1021 | 2931.663 | 2948.6114 | 2559.3188 | 2485.1817 | 2200.8504
P95 | [8 empty] | 4998.491 | 4495.967 | 4600.5013 | 4213.9857 | 4298.0295 | 4176.3689 | 3942.842 | 3747.2573 | 3678.6581 | 3381.6321 | 3318.8079 | 2956.4052
FUELCONSUMED - Fuel Consumed
MEAN | [8 empty] | 72179.1715 | 67177.2869 | 69919.4785 | 62480.2257 | 64421.4335 | 61097.1334 | 57888.651 | 56642.9665 | 55615.5076 | 50303.306 | 48667.7844 | 43862.6152
P5 | [8 empty] | 63003.9439 | 59031.4578 | 62538.6905 | 52879.0102 | 57122.4248 | 53763.278 | 50933.934 | 49689.2033 | 49976.4646 | 43378.2847 | 42121.7234 | 37302.5498
P95 | [8 empty] | 84720.1866 | 76202.8309 | 77974.5982 | 71423.4865 | 72847.9569 | 70785.9138 | 66827.8311 | 63512.8352 | 62350.1371 | 57315.7985 | 56250.9817 | 50108.563
FUELCOST - Fuel Cost
MEAN | [8 empty] | 137547.5636 | 130375.3692 | 140815.3067 | 128921.3844 | 135751.8975 | 132038.2276 | 127785.4393 | 127693.5882 | 127512.643 | 121104.9119 | 120467.9868 | 113029.0436
P5 | [8 empty] | 92076.5838 | 95482.2967 | 102718.8037 | 90450.5588 | 98776.4271 | 90246.5694 | 87650.9019 | 86369.0569 | 93422.8457 | 86395.1244 | 87544.8389 | 78415.6637
P95 | [8 empty] | 223014.9986 | 185254.9451 | 202486.5097 | 183092.5801 | 192260.3299 | 202282.6226 | 180979.3875 | 168697.2823 | 167872.9156 | 162803.3546 | 166294.9782 | 155817.0958
NETPOS - Net Position (MWh)
MEAN | [8 empty] | 8839.8506 | 8221.3382 | 8550.2483 | 7635.1332 | 7945.5362 | 7530.4842 | 7129.6376 | 6970.75 | 6839.6473 | 6182.205 | 5977.3245 | 5382.5066
P5 | [8 empty] | 7717.5327 | 7225.3306 | 7649.19 | 6464.21 | 7047.3245 | 6628.1356 | 6274.53 | 6117.1 | 6146.56 | 5330.8353 | 5174.44 | 4579.0618
P95 | [8 empty] | 10363.9762 | 9319.7546 | 9537.2046 | 8716.0128 | 8979.9864 | 8717.8898 | 8228.7107 | 7816.3946 | 7661.1092 | 7038.1413 | 6902.1828 | 6149.3867
NETREVENUE - Net Revenue $
MEAN | [8 empty] | 5898.3667 | 12310.359 | 11610.625 | 14207.3873 | 13484.5347 | 14634.0939 | 15571.6522 | 18919.1569 | 15801.2085 | 13591.3455 | 13237.0632 | 11039.1971
P5 | [8 empty] | -18103.7788 | -5689.5938 | -8141.872 | -4462.209 | -6073.9961 | -3694.9114 | -1675.0131 | 1915.4626 | -293.4878 | -118.1235 | 1986.9917 | -704.5309
P95 | [8 empty] | 37249.5724 | 37592.2059 | 40068.3048 | 32681.3856 | 33492.277 | 36392.0788 | 40955.8778 | 38999.6064 | 38586.4607 | 29577.4036 | 28025.7652 | 23476.2205
STARTS - Number Starts
MEAN | [8 empty] | 160.24 | 155.01 | 162.17 | 145.63 | 160.12 | 152.09 | 151.82 | 145.02 | 148.08 | 135.54 | 134.24 | 123.91
P5 | [8 empty] | 134 | 131.5 | 141 | 125 | 139.5 | 132 | 132 | 123.5 | 123 | 116.5 | 114 | 98.5
P95 | [8 empty] | 180 | 180 | 181 | 165.5 | 183 | 171.5 | 172.5 | 168 | 167.5 | 155 | 156 | 149.5
VOMCOSTS - VOM Costs
MEAN | [8 empty] | 5127.1133 | 4850.5895 | 5130.149 | 4733.7826 | 5005.6878 | 4819.5099 | 4634.2645 | 4670.4025 | 4650.9602 | 4265.7214 | 4243.9004 | 3875.4048
P5 | [8 empty] | 4476.169 | 4262.945 | 4589.514 | 4007.8102 | 4439.8144 | 4242.0068 | 4078.4445 | 4098.457 | 4179.6608 | 3678.2764 | 3673.8524 | 3296.9245
P95 | [8 empty] | 6011.1062 | 5498.6552 | 5722.3227 | 5403.9279 | 5657.3914 | 5579.4494 | 5348.662 | 5236.9844 | 5209.5543 | 4856.3175 | 4900.5498 | 4427.5584
15554: New 2028JAN J920_A #1
CAPACITYFACTOR - Net Generation Capacity Factor
MEAN | [9 empty] | 0.24722 | 0.25506 | 0.23192 | 0.23792 | 0.22844 | 0.21416 | 0.20762 | 0.2059 | 0.18828 | 0.18267 | 0.16489
P5 | [9 empty] | 0.21874 | 0.22603 | 0.20232 | 0.21098 | 0.20105 | 0.18982 | 0.18516 | 0.18444 | 0.16159 | 0.15777 | 0.14321
P95 | [9 empty] | 0.28176 | 0.28509 | 0.26347 | 0.26878 | 0.26625 | 0.24754 | 0.23436 | 0.22974 | 0.21283 | 0.20936 | 0.1863
CO2EMISSIONS - CO2 Emissions
MEAN | [9 empty] | 3988.2061 | 4060.1635 | 3692.5263 | 3823.4949 | 3610.4575 | 3419.8377 | 3336.316 | 3300.989 | 3021.0474 | 2920.516 | 2625.3481
P5 | [9 empty] | 3520.7686 | 3577.1074 | 3223.1069 | 3382.9422 | 3167.3001 | 3018.2005 | 2975.6996 | 2949.8394 | 2599.973 | 2537.7379 | 2263.6347
P95 | [9 empty] | 4542.0409 | 4514.5927 | 4219.1572 | 4330.086 | 4217.115 | 3960.3976 | 3780.2998 | 3674.6431 | 3429.2942 | 3375.2582 | 2988.4897
FUELCONSUMED - Fuel Consumed
MEAN | [9 empty] | 67596.7136 | 68816.3304 | 62585.1907 | 64804.9975 | 61194.1954 | 57963.35 | 56547.7295 | 55948.9665 | 51204.1933 | 49500.2718 | 44497.4262
P5 | [9 empty] | 59674.0446 | 60628.9391 | 54628.9304 | 57338.0028 | 53683.0532 | 51155.94 | 50435.5857 | 49997.2776 | 44067.3387 | 43012.5062 | 38366.6905
P95 | [9 empty] | 76983.7439 | 76518.5209 | 71511.1383 | 73391.2875 | 71476.5249 | 67125.3834 | 64072.8784 | 62282.0858 | 58123.6306 | 57207.7664 | 50652.3672
FUELCOST - Fuel Cost
MEAN | [9 empty] | 130979.4222 | 138770.6756 | 129118.8375 | 136397.4427 | 132409.134 | 127906.4497 | 127384.8733 | 128275.4022 | 123130.0547 | 122323.9967 | 114360.6787
P5 | [9 empty] | 97922.9544 | 99088.729 | 88972.2337 | 100047.9265 | 91888.9823 | 88299.9258 | 88376.3547 | 92402.5723 | 90597.482 | 91011.8471 | 81857.8809
P95 | [9 empty] | 186221.2667 | 199284.8148 | 180516.722 | 190344.5999 | 203691.5256 | 181483.7222 | 175318.9084 | 169464.45 | 163051.1152 | 167202.2726 | 154303.1731
NETPOS - Net Position (MWh)
MEAN | [9 empty] | 8272.4611 | 8415.402 | 7647.6789 | 7992.6708 | 7542.3704 | 7138.6967 | 6958.8583 | 6880.3067 | 6293.0687 | 6079.5453 | 5460.5695
P5 | [9 empty] | 7305.448 | 7416.9996 | 6677.92 | 7073.8905 | 6617.94 | 6301.8807 | 6208.107 | 6149.295 | 5416.655 | 5283.435 | 4709.5904
P95 | [9 empty] | 9408.3101 | 9351.6693 | 8726.0841 | 9049.1835 | 8801.5843 | 8256.0587 | 7877.8225 | 7657.6 | 7142.615 | 7026.23 | 6217.41
NETREVENUE - Net Revenue $
MEAN | [9 empty] | 11912.6718 | 12407.7818 | 14077.123 | 13180.4247 | 15116.6876 | 15479.3215 | 18867.4448 | 15627.9568 | 12609.3453 | 12109.2595 | 10508.3329
P5 | [9 empty] | -5910.4892 | -7323.3328 | -5784.2492 | -5172.8711 | -3993.6098 | -2727.9586 | -482.3006 | -2039.3492 | -4277.5672 | -1082.4608 | -1650.7775
P95 | [9 empty] | 37958.9245 | 40177.5509 | 32498.8633 | 32961.7437 | 35986.9106 | 39126.882 | 39357.2987 | 40610.646 | 30421.2047 | 24130.0734 | 21744.3427
STARTS - Number Starts
MEAN | [9 empty] | 155.65 | 161.1 | 145.13 | 161.73 | 152.36 | 152.1 | 143.48 | 148.36 | 137.51 | 136.52 | 125.18
P5 | [9 empty] | 133.5 | 140 | 124.5 | 137 | 133.5 | 132 | 122 | 125 | 116.5 | 117 | 100.5
P95 | [9 empty] | 177.5 | 182.5 | 164 | 188.5 | 176.5 | 173.5 | 165 | 170 | 157.5 | 157.5 | 151
VOMCOSTS - VOM Costs
MEAN | [9 empty] | 4880.7521 | 5049.2412 | 4741.5609 | 5035.3826 | 4827.1171 | 4640.1528 | 4662.4351 | 4678.6086 | 4342.2174 | 4316.4771 | 3931.61
P5 | [9 empty] | 4310.2143 | 4450.1998 | 4140.3104 | 4456.551 | 4235.4816 | 4096.2225 | 4159.4317 | 4181.5206 | 3737.492 | 3751.2389 | 3390.9051
P95 | [9 empty] | 5550.903 | 5611.0016 | 5410.1721 | 5700.9856 | 5633.014 | 5366.4381 | 5278.1411 | 5207.168 | 4928.4043 | 4988.6233 | 4476.5352
15554: New 2029JAN J920_B #1
CAPACITYFACTOR - Net Generation Capacity Factor
MEAN | [10 empty] | 0.28109 | 0.32935 | 0.26479 | 0.25621 | 0.23603 | 0.23002 | 0.22386 | 0.2027 | 0.19379 | 0.17311
P5 | [10 empty] | 0.25316 | 0.30236 | 0.2377 | 0.2245 | 0.20792 | 0.19673 | 0.19567 | 0.17978 | 0.16432 | 0.14949
P95 | [10 empty] | 0.31168 | 0.36386 | 0.3006 | 0.28912 | 0.26914 | 0.25942 | 0.24576 | 0.22835 | 0.21958 | 0.19617
CO2EMISSIONS - CO2 Emissions
MEAN | [10 empty] | 4468.3211 | 5250.43 | 4247.0652 | 4047.8324 | 3773.6719 | 3703.1735 | 3587.351 | 3247.8246 | 3095.6707 | 2754.7581
P5 | [10 empty] | 4045.6487 | 4802.7379 | 3831.521 | 3513.4898 | 3321.5189 | 3184.8183 | 3155.0378 | 2872.0855 | 2635.7936 | 2389.7812
P95 | [10 empty] | 4936.3059 | 5810.1465 | 4798.6361 | 4604.8999 | 4285.5834 | 4186.4558 | 3938.5456 | 3640.0683 | 3508.0888 | 3143.292
FUELCONSUMED - Fuel Consumed
MEAN | [10 empty] | 75734.2557 | 88990.3398 | 71984.1568 | 68607.329 | 63960.5405 | 62765.6533 | 60802.5593 | 55047.8749 | 52468.9945 | 46690.8147
P5 | [10 empty] | 68570.3161 | 81402.3377 | 64941.0345 | 59550.6752 | 56296.9299 | 53979.972 | 53475.2166 | 48679.4157 | 44674.4681 | 40504.7661
P95 | [10 empty] | 83666.2025 | 98477.0585 | 81332.8147 | 78049.1516 | 72637.0068 | 70956.8785 | 66755.0097 | 61696.0726 | 59459.1324 | 53276.1363
FUELCOST - Fuel Cost
MEAN | [10 empty] | 152033.5022 | 180450.8573 | 150891.1424 | 147506.8861 | 140618.445 | 141361.5576 | 139180.5362 | 131938.5801 | 129520.3 | 119922.6626
P5 | [10 empty] | 109460.7689 | 141215.7204 | 113427.6111 | 103497.3587 | 100493.9167 | 99792.3307 | 101943.7846 | 94196.9388 | 98662.8128 | 85502.0699
P95 | [10 empty] | 209729.7789 | 240862.62 | 199773.3699 | 213911.2393 | 187356.3223 | 182520.3115 | 180666.3356 | 172065.7012 | 174594.2921 | 161948.219
NETPOS - Net Position (MWh)
MEAN | [10 empty] | 9261.3459 | 10874.57 | 8877.755 | 8455.9288 | 7876.9668 | 7724.0455 | 7477.6455 | 6765.2593 | 6443.9874 | 5729.4062
P5 | [10 empty] | 8388.4504 | 9950.6324 | 8010.4197 | 7341.66 | 6935.5463 | 6644.7658 | 6577.0795 | 5982.4153 | 5488.045 | 4970.5257
P95 | [10 empty] | 10232.3501 | 12037.9347 | 10032.7927 | 9605.7989 | 8939.2176 | 8735.085 | 8208.725 | 7579.26 | 7297.995 | 6535.3289
NETREVENUE - Net Revenue $
MEAN | [10 empty] | 6475.8433 | -12385.7321 | 6447.7883 | 8108.594 | 9905.6424 | 12686.7607 | 11071.2624 | 8808.7832 | 9049.5933 | 8254.1109
P5 | [10 empty] | -17030.1897 | -38235.252 | -15037.1795 | -14403.104 | -10340.549 | -6993.9746 | -7765.0632 | -6868.4165 | -6408.5504 | -4997.3707
P95 | [10 empty] | 35501.1959 | 12264.2676 | 31295.094 | 31913.1131 | 37325.2884 | 32939.0037 | 37537.9998 | 27740.0988 | 24148.1183 | 20611.6668
STARTS - Number Starts
MEAN | [10 empty] | 106.78 | 152.86 | 104.03 | 98.28 | 100.63 | 97.71 | 104.87 | 100.14 | 100.22 | 97.62
P5 | [10 empty] | 88.5 | 129.5 | 87 | 78.5 | 86.5 | 79.5 | 87.5 | 83 | 84.5 | 77
P95 | [10 empty] | 127 | 179 | 125.5 | 119 | 117 | 115.5 | 125 | 121 | 117.5 | 117
VOMCOSTS - VOM Costs
MEAN | [10 empty] | 5556.8075 | 6633.4877 | 5592.9857 | 5411.7944 | 5120.0284 | 5175.1105 | 5084.7989 | 4668.0289 | 4575.231 | 4125.1724
P5 | [10 empty] | 5033.0703 | 6069.8858 | 5046.5644 | 4698.6624 | 4508.1051 | 4451.9931 | 4472.414 | 4127.8666 | 3896.512 | 3578.7785
P95 | [10 empty] | 6139.4101 | 7343.1402 | 6320.6594 | 6147.7113 | 5810.4914 | 5852.5069 | 5581.933 | 5229.6894 | 5181.5764 | 4705.4368
15554: New 2030JAN 18V50DF_NG_A #1
CAPACITYFACTOR - Net Generation Capacity Factor
MEAN | [11 empty] | 0.078316 | 0.079491 | 0.078284 | 0.074414 | 0.076579 | 0.071576 | 0.062449 | 0.058745 | 0.051402
P5 | [11 empty] | 0.055208 | 0.058352 | 0.055424 | 0.050381 | 0.055009 | 0.052716 | 0.047296 | 0.042145 | 0.035943
P95 | [11 empty] | 0.10353 | 0.10473 | 0.10143 | 0.1029 | 0.094978 | 0.10199 | 0.080174 | 0.074172 | 0.067847
CO2EMISSIONS - CO2 Emissions
MEAN | [11 empty] | 2483.1601 | 2544.7836 | 2467.9603 | 2370.6672 | 2458.028 | 2287.3858 | 1994.5479 | 1872.7716 | 1630.1094
P5 | [11 empty] | 1763.3666 | 1872.7477 | 1730.8728 | 1612.2724 | 1767.6601 | 1666.4646 | 1516.4948 | 1341.5269 | 1135.707
P95 | [11 empty] | 3279.4787 | 3347.3177 | 3199.4921 | 3281.3458 | 3052.8047 | 3280.5795 | 2549.28 | 2365.0946 | 2149.5757
FUELCONSUMED - Fuel Consumed
MEAN | [11 empty] | 40640.9185 | 41649.4853 | 40392.1493 | 38799.7911 | 40229.5905 | 37436.7561 | 32643.9922 | 30650.9268 | 26679.3687
P5 | [11 empty] | 28860.3374 | 30650.5352 | 28328.5233 | 26387.4372 | 28930.608 | 27274.3798 | 24819.882 | 21956.2512 | 18587.6761
P95 | [11 empty] | 53673.9554 | 54784.251 | 52364.8461 | 53704.5132 | 49964.0696 | 53691.9728 | 41723.0775 | 38708.5858 | 35181.2721
FUELCOST - Fuel Cost
MEAN | [11 empty] | 86521.348 | 90124.8904 | 90423.857 | 88244.5006 | 92922.3892 | 88196.8934 | 80594.3585 | 77102.3478 | 69764.7886
P5 | [11 empty] | 47330.8688 | 53223.2897 | 47092.8179 | 45157.2966 | 51119.7026 | 52259.9938 | 48750.6208 | 46513.0192 | 39200.1806
P95 | [11 empty] | 134115.2882 | 138790.3625 | 151105.6144 | 142311.4821 | 139063.8049 | 147196.2568 | 121698.228 | 119702.2395 | 113633.648
NETPOS - Net Position (MWh)
MEAN | [11 empty] | 4745.3249 | 4908.4638 | 4756.8862 | 4565.5813 | 4730.4977 | 4399.1408 | 3833.2348 | 3596.6684 | 3128.077
P5 | [11 empty] | 3369.96 | 3612.32 | 3336.3 | 3105.135 | 3402 | 3204.98 | 2914.5 | 2576.42 | 2179.35
P95 | [11 empty] | 6266.1642 | 6456.6 | 6167.1 | 6319.665 | 5873.575 | 6309.28 | 4899.375 | 4542.195 | 4124.9
NETREVENUE - Net Revenue $
MEAN | [11 empty] | 51624.4098 | 53893.1226 | 52965.7576 | 52624.9115 | 56619.6918 | 51575.5003 | 44973.5305 | 42154.9313 | 36616.7539
P5 | [11 empty] | 27629.3756 | 29085.8192 | 29565.8905 | 27884.1333 | 32111.8163 | 31373.7328 | 26270.3443 | 23943.4326 | 18476.5023
P95 | [11 empty] | 76298.6684 | 81204.4297 | 82230.3855 | 85752.6326 | 84956.6017 | 85966.0288 | 67384.2109 | 63224.8009 | 56987.7804
STARTS - Number Starts
MEAN | [11 empty] | 71.35 | 74.04 | 72.57 | 69.79 | 68.41 | 68.77 | 61.77 | 59.1 | 53.72
P5 | [11 empty] | 53.5 | 57 | 53 | 50.5 | 45 | 51 | 43 | 46.5 | 39
P95 | [11 empty] | 91 | 93 | 93 | 93.5 | 88 | 87.5 | 78 | 74 | 68.5
VOMCOSTS - VOM Costs
MEAN | [11 empty] | 3748.8067 | 3926.7711 | 3900.6467 | 3789.4324 | 4020.9231 | 3827.2525 | 3411.579 | 3237.0016 | 2877.8308
P5 | [11 empty] | 2662.2684 | 2889.856 | 2735.766 | 2577.262 | 2891.7 | 2788.3326 | 2593.905 | 2318.778 | 2005.002
P95 | [11 empty] | 4950.2698 | 5165.28 | 5057.022 | 5245.3219 | 4992.5388 | 5489.0736 | 4360.4438 | 4087.9755 | 3794.908
15554: New 2030JAN 18V50DF_NG_B #1
CAPACITYFACTOR - Net Generation Capacity Factor
MEAN | [11 empty] | 0.093659 | 0.091008 | 0.088825 | 0.083622 | 0.087881 | 0.084249 | 0.07324 | 0.073577 | 0.066024
P5 | [11 empty] | 0.066143 | 0.067453 | 0.060226 | 0.058871 | 0.063567 | 0.064999 | 0.053712 | 0.056353 | 0.049168
P95 | [11 empty] | 0.12542 | 0.11615 | 0.11657 | 0.11673 | 0.10588 | 0.11775 | 0.094644 | 0.092002 | 0.081709
CO2EMISSIONS - CO2 Emissions
MEAN | [11 empty] | 2962.6468 | 2910.179 | 2792.2505 | 2656.8993 | 2815.2462 | 2683.3647 | 2335.9639 | 2335.6843 | 2088.0563
P5 | [11 empty] | 2091.8345 | 2173.6452 | 1879.1948 | 1861.0815 | 2020.1701 | 2075.7645 | 1704.0231 | 1781.3983 | 1558.1116
P95 | [11 empty] | 3986.2549 | 3704.0217 | 3682.5485 | 3682.9364 | 3413.3909 | 3742.4685 | 2995.0814 | 2941.4796 | 2582.3856
FUELCONSUMED - Fuel Consumed
MEAN | [11 empty] | 48488.4907 | 47629.7716 | 45699.6812 | 43484.4404 | 46076.0432 | 43917.5886 | 38231.8153 | 38227.2391 | 34174.4083
P5 | [11 empty] | 34236.2434 | 35575.2077 | 30756.0523 | 30459.5988 | 33063.3408 | 33973.2327 | 27889.085 | 29155.4546 | 25501.0085
P95 | [11 empty] | 65241.4882 | 60622.2872 | 60270.8421 | 60277.192 | 55865.6448 | 61251.5306 | 49019.3356 | 48142.0556 | 42264.9028
FUELCOST - Fuel Cost
MEAN | [11 empty] | 103244.1279 | 103399.3545 | 102477.6278 | 99109.344 | 106503.7426 | 103287.5354 | 94221.2383 | 95874.7018 | 88960.1352
P5 | [11 empty] | 55548.1363 | 61090.8238 | 53526.1944 | 51370.0812 | 59531.6291 | 62928.3495 | 55874.2631 | 62068.5139 | 53560.5413
P95 | [11 empty] | 167438.1126 | 166122.8539 | 180687.446 | 160827.4986 | 158353.9428 | 168013.918 | 142241.0326 | 136063.7101 | 130389.4729
NETPOS - Net Position (MWh)
MEAN | [11 empty] | 5675.4848 | 5627.1053 | 5395.3427 | 5129.5983 | 5431.4282 | 5173.4555 | 4500.467 | 4496.7687 | 4017.1948
P5 | [11 empty] | 4007.52 | 4203.12 | 3631.175 | 3593.205 | 3897.6 | 4002.03 | 3283 | 3429.65 | 2997.65
P95 | [11 empty] | 7633.6 | 7161.13 | 7114.4891 | 7110.675 | 6585.6 | 7215.4 | 5770.375 | 5663.105 | 4968.25
NETREVENUE - Net Revenue $
MEAN | [11 empty] | 48725.7524 | 52216.7234 | 51497.555 | 50942.7083 | 54331.6574 | 49134.0495 | 42698.501 | 40673.5697 | 35186.4012
P5 | [11 empty] | 24544.396 | 26912.4694 | 27809.4766 | 27133.7539 | 29710.7486 | 28557.0983 | 21551.2737 | 21470.3028 | 16507.8352
P95 | [11 empty] | 72903.1141 | 78005.513 | 81065.5227 | 85341.1049 | 81671.423 | 82837.0937 | 66088.5678 | 62908.6797 | 55387.4802
STARTS - Number Starts
MEAN | [11 empty] | 82.48 | 81.87 | 79.69 | 76.64 | 76.6 | 76.88 | 69.67 | 69.65 | 63.71
P5 | [11 empty] | 62.5 | 64.5 | 60.5 | 54 | 55 | 59.5 | 50 | 54.5 | 48
P95 | [11 empty] | 104 | 98.5 | 99.5 | 99 | 96.5 | 95.5 | 84.5 | 86 | 79.5
VOMCOSTS - VOM Costs
MEAN | [11 empty] | 4426.8782 | 4501.6843 | 4424.181 | 4257.5666 | 4616.714 | 4500.9062 | 3960.411 | 4047.0918 | 3695.8192
P5 | [11 empty] | 3125.8656 | 3362.496 | 2977.5635 | 2982.3601 | 3312.96 | 3481.7661 | 2889.04 | 3086.685 | 2757.838
P95 | [11 empty] | 5954.208 | 5728.904 | 5833.8811 | 5901.8602 | 5597.76 | 6277.398 | 5077.93 | 5096.7945 | 4570.79
15554: New 2030JAN 18V50DF_NG_B #2
CAPACITYFACTOR - Net Generation Capacity Factor
MEAN | [11 empty] | 0.094592 | 0.091794 | 0.091512 | 0.087055 | 0.089878 | 0.086113 | 0.076209 | 0.074904 | 0.066652
P5 | [11 empty] | 0.066747 | 0.068766 | 0.064002 | 0.061171 | 0.063639 | 0.066221 | 0.05941 | 0.057973 | 0.05032
P95 | [11 empty] | 0.12628 | 0.11533 | 0.11833 | 0.11766 | 0.10719 | 0.11507 | 0.095912 | 0.093276 | 0.082097
CO2EMISSIONS - CO2 Emissions
MEAN | [11 empty] | 2987.3212 | 2931.5896 | 2878.7017 | 2763.6189 | 2875.7101 | 2743.3846 | 2430.3195 | 2382.8367 | 2107.3275
P5 | [11 empty] | 2109.1224 | 2200.2404 | 2023.0775 | 1956.9686 | 2033.2316 | 2101.8748 | 1895.291 | 1842.2265 | 1575.4722
P95 | [11 empty] | 3996.7456 | 3667.2641 | 3725.8644 | 3743.9555 | 3429.8108 | 3662.1383 | 3038.5514 | 2971.8937 | 2604.0863
FUELCONSUMED - Fuel Consumed
MEAN | [11 empty] | 48892.3269 | 47980.1903 | 47114.5944 | 45231.0788 | 47065.6323 | 44899.9121 | 39776.096 | 38998.9634 | 34489.8115
P5 | [11 empty] | 34519.1875 | 36010.481 | 33110.924 | 32028.9458 | 33277.1124 | 34400.5689 | 31019.4925 | 30151.0068 | 25785.1423
P95 | [11 empty] | 65413.1857 | 60020.6891 | 60979.7782 | 61275.8673 | 56134.383 | 59936.7977 | 49730.7919 | 48639.8317 | 42620.07
FUELCOST - Fuel Cost
MEAN | [11 empty] | 104077.764 | 103943.8287 | 105448.8921 | 102691.1457 | 108280.5075 | 105225.126 | 97425.7097 | 97762.3097 | 89628.543
P5 | [11 empty] | 56032.7728 | 61104.4452 | 55368.5598 | 53702.8844 | 59607.2367 | 63645.1138 | 63105.1804 | 65060.2998 | 55090.6382
P95 | [11 empty] | 173179.9655 | 164739.9523 | 182962.3115 | 167149.8938 | 156578.7795 | 168056.3449 | 144551.9945 | 137290.0743 | 133632.0866
NETPOS - Net Position (MWh)
MEAN | [11 empty] | 5722.8353 | 5668.5495 | 5562.4189 | 5335.5216 | 5548.1421 | 5289.1482 | 4682.295 | 4587.5246 | 4054.2534
P5 | [11 empty] | 4040.64 | 4253.7116 | 3909.2 | 3778.335 | 3922.8 | 4052.37 | 3651.5 | 3546.76 | 3031.05
P95 | [11 empty] | 7655.8755 | 7090.5927 | 7199.09 | 7228.485 | 6617.0065 | 7060.115 | 5854.125 | 5721.66 | 5010
NETREVENUE - Net Revenue $
MEAN | [11 empty] | 48031.1071 | 51749.0292 | 50887.0001 | 49910.8334 | 53767.898 | 48146.2874 | 42167.3943 | 40558.9851 | 34904.0098
P5 | [11 empty] | 23151.6693 | 26667.6943 | 27508.5087 | 26032.9802 | 29999.187 | 27372.5319 | 22449.0175 | 22264.1461 | 16021.8943
P95 | [11 empty] | 75294.3145 | 77917.8657 | 81227.0089 | 85176.767 | 82777.7005 | 81475.4335 | 66406.2234 | 61286.6201 | 54390.9568
STARTS - Number Starts
MEAN | [11 empty] | 82.67 | 81.99 | 81.15 | 79.12 | 77.39 | 77.74 | 71.53 | 69.88 | 64.06
P5 | [11 empty] | 64 | 65 | 62.5 | 56.5 | 53.5 | 58.5 | 50.5 | 54 | 48
P95 | [11 empty] | 105.5 | 102 | 100.5 | 104 | 97 | 97 | 86 | 85.5 | 80.5
VOMCOSTS - VOM Costs
MEAN | [11 empty] | 4463.8115 | 4534.8396 | 4561.1835 | 4428.4829 | 4715.9208 | 4601.5589 | 4120.4196 | 4128.7721 | 3729.9131
P5 | [11 empty] | 3151.6992 | 3402.9693 | 3205.544 | 3136.0181 | 3334.38 | 3525.5619 | 3213.32 | 3192.084 | 2788.566
P95 | [11 empty] | 5971.5829 | 5672.4742 | 5903.2538 | 5999.6425 | 5624.4555 | 6142.3 | 5151.63 | 5149.494 | 4609.2
15554: New 2031JAN J920_B #1
CAPACITYFACTOR - Net Generation Capacity Factor
MEAN | [12 empty] | 0.26638 | 0.26007 | 0.23867 | 0.23113 | 0.22516 | 0.2022 | 0.19356 | 0.17497
P5 | [12 empty] | 0.2382 | 0.22821 | 0.21172 | 0.19554 | 0.20115 | 0.17547 | 0.16571 | 0.15051
P95 | [12 empty] | 0.29889 | 0.28685 | 0.27009 | 0.26082 | 0.25185 | 0.22491 | 0.22079 | 0.20215
CO2EMISSIONS - CO2 Emissions
MEAN | [12 empty] | 4276.0661 | 4110.0412 | 3807.628 | 3720.5511 | 3605.2418 | 3237.8898 | 3096.8683 | 2779.3377
P5 | [12 empty] | 3811.8206 | 3587.9634 | 3369.4155 | 3145.642 | 3217.5577 | 2792.7772 | 2638.9831 | 2390.4533
P95 | [12 empty] | 4805.8641 | 4523.4015 | 4306.5477 | 4188.3922 | 4023.1479 | 3624.5868 | 3538.628 | 3222.4777
FUELCONSUMED - Fuel Consumed
MEAN | [12 empty] | 72475.6959 | 69661.7157 | 64536.0678 | 63060.1875 | 61105.7928 | 54879.4875 | 52489.294 | 47107.4191
P5 | [12 empty] | 64607.1284 | 60812.9397 | 57108.7376 | 53315.9666 | 54534.8764 | 47335.2066 | 44728.5267 | 40516.1571
P95 | [12 empty] | 81455.3234 | 76667.822 | 72992.3345 | 70989.6984 | 68188.9477 | 61433.675 | 59976.7456 | 54618.2666
FUELCOST - Fuel Cost
MEAN | [12 empty] | 151829.392 | 149620.6325 | 141891.8945 | 141998.5017 | 139848.6117 | 131713.899 | 129549.7532 | 120736.0747
P5 | [12 empty] | 114337.4187 | 106353.302 | 103936.066 | 100327.1006 | 102725.3471 | 95278.1278 | 95666.6812 | 85504.6971
P95 | [12 empty] | 199404.8946 | 218386.9415 | 188665.0875 | 185672.983 | 179553.168 | 173250.9145 | 173038.6843 | 164749.9055
NETPOS - Net Position (MWh)
MEAN | [12 empty] | 8938.4521 | 8585.837 | 7947.832 | 7760.3411 | 7515.1689 | 6744.4666 | 6446.4937 | 5780.4684
P5 | [12 empty] | 7970.5489 | 7494.9659 | 7035.475 | 6562.5783 | 6709.2181 | 5817.9994 | 5494.905 | 4973.53
P95 | [12 empty] | 10047.14 | 9451.8986 | 8991.9945 | 8736.39 | 8386.8571 | 7541.3374 | 7360.7246 | 6702.1967
NETREVENUE - Net Revenue $
MEAN | [12 empty] | 6386.0929 | 7448.3639 | 9417.2216 | 12700.8365 | 10822.0435 | 8922.0925 | 9131.5026 | 7494.9377
P5 | [12 empty] | -14694.6807 | -14770.171 | -13875.9172 | -7619.8744 | -7409.0317 | -7233.0294 | -5478.1566 | -5597.5637
P95 | [12 empty] | 29506.7583 | 30519.0645 | 33311.0402 | 33753.9886 | 36957.8061 | 26916.1585 | 24920.4814 | 21119.5675
STARTS - Number Starts
MEAN | [12 empty] | 104 | 98.39 | 100.29 | 96.45 | 105.53 | 100.14 | 101.24 | 96.75
P5 | [12 empty] | 89 | 81.5 | 80.5 | 78 | 85.5 | 85 | 84 | 76
P95 | [12 empty] | 125 | 116 | 119 | 116.5 | 127.5 | 114 | 118.5 | 115.5
VOMCOSTS - VOM Costs
MEAN | [12 empty] | 5631.2248 | 5494.9357 | 5166.0908 | 5199.4286 | 5110.3148 | 4653.6819 | 4577.0105 | 4161.9373
P5 | [12 empty] | 5021.4458 | 4796.7782 | 4573.0588 | 4396.9275 | 4562.2683 | 4014.4196 | 3901.3825 | 3580.9416
P95 | [12 empty] | 6329.6982 | 6049.2151 | 5844.7964 | 5853.3813 | 5703.0628 | 5203.5228 | 5226.1145 | 4825.5816
15554: New 2032JAN J920_A #1
CAPACITYFACTOR - Net Generation Capacity Factor
MEAN | [13 empty] | 0.22778 | 0.2098 | 0.20614 | 0.20104 | 0.18239 | 0.17677 | 0.16362
P5 | [13 empty] | 0.19609 | 0.18411 | 0.17677 | 0.17865 | 0.15642 | 0.15372 | 0.14346
P95 | [13 empty] | 0.26188 | 0.24226 | 0.23279 | 0.2242 | 0.21152 | 0.20661 | 0.18513
CO2EMISSIONS - CO2 Emissions
MEAN | [13 empty] | 3602.2153 | 3345.2568 | 3319.4356 | 3218.9621 | 2920.8 | 2825.0032 | 2605.5087
P5 | [13 empty] | 3114.698 | 2915.1975 | 2835.3994 | 2852.4841 | 2509.7675 | 2459.8584 | 2289.9152
P95 | [13 empty] | 4166.472 | 3916.9001 | 3732.0043 | 3608.699 | 3419.3288 | 3299.3206 | 2946.4994
FUELCONSUMED - Fuel Consumed
MEAN | [13 empty] | 61054.4974 | 56699.2671 | 56261.6201 | 54558.6791 | 49505.085 | 47881.41 | 44161.1637
P5 | [13 empty] | 52791.4921 | 49410.1271 | 48057.6175 | 48347.1887 | 42538.4327 | 41692.5157 | 38812.1214
P95 | [13 empty] | 70618.1695 | 66388.1381 | 63254.3094 | 61164.3898 | 57954.7252 | 55920.689 | 49940.6686
FUELCOST - Fuel Cost
MEAN | [13 empty] | 132156.8972 | 125256.2141 | 127061.1417 | 125461.7125 | 119564.0725 | 118814.4265 | 113617.3306
P5 | [13 empty] | 88135.7596 | 85106.2986 | 87250.6123 | 89990.0483 | 82500.1852 | 86024.6553 | 80629.563
P95 | [13 empty] | 205252.6186 | 177310.2347 | 174143.2223 | 168605.9441 | 163932.2399 | 161660.5276 | 155371.8981
NETPOS - Net Position (MWh)
MEAN | [13 empty] | 7525.2725 | 6983.1013 | 6923.8309 | 6709.5193 | 6084.1754 | 5880.4868 | 5418.9447
P5 | [13 empty] | 6508.02 | 6087.24 | 5916.24 | 5947.4478 | 5229.3639 | 5121.854 | 4762.321
P95 | [13 empty] | 8695.6436 | 8174.9265 | 7780.915 | 7518.16 | 7119.79 | 6867.2843 | 6129
NETREVENUE - Net Revenue $
MEAN | [13 empty] | 15237.7093 | 16957.4247 | 19904.7273 | 17239.2415 | 14356.464 | 13928.0822 | 10681.1103
P5 | [13 empty] | -3539.616 | -790.7475 | 1401.7321 | 2284.5695 | 1322.949 | 2427.7722 | -1841.4892
P95 | [13 empty] | 36207.957 | 39317.2784 | 39384.5102 | 40688.6139 | 32231.5824 | 27366.8154 | 23023.2091
STARTS - Number Starts
MEAN | [13 empty] | 152.58 | 149.67 | 142.83 | 145.04 | 133.68 | 131.5 | 124.54
P5 | [13 empty] | 129 | 129 | 121 | 124.5 | 114 | 110 | 100.5
P95 | [13 empty] | 174.5 | 171.5 | 163.5 | 166 | 150 | 153.5 | 148
VOMCOSTS - VOM Costs
MEAN | [13 empty] | 4816.1744 | 4539.0158 | 4638.9667 | 4562.4731 | 4198.081 | 4175.1456 | 3901.6402
P5 | [13 empty] | 4165.1328 | 3956.706 | 3963.8808 | 4044.2645 | 3608.2611 | 3636.5163 | 3428.8711
P95 | [13 empty] | 5565.2119 | 5313.7022 | 5213.2131 | 5112.3488 | 4912.6551 | 4875.7718 | 4412.88
15554: New 2033JAN J920_B #1
CAPACITYFACTOR - Net Generation Capacity Factor
MEAN | [14 empty] | 0.24143 | 0.23308 | 0.2241 | 0.20201 | 0.19293 | 0.17541
P5 | [14 empty] | 0.21719 | 0.20071 | 0.19788 | 0.17903 | 0.16614 | 0.15134
P95 | [14 empty] | 0.27186 | 0.26261 | 0.24745 | 0.22729 | 0.22058 | 0.19911
CO2EMISSIONS - CO2 Emissions
MEAN | [14 empty] | 3854.1663 | 3744.4528 | 3593.1939 | 3234.9077 | 3081.5093 | 2794.7352
P5 | [14 empty] | 3431.2987 | 3205.3087 | 3186.917 | 2866.5117 | 2659.0446 | 2438.0837
P95 | [14 empty] | 4335.8796 | 4209.0959 | 3988.785 | 3651.2937 | 3536.9748 | 3183.0302
FUELCONSUMED - Fuel Consumed
MEAN | [14 empty] | 65324.8524 | 63465.3016 | 60901.5915 | 54828.9444 | 52228.9705 | 47368.3937
P5 | [14 empty] | 58157.6052 | 54327.2658 | 54015.5428 | 48584.9442 | 45068.5525 | 41323.4521
P95 | [14 empty] | 73489.4845 | 71340.609 | 67606.526 | 61886.3345 | 59948.7253 | 53949.6637
FUELCOST - Fuel Cost
MEAN | [14 empty] | 143513.9736 | 142978.8363 | 139384.6691 | 131521.5148 | 128836.5216 | 121121.0765
P5 | [14 empty] | 103442.9532 | 99096.6219 | 104782.2976 | 94878.242 | 96502.5249 | 90227.8125
P95 | [14 empty] | 189749.087 | 182297.7586 | 178799.5561 | 171401.6621 | 170732.7776 | 165803.4027
NETPOS - Net Position (MWh)
MEAN | [14 empty] | 8045.0314 | 7810.1284 | 7489.9333 | 6738.5275 | 6414.6509 | 5812.815
P5 | [14 empty] | 7164.7948 | 6687.64 | 6643.9013 | 5969.1206 | 5533.0039 | 5068.7345
P95 | [14 empty] | 9049.584 | 8774.8675 | 8313.0215 | 7598.4644 | 7362.58 | 6621.31
NETREVENUE - Net Revenue $
MEAN | [14 empty] | 9043.0555 | 12401.0899 | 10976.89 | 9313.3853 | 9298.8872 | 7325.3329
P5 | [14 empty] | -11866.6793 | -7264.6872 | -7290.5739 | -7049.4732 | -6434.142 | -6917.3417
P95 | [14 empty] | 34849.9537 | 34690.0155 | 36623.6899 | 26704.4844 | 24430.0628 | 20354.2221
STARTS - Number Starts
MEAN | [14 empty] | 100.17 | 97.85 | 104.66 | 100.08 | 101.07 | 97.13
P5 | [14 empty] | 84 | 76.5 | 84 | 84.5 | 85.5 | 77.5
P95 | [14 empty] | 118.5 | 116 | 126 | 117 | 120 | 113.5
VOMCOSTS - VOM Costs
MEAN | [14 empty] | 5229.2704 | 5232.786 | 5093.1546 | 4649.584 | 4554.4022 | 4185.2268
P5 | [14 empty] | 4657.1166 | 4480.7188 | 4517.8529 | 4118.6932 | 3928.4328 | 3649.4888
P95 | [14 empty] | 5882.2296 | 5879.1612 | 5652.8546 | 5242.9404 | 5227.4318 | 4767.3432
15554: New 2035JAN J920_B #1
CAPACITYFACTOR - Net Generation Capacity Factor
MEAN | [16 empty] | 0.22523 | 0.20292 | 0.19444 | 0.17296
P5 | [16 empty] | 0.20212 | 0.18021 | 0.16809 | 0.15091
P95 | [16 empty] | 0.25044 | 0.22679 | 0.22059 | 0.19563
CO2EMISSIONS - CO2 Emissions
MEAN | [16 empty] | 3604.5979 | 3250.3458 | 3107.7178 | 2747.7604
P5 | [16 empty] | 3249.5146 | 2891.0497 | 2687.0043 | 2402.732
P95 | [16 empty] | 4040.8103 | 3631.7969 | 3536.929 | 3099.4514
FUELCONSUMED - Fuel Consumed
MEAN | [16 empty] | 61094.8802 | 55090.6062 | 52673.1832 | 46572.2103
P5 | [16 empty] | 55076.518 | 49000.8428 | 45542.4453 | 40724.2712
P95 | [16 empty] | 68488.3104 | 61555.8801 | 59947.9495 | 52533.0743
FUELCOST - Fuel Cost
MEAN | [16 empty] | 139730.4617 | 131983.3432 | 129833.4612 | 119179.342
P5 | [16 empty] | 103467.8784 | 97492.9458 | 97447.1029 | 86317.8058
P95 | [16 empty] | 181307.8035 | 168806.0837 | 171115.4549 | 159877.0488
NETPOS - Net Position (MWh)
MEAN | [16 empty] | 7513.5652 | 6770.77 | 6469.1305 | 5714.9031
P5 | [16 empty] | 6775.631 | 6024.2 | 5594.895 | 4995.1389
P95 | [16 empty] | 8424.24 | 7566.41 | 7361.0496 | 6446.38
NETREVENUE - Net Revenue $
MEAN | [16 empty] | 10809.0174 | 8795.8356 | 8742.2105 | 7657.939
P5 | [16 empty] | -7266.1558 | -6908.9339 | -6884.4186 | -6714.9227
P95 | [16 empty] | 35129.2752 | 25434.6164 | 23407.5323 | 20826.4179
STARTS - Number Starts
MEAN | [16 empty] | 104.5 | 99.96 | 100.82 | 97.82
P5 | [16 empty] | 84 | 85 | 82.5 | 79
P95 | [16 empty] | 123.5 | 119 | 120 | 117.5
VOMCOSTS - VOM Costs
MEAN | [16 empty] | 5109.2244 | 4671.8313 | 4593.0826 | 4114.7302
P5 | [16 empty] | 4607.4291 | 4156.698 | 3972.3755 | 3596.5
P95 | [16 empty] | 5728.4832 | 5220.8229 | 5226.3452 | 4641.3936
15554: New 2036JAN J920_B #1
CAPACITYFACTOR - Net Generation Capacity Factor
MEAN | [17 empty] | 0.20539 | 0.19498 | 0.17559
P5 | [17 empty] | 0.17738 | 0.16498 | 0.15575
P95 | [17 empty] | 0.22719 | 0.22138 | 0.20039
CO2EMISSIONS - CO2 Emissions
MEAN | [17 empty] | 3295.2784 | 3118.5946 | 2789.5393
P5 | [17 empty] | 2812.3425 | 2626.5641 | 2464.6648
P95 | [17 empty] | 3665.0908 | 3574.7503 | 3174.9637
FUELCONSUMED - Fuel Consumed
MEAN | [17 empty] | 55852.1769 | 52857.5356 | 47280.3264
P5 | [17 empty] | 47666.8217 | 44518.0355 | 41773.9798
P95 | [17 empty] | 62120.1835 | 60588.9885 | 53812.9441
FUELCOST - Fuel Cost
MEAN | [17 empty] | 133681.7766 | 130317.2362 | 120818.4262
P5 | [17 empty] | 96730.5675 | 99575.2032 | 87994.7152
P95 | [17 empty] | 178098.4968 | 177121.6417 | 160155.5573
NETPOS - Net Position (MWh)
MEAN | [17 empty] | 6864.2835 | 6491.8833 | 5801.9141
P5 | [17 empty] | 5857.765 | 5467.295 | 5125.16
P95 | [17 empty] | 7634.9464 | 7436.5017 | 6605.62
NETREVENUE - Net Revenue $
MEAN | [17 empty] | 8655.6984 | 9109.0478 | 7102.029
P5 | [17 empty] | -8271.1883 | -6471.4445 | -8002.2167
P95 | [17 empty] | 26421.3357 | 24422.7377 | 20970.1537
STARTS - Number Starts
MEAN | [17 empty] | 99.45 | 100.01 | 96.18
P5 | [17 empty] | 82.5 | 83 | 77.5
P95 | [17 empty] | 118.5 | 118 | 115.5
VOMCOSTS - VOM Costs
MEAN | [17 empty] | 4736.3556 | 4609.2371 | 4177.3781
P5 | [17 empty] | 4041.8578 | 3881.7794 | 3690.1152
P95 | [17 empty] | 5268.113 | 5279.9162 | 4756.0464
15554: New 2037JAN 18V50DF_NG_B #1
CAPACITYFACTOR - Net Generation Capacity Factor
MEAN | [18 empty] | 0.072314 | 0.064556
P5 | [18 empty] | 0.054864 | 0.048205
P95 | [18 empty] | 0.092922 | 0.080337
CO2EMISSIONS - CO2 Emissions
MEAN | [18 empty] | 2300.2474 | 2046.8118
P5 | [18 empty] | 1742.2944 | 1527.7306
P95 | [18 empty] | 2954.5142 | 2538.9841
FUELCONSUMED - Fuel Consumed
MEAN | [18 empty] | 37647.2577 | 33499.375
P5 | [18 empty] | 28515.4569 | 25003.7744
P95 | [18 empty] | 48355.3882 | 41554.5682
FUELCOST - Fuel Cost
MEAN | [18 empty] | 94891.5691 | 87244.9164
P5 | [18 empty] | 58059.3512 | 51274.5747
P95 | [18 empty] | 137058.6048 | 129266.2568
NETPOS - Net Position (MWh)
MEAN | [18 empty] | 4428.5647 | 3937.86
P5 | [18 empty] | 3354.365 | 2939.2
P95 | [18 empty] | 5688.2 | 4884.75
NETREVENUE - Net Revenue $
MEAN | [18 empty] | 41382.7188 | 35733.0519
P5 | [18 empty] | 24372.1881 | 17048.9033
P95 | [18 empty] | 61670.92 | 56628.5092
STARTS - Number Starts
MEAN | [18 empty] | 68.39 | 63.06
P5 | [18 empty] | 54 | 48
P95 | [18 empty] | 83.5 | 80
VOMCOSTS - VOM Costs
MEAN | [18 empty] | 3985.7082 | 3622.8312
P5 | [18 empty] | 3018.9285 | 2704.064
P95 | [18 empty] | 5119.38 | 4493.97
15554: New 2038JAN J920_B #1
CAPACITYFACTOR - Net Generation Capacity Factor
MEAN | [19 empty] | 0.17634
P5 | [19 empty] | 0.14912
P95 | [19 empty] | 0.20127
CO2EMISSIONS - CO2 Emissions
MEAN | [19 empty] | 2805.0128
P5 | [19 empty] | 2372.9974
P95 | [19 empty] | 3179.4102
FUELCONSUMED - Fuel Consumed
MEAN | [19 empty] | 47542.5894
P5 | [19 empty] | 40220.2944
P95 | [19 empty] | 53888.3092
FUELCOST - Fuel Cost
MEAN | [19 empty] | 121356.6367
P5 | [19 empty] | 91911.2969
P95 | [19 empty] | 163913.5458
NETPOS - Net Position (MWh)
MEAN | [19 empty] | 5834.1434
P5 | [19 empty] | 4937.21
P95 | [19 empty] | 6614.9243
NETREVENUE - Net Revenue $
MEAN | [19 empty] | 6775.1595
P5 | [19 empty] | -8116.7716
P95 | [19 empty] | 20337.0218
STARTS - Number Starts
MEAN | [19 empty] | 97.51
P5 | [19 empty] | 80.5
P95 | [19 empty] | 116.5
VOMCOSTS - VOM Costs
MEAN | [19 empty] | 4200.5833
P5 | [19 empty] | 3554.7912
P95 | [19 empty] | 4762.7455
15554: New 2038JAN J920_B #2
CAPACITYFACTOR - Net Generation Capacity Factor
MEAN | [19 empty] | 0.17767
P5 | [19 empty] | 0.155
P95 | [19 empty] | 0.20135
CO2EMISSIONS - CO2 Emissions
MEAN | [19 empty] | 2827.7001
P5 | [19 empty] | 2450.3977
P95 | [19 empty] | 3214.4113
FUELCONSUMED - Fuel Consumed
MEAN | [19 empty] | 47927.1205
P5 | [19 empty] | 41532.165
P95 | [19 empty] | 54481.547
FUELCOST - Fuel Cost
MEAN | [19 empty] | 122302.9381
P5 | [19 empty] | 93576.9036
P95 | [19 empty] | 167004.0604
NETPOS - Net Position (MWh)
MEAN | [19 empty] | 5881.4924
P5 | [19 empty] | 5095.63
P95 | [19 empty] | 6687.26
NETREVENUE - Net Revenue $
MEAN | [19 empty] | 6966.8173
P5 | [19 empty] | -6783.3139
P95 | [19 empty] | 20474.7258
STARTS - Number Starts
MEAN | [19 empty] | 96.53
P5 | [19 empty] | 76.5
P95 | [19 empty] | 117
VOMCOSTS - VOM Costs
MEAN | [19 empty] | 4234.6745
P5 | [19 empty] | 3668.8536
P95 | [19 empty] | 4814.8272
15554: New 2039JAN J920_B #1
CAPACITYFACTOR - Net Generation Capacity Factor
MEAN
P5
P95
CO2EMISSIONS - CO2 Emissions
MEAN
P5
P95
FUELCONSUMED - Fuel Consumed
MEAN
P5
P95
FUELCOST - Fuel Cost
MEAN
P5
P95
NETPOS - Net Position (MWh)
MEAN
P5
P95
NETREVENUE - Net Revenue $
MEAN
P5
P95
STARTS - Number Starts
MEAN
P5
P95
VOMCOSTS - VOM Costs
MEAN
P5
P95
15554: New 2040JAN 18V50DF_NG_B #1
CAPACITYFACTOR - Net Generation Capacity Factor
MEAN
P5
P95
CO2EMISSIONS - CO2 Emissions
MEAN
P5
P95
FUELCONSUMED - Fuel Consumed
MEAN
P5
P95
FUELCOST - Fuel Cost
MEAN
P5
P95
NETPOS - Net Position (MWh)
MEAN
P5
P95
NETREVENUE - Net Revenue $
MEAN
P5
P95
STARTS - Number Starts
MEAN
P5
P95
VOMCOSTS - VOM Costs
MEAN
P5
P95
15554: New 2041JAN 18V50DF_NG_A #1
CAPACITYFACTOR - Net Generation Capacity Factor
MEAN
P5
P95
CO2EMISSIONS - CO2 Emissions
MEAN
P5
P95
FUELCONSUMED - Fuel Consumed
MEAN
P5
P95
FUELCOST - Fuel Cost
MEAN
P5
P95
NETPOS - Net Position (MWh)
MEAN
P5
P95
NETREVENUE - Net Revenue $
MEAN
P5
P95
STARTS - Number Starts
MEAN
P5
P95
VOMCOSTS - VOM Costs
MEAN
P5
P95
15554: New 2042JAN J920_B #1
CAPACITYFACTOR - Net Generation Capacity Factor
MEAN
P5
P95
CO2EMISSIONS - CO2 Emissions
MEAN
P5
P95
FUELCONSUMED - Fuel Consumed
MEAN
P5
P95
FUELCOST - Fuel Cost
MEAN
P5
P95
NETPOS - Net Position (MWh)
MEAN
P5
P95
NETREVENUE - Net Revenue $
MEAN
P5
P95
STARTS - Number Starts
MEAN
P5
P95
VOMCOSTS - VOM Costs
MEAN
P5
P95
15554: New 2043JAN J920_B #1
CAPACITYFACTOR - Net Generation Capacity Factor
MEAN
P5
P95
CO2EMISSIONS - CO2 Emissions
MEAN
P5
P95
FUELCONSUMED - Fuel Consumed
MEAN
P5
P95
FUELCOST - Fuel Cost
MEAN
P5
P95
NETPOS - Net Position (MWh)
MEAN
P5
P95
NETREVENUE - Net Revenue $
MEAN
P5
P95
STARTS - Number Starts
MEAN
P5
P95
VOMCOSTS - VOM Costs
MEAN
P5
P95
15554: New 2044JAN 18V50DF_NG_B #1
CAPACITYFACTOR - Net Generation Capacity Factor
MEAN
P5
P95
CO2EMISSIONS - CO2 Emissions
MEAN
P5
P95
FUELCONSUMED - Fuel Consumed
MEAN
P5
P95
FUELCOST - Fuel Cost
MEAN
P5
P95
NETPOS - Net Position (MWh)
MEAN
P5
P95
NETREVENUE - Net Revenue $
MEAN
P5
P95
STARTS - Number Starts
MEAN
P5
P95
VOMCOSTS - VOM Costs
MEAN
P5
P95
Simple HR 2018 Basin Creek 1-9 2015 single
CAPACITYFACTOR - Net Generation Capacity Factor
MEAN | 0.014442 | 0.006487 | 0.009515 | 0.094774 | 0.025981 | 0.023457 | 0.025082 | 0.017157 | 0.026536 | 0.029091 | 0.036339 | 0.034504 | 0.033288 | 0.03056 | 0.029706 | 0.030467 | 0.039754 | 0.034111 | 0.033371 | 0.028698
P5 | 0 | 0 | 0.000261 | 0.055667 | 0.010396 | 0.011151 | 0.016112 | 0.009542 | 0.015795 | 0.018853 | 0.022609 | 0.023974 | 0.021442 | 0.020136 | 0.018633 | 0.018213 | 0.027177 | 0.022764 | 0.022869 | 0.017841
P95 | 0.061111 | 0.029563 | 0.030646 | 0.12985 | 0.049016 | 0.041226 | 0.038294 | 0.030867 | 0.044138 | 0.042577 | 0.057671 | 0.050764 | 0.045615 | 0.043098 | 0.043443 | 0.045047 | 0.058923 | 0.048783 | 0.044403 | 0.039796
CO2EMISSIONS - CO2 Emissions
MEAN | 1522.1433 | 688.015 | 1002.6191 | 9919.1278 | 2729.9919 | 2470.4247 | 2632.1943 | 1799.3288 | 2774.9667 | 3069.9241 | 3818.3177 | 3618.3799 | 3504.2189 | 3205.5962 | 3110.0215 | 3198.6003 | 4164.0892 | 3593.1717 | 3504.4043 | 3001.2641
P5 | 0 | 0 | 27.7002 | 5796.7813 | 1084.8341 | 1180.9513 | 1702.767 | 1002.4354 | 1620.375 | 2004.8708 | 2375.6346 | 2526.6865 | 2252.0467 | 2114.7267 | 1936.2109 | 1895.0149 | 2856.2543 | 2389.3666 | 2416.8306 | 1867.5509
P95 | 6435.7489 | 3129.6271 | 3247.0255 | 13500.6704 | 5145.3194 | 4298.1135 | 4035.9735 | 3227.0181 | 4586.4853 | 4504.0933 | 6014.6124 | 5328.0128 | 4792.4652 | 4545.2893 | 4559.0213 | 4737.5372 | 6206.8603 | 5135.765 | 4627.6813 | 4188.2575
FUELCONSUMED - Fuel Consumed
MEAN | 25799.0398 | 11661.2707 | 16993.544 | 168120.81 | 46271.0495 | 41871.6044 | 44613.4623 | 30497.0981 | 47033.3333 | 52032.6119 | 64717.2485 | 61328.4722 | 59393.541 | 54332.1387 | 52712.2291 | 54213.5644 | 70577.7833 | 60901.2148 | 59396.6835 | 50868.8838
P5 | 0 | 0 | 469.4957 | 98250.5312 | 18387.0188 | 20016.1237 | 28860.4575 | 16990.4306 | 27463.9837 | 33980.8613 | 40264.9931 | 42825.195 | 38170.2825 | 35842.8262 | 32817.1331 | 32118.8963 | 48411.09 | 40497.7387 | 40963.23 | 31653.405
P95 | 109080.4901 | 53044.5279 | 55034.3303 | 228824.9229 | 87208.8038 | 72849.3806 | 68406.3299 | 54695.2219 | 77737.0388 | 76340.565 | 101942.5838 | 90305.3025 | 81228.2231 | 77038.8019 | 77271.5475 | 80297.2406 | 105201.0225 | 87046.8638 | 78435.2756 | 70987.4156
FUELCOST - Fuel Cost
MEAN | 26620.4715 | 11454.0995 | 20045.0239 | 242247.8994 | 67427.9573 | 67364.1172 | 81264.1915 | 57862.1606 | 95961.7541 | 105784.7415 | 135288.2047 | 130650.685 | 128486.0126 | 121772.662 | 120069.1215 | 125413.947 | 167331.0506 | 152912.6208 | 151350.1823 | 134723.8786
P5 | 0 | 0 | 672.9043 | 117332.112 | 29143.8769 | 34772.8295 | 45512.4247 | 28918.2161 | 41789.0243 | 56934.1835 | 61576.8263 | 67184.7257 | 64692.9986 | 57490.2127 | 59646.77 | 59324.9688 | 92812.5116 | 81804.7573 | 83631.2785 | 63652.2953
P95 | 110998.2288 | 52356.2232 | 55981.7824 | 335549.585 | 106108.715 | 101081.0462 | 159651.281 | 135840.3909 | 204616.5093 | 195993.3661 | 275038.6386 | 220972.4073 | 215572.4485 | 217935.372 | 204732.9249 | 216229.6229 | 289504.9678 | 259582.13 | 234821.6178 | 218230.713
NETPOS - Net Position (MWh)
MEAN | 2861.3279 | 1287.1566 | 1877.108 | 18668.3986 | 5142.2895 | 4654.9055 | 4959.778 | 3390.4434 | 5228.8243 | 5784.615 | 7194.8025 | 6818.0625 | 6602.9399 | 6040.26 | 5860.17 | 6027.0704 | 7846.335 | 6770.5506 | 6603.3 | 5655.24
P5 | 0 | 0 | 51.925 | 10904.4242 | 2044.13 | 2225.25 | 3208.5 | 1888.875 | 3053.25 | 3777.75 | 4476.375 | 4761 | 4243.5 | 3984.75 | 3648.375 | 3570.75 | 5382 | 4502.25 | 4554 | 3519
P95 | 12102.8803 | 5858.7131 | 6077.3895 | 25413.7461 | 9689.8728 | 8098.875 | 7604.8555 | 6080.625 | 8642.25 | 8487 | 11333.25 | 10039.5 | 9030.375 | 8564.625 | 8590.5 | 8926.875 | 11695.5 | 9677.25 | 8719.875 | 7891.875
NETREVENUE - Net Revenue $
MEAN | -2557.8709 | 382.3202 | 7056.8125 | 111858.5597 | 32030.0577 | 35266.534 | 70350.6469 | 54351.2759 | 63050.9784 | 74228.8223 | 86695.5976 | 86389.1585 | 84981.024 | 81089.4381 | 80779.4155 | 83531.9236 | 96437.1019 | 84474.9994 | 81936.2478 | 70006.6879
P5 | -15338.1465 | -6802.9834 | -1640.8074 | 20670.6283 | 12800.1628 | 15722.1463 | 32817.555 | 25608.5557 | 22493.2571 | 32110.9459 | 37719.8487 | 37362.998 | 34966.7899 | 36617.1239 | 32000.8049 | 36510.0642 | 51032.3237 | 41240.5447 | 41582.481 | 29933.3765
P95 | 4660.6603 | 5593.2867 | 27684.2705 | 199571.8011 | 56562.7108 | 60603.6596 | 139500.5767 | 118936.7073 | 144055.0268 | 141074.6059 | 193966.7025 | 143385.5084 | 136657.1598 | 145977.1196 | 150789.3683 | 146399.4542 | 170525.0384 | 138349.0227 | 133852.0278 | 113655.5289
STARTS - Number Starts
MEAN | 14.34 | 21.29 | 40.51 | 86.26 | 31.08 | 32.03 | 36.92 | 26.4 | 36.66 | 38.44 | 49.83 | 46.06 | 45.94 | 44.04 | 42.2 | 41.59 | 49.39 | 43.14 | 42.23 | 37.2
P5 | 0 | 0 | 10.5 | 38 | 14 | 17 | 25 | 16.5 | 23 | 28 | 31.5 | 32 | 32.5 | 30.5 | 26.5 | 25 | 34 | 29 | 30.5 | 23
P95 | 54.5 | 96.5 | 113.5 | 138 | 61 | 52 | 55.5 | 40.5 | 52 | 54 | 72.5 | 62 | 62.5 | 60.5 | 58.5 | 60 | 70 | 56.5 | 57.5 | 50.5
VOMCOSTS - VOM Costs
MEAN | 12933.2021 | 5933.7919 | 8822.4074 | 89608.3133 | 25145.7956 | 23227.9783 | 25245.2699 | 17596.4012 | 27712.7685 | 31236.921 | 39643.3618 | 38317.5113 | 37834.8458 | 35335.521 | 34985.2149 | 36644.5877 | 48725.7404 | 42857.5853 | 42657.318 | 37268.0316
P5 | 0 | 0 | 244.0475 | 52341.2362 | 9995.7957 | 11103.9975 | 16331.265 | 9803.2612 | 16182.225 | 20399.85 | 24664.8262 | 26756.82 | 24315.255 | 23310.7875 | 21780.7988 | 21710.16 | 33422.22 | 28499.2425 | 29418.84 | 23190.21
P95 | 54705.0191 | 27008.6673 | 28563.7307 | 121985.9813 | 47383.4781 | 40413.3863 | 38708.7142 | 31558.4437 | 45803.925 | 45829.8 | 62446.2075 | 56421.99 | 51744.0488 | 50103.0563 | 51285.285 | 54275.4 | 72629.055 | 61256.9925 | 56330.3925 | 52007.4563
Simple HR 2018 CELP 2015 v2
CAPACITYFACTOR - Net Generation Capacity Factor
MEAN | 1 | 1 | 1 | 1 | 1 | 1
P5 | 1 | 1 | 1 | 1 | 1 | 1
P95 | 1 | 1 | 1 | 1 | 1 | 1
NETPOS - Net Position (MWh)
MEAN | 130665.85 | 130922.4 | 130175.15 | 130114.6 | 130699.1 | 64667.05
P5 | 117512.5 | 119070 | 118720 | 118562.5 | 119262.5 | 58397.5
P95 | 134680 | 134960 | 134120 | 134120 | 134680 | 66640
NETREVENUE - Net Revenue $
MEAN | -10555499.6092 | -10657747.7484 | -11005043.869 | -11549320.5102 | -12156375.5705 | -6490732.9099
P5 | -11278006.1822 | -11536883.5302 | -11963889.5705 | -12517982.8534 | -13109960.3148 | -6857684.1506
P95 | -9461696.8765 | -9551752.7026 | -9802066.5957 | -10430863.9648 | -10836216.3294 | -5869581.3702
STARTS - Number Starts
MEAN | 1.52 | 1.55 | 1.65 | 1.64 | 1.45 | 0.85
P5 | 0 | 0 | 0 | 0 | 0 | 0
P95 | 6.5 | 7 | 7 | 7 | 6 | 4
Simple HR 2018 Colstrip 3 economic dispatch
CAPACITYFACTOR - Net Generation Capacity Factor
MEAN | 0.31179 | 0.31937 | 0.26901 | 0.26047 | 0.31994 | 0.26541 | 0.26962 | 0.27223 | 0.23386 | 0.23061 | 0.28612 | 0.24308 | 0.23002 | 0.25561 | 0.2199 | 0.22124 | 0.26881 | 0.23067 | 0.22822 | 0.25376
P5 | 0.20194 | 0.19434 | 0.14623 | 0.091083 | 0.12044 | 0.098844 | 0.097432 | 0.12232 | 0.095676 | 0.12153 | 0.14927 | 0.13243 | 0.12424 | 0.11154 | 0.10663 | 0.10296 | 0.1447 | 0.12203 | 0.12712 | 0.12633
P95 | 0.39601 | 0.41017 | 0.35422 | 0.42215 | 0.51666 | 0.41526 | 0.42605 | 0.46376 | 0.41086 | 0.3733 | 0.46496 | 0.37006 | 0.37596 | 0.41983 | 0.33267 | 0.32312 | 0.4007 | 0.3339 | 0.33443 | 0.38183
CO2EMISSIONS - CO2 Emissions
MEAN | 105483.251 | 95125.661 | 90463.7661 | 87997.4487 | 92901.4034 | 90382.5772 | 91705.9252 | 80374.8691 | 79029.1398 | 78640.9608 | 83440.4437 | 82660.8049 | 78092.0668 | 75800.3544 | 74244.4494 | 74532.601 | 78397.4043 | 78650.6659 | 77419.968 | 74849.0795
P5 | 68299.2902 | 56447.7872 | 49470.9417 | 29807.7226 | 34166.208 | 34140.3541 | 31832.0926 | 35095.5706 | 31968.5772 | 41133.395 | 43206.4308 | 45107.8043 | 42211.1764 | 33101.3642 | 35464.6744 | 34554.432 | 42465.7248 | 41923.035 | 42895.3618 | 36741.9713
P95 | 136230.2385 | 125598.9848 | 120452.6911 | 146698.2086 | 151920.2575 | 142086.0263 | 146760.6971 | 136791.9657 | 137433.5831 | 126209.6708 | 133711.5414 | 128270.4507 | 126017.7099 | 125614.1424 | 111803.437 | 106057.3516 | 116671.4501 | 113646.4681 | 114585.5161 | 109866.981
FUELCONSUMED - Fuel Consumed
MEAN | 958938.6451 | 864778.7363 | 822397.874 | 799976.8068 | 844558.2129 | 821659.7931 | 833690.2287 | 730680.6284 | 718446.7257 | 714917.8257 | 758549.4878 | 751461.8623 | 709927.8802 | 689094.1307 | 674949.54 | 677569.1003 | 712703.6756 | 715006.054 | 703817.8905 | 680446.1777
P5 | 620902.6383 | 513161.7021 | 449735.8339 | 270979.2959 | 310601.8913 | 310366.8553 | 289382.6599 | 319050.6414 | 290623.429 | 373939.9549 | 392785.7344 | 410070.9486 | 383737.967 | 300921.4928 | 322406.1309 | 314131.2 | 386052.0437 | 381118.4997 | 389957.8344 | 334017.9212
P95 | 1238456.7134 | 1141808.9531 | 1095024.4646 | 1333620.0778 | 1381093.2499 | 1291691.1478 | 1334188.1557 | 1243563.3241 | 1249396.2102 | 1147360.6433 | 1215559.4673 | 1166095.0061 | 1145615.5444 | 1141946.7491 | 1016394.8818 | 964157.742 | 1060649.5461 | 1033149.7099 | 1041686.5097 | 998790.7366
FUELCOST - Fuel Cost
MEAN | 920581.0993 | 812892.0122 | 814173.8953 | 927973.0959 | 929014.0342 | 920258.9683 | 950406.8607 | 854896.3352 | 854951.6036 | 865050.5691 | 940601.3649 | 946841.9465 | 915806.9655 | 902713.3112 | 904432.3836 | 928269.6674 | 997785.1459 | 1015308.5967 | 1020535.9413 | 1007060.343
P5 | 596066.5328 | 482372 | 445238.4756 | 314335.9833 | 341662.0804 | 347610.8779 | 329896.2323 | 373289.2504 | 345841.8805 | 452467.3454 | 487054.3107 | 516689.3952 | 495021.9774 | 394207.1556 | 432024.2154 | 430359.7439 | 540472.8612 | 541188.2696 | 565438.8599 | 494346.5234
P95 | 1188918.4449 | 1073300.4159 | 1084074.2199 | 1546999.2902 | 1519202.5749 | 1446694.0855 | 1520974.4975 | 1454969.0892 | 1486781.4901 | 1388306.3784 | 1507293.7395 | 1469279.7076 | 1477844.0523 | 1495950.2414 | 1361969.1417 | 1320896.1065 | 1484909.3645 | 1467072.588 | 1510445.439 | 1478210.2901
NETPOS - Net Position (MWh)
MEAN | 90311.8845 | 81378.4212 | 77377.2831 | 75314.1226 | 79536.1112 | 77372.4346 | 78536.1564 | 68824.7839 | 67675.4933 | 67342.9831 | 71462.3578 | 70792.147 | 66874.5503 | 64916.0834 | 63581.8612 | 63833.7104 | 67161.7766 | 67380.759 | 66329.2682 | 64127.9496
P5 | 58438.8405 | 48279.7504 | 42302.754 | 25457.3206 | 29187.8645 | 29166.5375 | 27194.3353 | 29990.8574 | 27328.5413 | 35175.5882 | 36952.2481 | 38588.6954 | 36099.7148 | 28300.058 | 30331.9761 | 29555.2228 | 36350.9746 | 35885.1064 | 36721.5201 | 31451.0447
P95 | 116648.4713 | 107468.3994 | 103027.336 | 125645.8481 | 130174.5595 | 121729.54 | 125781.2167 | 117233.2881 | 117799.6484 | 108155.7214 | 114591.9846 | 109922.8467 | 107996.6088 | 107649.4026 | 95805.0547 | 90869.3415 | 99999.2522 | 97390.1806 | 98207.6323 | 94157.0626
NETREVENUE - Net Revenue $
MEAN | -106133.1639 | 119163.6258 | 133338.8709 | 181243.0321 | 222994.7635 | 163893.9099 | 157832.4229 | 108613.2966 | 15119.9429 | 30523.7216 | 35710.2635 | 12935.1833 | 29136.0718 | 51552.4365 | 43674.099 | 56824.7881 | 5265.3173 | -10310.9394 | -25023.1351 | -37268.9911
P5 | -316023.6262 | -186409.7801 | -170332.5754 | -105951.8175 | -75850.0896 | -76267.8696 | -60740.5766 | -68598.9809 | -156981.6455 | -121238.1058 | -132110.834 | -122345.8332 | -104637.5413 | -106073.4294 | -94451.0682 | -91028.7679 | -122121.0989 | -158336.9229 | -189623.4328 | -164927.0487
P95 | 262108.6514 | 540171.562 | 670836.158 | 777179.7041 | 830087.9693 | 640450.2283 | 595697.5616 | 655133.3064 | 574782.6399 | 335310.551 | 460090.6014 | 268966.4578 | 250254.0387 | 414217.3044 | 317663.55 | 289429.2727 | 296356.2739 | 225395.7468 | 170240.7947 | 163864.824
STARTS - Number Starts
MEAN | 4.86 | 3.15 | 2.51 | 2.69 | 3.27 | 2.26 | 42.21 | 42.37 | 96.12 | 88.48 | 19.78 | 18.88 | 16.44 | 16.12 | 14.09 | 14.64 | 109.21 | 103.12 | 112.04 | 100.44
P5 | 1 | 1 | 0 | 0 | 1 | 0 | 21.5 | 24 | 68 | 67 | 9 | 7 | 6.5 | 7 | 5.5 | 5 | 90 | 83.5 | 91 | 86
P95 | 9 | 5.5 | 5.5 | 6 | 6 | 5 | 62 | 58.5 | 116.5 | 108.5 | 34 | 33 | 29 | 29 | 23.5 | 25.5 | 125 | 123.5 | 133 | 118.5
VOMCOSTS - VOM Costs
MEAN | 304351.0507 | 279127.9848 | 270820.4908 | 268871.4176 | 289511.4448 | 287825.4567 | 297652.0328 | 266351.9138 | 266641.4437 | 270718.792 | 292995.6669 | 296619.0958 | 285554.3298 | 282384.9628 | 282303.4638 | 289166.7081 | 310287.4081 | 317363.3748 | 319043.7801 | 314226.953
P5 | 196938.8924 | 165599.5439 | 148059.639 | 90882.6345 | 106243.8268 | 108499.5195 | 103066.5309 | 116064.6181 | 107674.4525 | 141405.8645 | 151504.2174 | 161686.6339 | 154145.7821 | 123105.2522 | 134673.974 | 133885.1594 | 167941.5025 | 169018.851 | 176630.5117 | 154110.1189
P95 | 393105.3483 | 368616.6098 | 360595.6761 | 448555.6777 | 473835.3964 | 452833.8889 | 476710.8114 | 453692.8251 | 464130.6145 | 434786.0001 | 469827.137 | 460576.7278 | 461145.5196 | 468274.9012 | 425374.4426 | 411638.1172 | 461996.5449 | 458707.7505 | 472378.7115 | 461369.6068
Simple HR 2018 Colstrip 3 must run
CAPACITYFACTOR - Net Generation Capacity Factor
MEAN | 1 | 1 | 1 | 1 | 1 | 1 | 1 | 1 | 1 | 1 | 1 | 1 | 1 | 1 | 1 | 1 | 1 | 1 | 1 | 1
P5 | 1 | 1 | 1 | 1 | 1 | 1 | 1 | 1 | 1 | 1 | 1 | 1 | 1 | 1 | 1 | 1 | 1 | 1 | 1 | 1
P95 | 1 | 1 | 1 | 1 | 1 | 1 | 1 | 1 | 1 | 1 | 1 | 1 | 1 | 1 | 1 | 1 | 1 | 1 | 1 | 1
CO2EMISSIONS - CO2 Emissions
MEAN | 159591.9105 | 140446.1025 | 159154.875 | 158961.0825 | 137074.113 | 159766.992 | 160268.1795 | 139862.052 | 159940.2915 | 160387.5735 | 138116.583 | 158999.841 | 160258.824 | 139682.961 | 159193.6335 | 159465.834 | 137558.3715 | 160019.145 | 159711.75 | 139243.2525
P5 | 150801.75 | 130798.8 | 150913.125 | 149398.425 | 128081.25 | 149688 | 152784.225 | 132447.15 | 151559.1 | 150890.85 | 128014.425 | 149754.825 | 150979.95 | 131066.1 | 150467.625 | 152004.6 | 128571.3 | 153185.175 | 149598.9 | 132179.85
P95 | 167418.9 | 147638.7 | 168042.6 | 166772.925 | 144987.975 | 167485.725 | 167173.875 | 146747.7 | 166906.575 | 168198.525 | 144475.65 | 166126.95 | 167374.35 | 146569.5 | 166817.475 | 166906.575 | 145166.175 | 167352.075 | 166995.675 | 146257.65
FUELCONSUMED - Fuel Consumed
MEAN | 1450835.55 | 1276782.75 | 1446862.5 | 1445100.75 | 1246128.3 | 1452427.2 | 1456983.45 | 1271473.2 | 1454002.65 | 1458068.85 | 1255605.3 | 1445453.1 | 1456898.4 | 1269845.1 | 1447214.85 | 1449689.4 | 1250530.65 | 1454719.5 | 1451925 | 1265847.75
P5 | 1370925 | 1189080 | 1371937.5 | 1358167.5 | 1164375 | 1360800 | 1388947.5 | 1204065 | 1377810 | 1371735 | 1163767.5 | 1361407.5 | 1372545 | 1191510 | 1367887.5 | 1381860 | 1168830 | 1392592.5 | 1359990 | 1201635
P95 | 1521990 | 1342170 | 1527660 | 1516117.5 | 1318072.5 | 1522597.5 | 1519762.5 | 1334070 | 1517332.5 | 1529077.5 | 1313415 | 1510245 | 1521585 | 1332450 | 1516522.5 | 1517332.5 | 1319692.5 | 1521382.5 | 1518142.5 | 1329615
FUELCOST - Fuel Cost
MEAN | 1392802.128 | 1200175.785 | 1432393.875 | 1676316.87 | 1370741.13 | 1626718.464 | 1660961.133 | 1487623.644 | 1730263.1535 | 1764263.3085 | 1556950.572 | 1821270.906 | 1879398.936 | 1663497.081 | 1939267.899 | 1986074.478 | 1750742.91 | 2065701.69 | 2105291.25 | 1873454.67
P5 | 1316088 | 1117735.2 | 1358218.125 | 1575474.3 | 1280812.5 | 1524096 | 1583400.15 | 1408756.05 | 1639593.9 | 1659799.35 | 1443071.7 | 1715373.45 | 1770583.05 | 1560878.1 | 1832969.25 | 1893148.2 | 1636362 | 1977481.35 | 1971985.5 | 1778419.8
P95 | 1461110.4 | 1261639.8 | 1512383.4 | 1758696.3 | 1449879.75 | 1705309.2 | 1732529.25 | 1560861.9 | 1805625.675 | 1850183.775 | 1628634.6 | 1902908.7 | 1962844.65 | 1745509.5 | 2032140.15 | 2078745.525 | 1847569.5 | 2160363.15 | 2201306.625 | 1967830.2
NETPOS - Net Position (MWh)
MEAN | 107469.3 | 94576.5 | 107175 | 107044.5 | 92305.8 | 107587.2 | 107924.7 | 94183.2 | 107703.9 | 108005.1 | 93007.8 | 107070.6 | 107918.4 | 94062.6 | 107201.1 | 107384.4 | 92631.9 | 107757 | 107550 | 93766.5
P5 | 101550 | 88080 | 101625 | 100605 | 86250 | 100800 | 102885 | 89190 | 102060 | 101610 | 86205 | 100845 | 101670 | 88260 | 101325 | 102360 | 86580 | 103155 | 100740 | 89010
P95 | 112740 | 99420 | 113160 | 112305 | 97635 | 112785 | 112575 | 98820 | 112395 | 113265 | 97290 | 111870 | 112710 | 98700 | 112335 | 112395 | 97755 | 112695 | 112455 | 98490
NETREVENUE - Net Revenue $
MEAN | -1621970.5847 | -1051986.6805 | -1339070.5699 | -1687763.4457 | -1323486.2798 | -1822541.4588 | -1970121.21 | -1757805.3428 | -2272698.3894 | -2315121.6117 | -1907181.1839 | -2399774.6621 | -2481407.2418 | -2085214.8669 | -2568012.0853 | -2624389.5676 | -2178814.4593 | -2753792.1302 | -2804703.9576 | -2364466.2651
P5 | -2019519.9919 | -1500209.3987 | -1860317.59 | -2258329.1709 | -1761228.0426 | -2283806.603 | -2411958.5905 | -2134111.2327 | -2598624.5978 | -2673843.5906 | -2240043.4109 | -2764389.1084 | -2836275.3404 | -2414376.9127 | -2911875.5412 | -2954471.2257 | -2466052.4856 | -3046959.6919 | -3132855.9471 | -2712034.5808
P95 | -1193069.9454 | -615641.9995 | -718320.2633 | -1080590.0032 | -757812.9289 | -1382680.6984 | -1515307.9488 | -1228390.0597 | -1692535.0388 | -1883493.3101 | -1409084.9871 | -1998655.741 | -2082090.2199 | -1622773.1334 | -2245250.7465 | -2239139.3956 | -1771498.0193 | -2404463.2701 | -2439849.7346 | -2036935.0436
STARTS - Number Starts
MEAN | 2.29 | 2.8 | 2.21 | 2.22 | 2.89 | 2.37 | 1.94 | 2.88 | 1.81 | 2.05 | 2.71 | 2.07 | 2.13 | 2.91 | 2.15 | 2.12 | 2.74 | 2.15 | 2.17 | 2.9
P5 | 0 | 1 | 0 | 0 | 1 | 0 | 0 | 1 | 0 | 0 | 1 | 0 | 0 | 1 | 0 | 0 | 1 | 0 | 0 | 1
P95 | 5 | 5 | 5 | 5 | 5 | 5.5 | 4 | 5 | 4 | 5 | 5 | 4.5 | 5 | 5.5 | 5 | 4.5 | 5 | 5 | 5 | 5
VOMCOSTS - VOM Costs
MEAN | 362171.541 | 324397.395 | 375112.5 | 382148.865 | 335993.112 | 400224.384 | 409034.613 | 364488.984 | 424353.366 | 434180.502 | 381331.98 | 448625.814 | 460811.568 | 409172.31 | 475972.884 | 486451.332 | 427959.378 | 507535.47 | 517315.5 | 459455.85
P5 | 342223.5 | 302114.4 | 355687.5 | 359159.85 | 313950 | 374976 | 389934.15 | 345165.3 | 402116.4 | 408472.2 | 353440.5 | 422540.55 | 434130.9 | 383931 | 449883 | 463690.8 | 399999.6 | 485860.05 | 484559.4 | 436149
P95 | 379933.8 | 341010.6 | 396060 | 400928.85 | 355391.4 | 419560.2 | 426659.25 | 382433.4 | 442836.3 | 455325.3 | 398889 | 468735.3 | 481271.7 | 429345 | 498767.4 | 509149.35 | 451628.1 | 530793.45 | 540908.55 | 482601
Simple HR 2018 Colstrip 4 economic dispatch
CAPACITYFACTOR - Net Generation Capacity Factor
MEAN | 0.35039 | 0.26802 | 0.25254 | 0.28372 | 0.26866 | 0.25069 | 0.29697 | 0.23083 | 0.23065 | 0.26593 | 0.24307 | 0.23632 | 0.25724 | 0.22082 | 0.21838 | 0.25648 | 0.22635 | 0.22612 | 0.25782 | 0.22223
P5 | 0.22554 | 0.15562 | 0.13692 | 0.10488 | 0.097189 | 0.09362 | 0.0985 | 0.096606 | 0.094304 | 0.1371 | 0.11169 | 0.12035 | 0.13596 | 0.096418 | 0.099613 | 0.1158 | 0.12416 | 0.121 | 0.14477 | 0.1092
P95 | 0.45233 | 0.35455 | 0.3363 | 0.47636 | 0.44166 | 0.39589 | 0.47586 | 0.4002 | 0.41232 | 0.4226 | 0.38494 | 0.36351 | 0.41659 | 0.37149 | 0.32959 | 0.37233 | 0.33761 | 0.33181 | 0.3745 | 0.33769
CO2EMISSIONS - CO2 Emissions
MEAN | 104028.4001 | 91399.363 | 85284.5419 | 81741.7001 | 90793.4116 | 84958.8454 | 88082.179 | 77799.2915 | 78232.0032 | 77909.0369 | 82481.8199 | 80249.9507 | 76669.9459 | 74321.8438 | 74013.5605 | 74643.5988 | 76563.7702 | 76821.456 | 76772.4982 | 75226.7827
P5 | 65921.3165 | 52983.7412 | 46081.8244 | 31790.0157 | 32856.5231 | 32028.7864 | 30298.6879 | 33213.0439 | 32181.1948 | 40255.3884 | 38028.5119 | 39872.9527 | 39891.1528 | 33004.0542 | 33491.3384 | 34933.6397 | 41638.4934 | 40532.4393 | 42153.8285 | 37144.8924
P95 | 136714.9782 | 122689.2809 | 112985.0412 | 134768.9847 | 147712.9172 | 134989.8214 | 143813.8533 | 133547.7108 | 139285.0278 | 121328.2215 | 132234.1236 | 125432.8789 | 123205.6119 | 125358.2104 | 116439.5491 | 109642.7716 | 115435.678 | 115862.0698 | 111269.5504 | 112939.1628
FUELCONSUMED - Fuel Consumed
MEAN | 945712.7281 | 830903.2999 | 775314.0177 | 743106.3646 | 825394.6507 | 772353.1402 | 800747.0819 | 707266.2866 | 711200.0288 | 708263.9715 | 749834.7267 | 729545.0064 | 696999.5079 | 675653.1252 | 672850.5502 | 678578.1713 | 696034.2749 | 698376.8729 | 697931.8021 | 683879.8424
P5 | 599284.6952 | 481670.3744 | 418925.6763 | 289000.1431 | 298695.6648 | 291170.7854 | 275442.6175 | 301936.7624 | 292556.3166 | 365958.076 | 345713.7441 | 362481.3882 | 362646.8434 | 300036.8563 | 304466.7127 | 317578.5425 | 378531.7581 | 368476.7213 | 383216.6227 | 337680.8396
P95 | 1242863.4381 | 1115357.0994 | 1027136.7381 | 1225172.588 | 1342844.702 | 1227180.1947 | 1307398.6666 | 1214070.0981 | 1266227.5253 | 1102983.8318 | 1202128.3962 | 1140298.8995 | 1120051.0168 | 1139620.095 | 1058541.3553 | 996752.4692 | 1049415.255 | 1053291.5437 | 1011541.3668 | 1026719.6615
FUELCOST - Fuel Cost
MEAN | 907884.219 | 781049.1019 | 767560.8775 | 862003.3829 | 907934.1157 | 865035.5171 | 912851.6734 | 827501.5554 | 846328.0343 | 856999.4056 | 929795.0612 | 919226.7081 | 899129.3651 | 885105.594 | 901619.7373 | 929652.0946 | 974447.9848 | 991695.1595 | 1012001.113 | 1012142.1668
P5 | 575313.3074 | 452770.1519 | 414736.4195 | 335240.166 | 328565.2312 | 326111.2797 | 314004.5839 | 353266.012 | 348142.0168 | 442809.272 | 428685.0427 | 456726.5491 | 467814.4279 | 393048.2817 | 407985.395 | 435082.6032 | 529944.4613 | 523236.9443 | 555664.1029 | 499767.6426
P95 | 1193148.9005 | 1048435.6735 | 1016865.3707 | 1421200.2021 | 1477129.1722 | 1374441.8181 | 1490434.4799 | 1420462.0148 | 1506810.7551 | 1334610.4365 | 1490639.2113 | 1436776.6134 | 1444865.8117 | 1492902.3245 | 1418445.4161 | 1365550.8828 | 1469181.357 | 1495673.992 | 1466734.9819 | 1519545.0991
NETPOS - Net Position (MWh)
MEAN | 89067.7819 | 78166.8731 | 72921.9603 | 69951.9188 | 77724.4685 | 72719.1029 | 75432.3089 | 66615.2227 | 66993.1914 | 66716.7527 | 70638.7709 | 68727.8678 | 65655.9221 | 63646.9993 | 63383.8541 | 63930.1698 | 65586.2203 | 65811.0162 | 65774.2059 | 64448.8705
P5 | 56418.0523 | 45300.7204 | 39381.3683 | 27159.8323 | 28067.2235 | 27361.1119 | 25882.8371 | 28384.421 | 27523.3702 | 34435.9881 | 32523.9115 | 34108.6688 | 34121.1724 | 28218.11 | 28637.198 | 29883.8064 | 35643.4842 | 34692.8813 | 36084.2744 | 31792.5097
P95 | 117080.8341 | 104957.0444 | 96603.3033 | 115426.3722 | 126540.6965 | 115650.0542 | 123243.065 | 114445.8568 | 119370.0633 | 103974.9318 | 113325.0332 | 107493.7005 | 105577.2766 | 107446.6859 | 99782.1551 | 93946.3545 | 98922.8848 | 99285.5964 | 95359.7407 | 96799.7853
NETREVENUE - Net Revenue $
MEAN | -98044.368 | 110214.3573 | 125341.7335 | 178169.8857 | 246958.4491 | 173793.2034 | 184654.4076 | 127708.4335 | 27977.4203 | 36701.9432 | 40745.59 | 23473.9817 | 39317.5314 | 58589.0421 | 55649.9191 | 68505.9846 | 10915.0543 | -6907.2621 | -20880.3933 | -31373.9421
P5 | -299661.5965 | -183318.8407 | -153720.62 | -90303.9343 | -48237.4258 | -50374.9264 | -33863.6025 | -56212.2512 | -139130.6564 | -105351.9612 | -120388.8011 | -105133.0515 | -116814.0236 | -100125.7883 | -96979.8919 | -71435.1919 | -120159.9858 | -166809.9718 | -178996.7509 | -156938.9399
P95 | 247605.9376 | 533697.6428 | 592185.9052 | 730649.2961 | 841971.3043 | 563607.6108 | 606146.9422 | 663704.1749 | 614769.7361 | 382699.2705 | 454849.6469 | 267849.1083 | 293998.4483 | 440916.3107 | 350730.4325 | 307401.4276 | 299532.0472 | 219479.7105 | 180082.1905 | 157056.2306
STARTS - Number Starts
MEAN | 13.27 | 3.3 | 3.24 | 3.26 | 2.86 | 2.52 | 44.76 | 41.42 | 95.8 | 91.48 | 19.75 | 18.52 | 17.9 | 16.06 | 15.15 | 15.7 | 114.55 | 107.43 | 119.77 | 116.09
P5 | 5 | 0.5 | 1 | 1 | 0 | 0 | 22 | 26 | 74 | 72 | 7 | 6.5 | 6 | 5.5 | 6 | 6.5 | 93.5 | 90 | 96 | 94.5
P95 | 24 | 7 | 6 | 6 | 7 | 5 | 67 | 60 | 117.5 | 110.5 | 32.5 | 32 | 32 | 29.5 | 27 | 30 | 139 | 129.5 | 142.5 | 140.5
VOMCOSTS - VOM Costs
MEAN | 300158.4248 | 268112.3749 | 255226.861 | 249728.3502 | 282917.0655 | 270515.0627 | 285888.4508 | 257800.9118 | 263953.1743 | 268201.346 | 289618.9607 | 287969.7663 | 280350.7875 | 276864.4469 | 281424.312 | 289603.6691 | 303008.3379 | 309969.8862 | 316373.9305 | 315799.4653
P5 | 190128.8364 | 155381.4711 | 137834.7889 | 96960.6014 | 102164.6935 | 101783.3363 | 98095.9527 | 109847.7091 | 108442.0784 | 138432.672 | 133348.0371 | 142915.3221 | 145697.4062 | 122748.7785 | 127149.1591 | 135373.6432 | 164672.8968 | 163403.4709 | 173565.3601 | 155783.2976
P95 | 394562.4109 | 360002.6624 | 338111.5616 | 412072.1487 | 460608.1352 | 430218.2018 | 467091.2164 | 442905.4658 | 470318.0492 | 417979.2258 | 464632.6361 | 450398.6052 | 450814.9711 | 467393.0835 | 443032.7685 | 425576.9859 | 457023.7277 | 467635.1588 | 458680.3528 | 474318.9482
Simple HR 2018 Colstrip 4 must run
CAPACITYFACTOR - Net Generation Capacity Factor
MEAN | 1 | 1 | 1 | 1 | 1 | 1 | 1 | 1 | 1 | 1 | 1 | 1 | 1 | 1 | 1 | 1 | 1 | 1 | 1 | 1
P5 | 1 | 1 | 1 | 1 | 1 | 1 | 1 | 1 | 1 | 1 | 1 | 1 | 1 | 1 | 1 | 1 | 1 | 1 | 1 | 1
P95 | 1 | 1 | 1 | 1 | 1 | 1 | 1 | 1 | 1 | 1 | 1 | 1 | 1 | 1 | 1 | 1 | 1 | 1 | 1 | 1
CO2EMISSIONS - CO2 Emissions
MEAN | 140394.4245 | 159963.4575 | 158969.547 | 135213.2595 | 160162.1505 | 160467.318 | 140654.5965 | 160047.2115 | 158726.7495 | 137858.193 | 159885.0495 | 159125.0265 | 139669.596 | 158822.532 | 159062.6565 | 136803.249 | 159681.456 | 160422.3225 | 139221.423 | 160087.3065
P5 | 132046.2 | 151536.825 | 149888.475 | 125252.325 | 150757.2 | 152093.7 | 133182.225 | 150757.2 | 150133.5 | 127613.475 | 149910.75 | 148329.225 | 130442.4 | 148440.6 | 149420.7 | 127858.5 | 149576.625 | 151269.525 | 131578.425 | 149220.225
P95 | 147705.525 | 168399 | 167886.675 | 142938.675 | 168955.875 | 168510.375 | 147326.85 | 168198.525 | 166951.125 | 145077.075 | 168443.55 | 168287.625 | 147081.825 | 167931.225 | 167508 | 145522.575 | 165971.025 | 169690.95 | 146480.4 | 167307.525
FUELCONSUMED - Fuel Consumed
MEAN | 1276312.95 | 1454213.25 | 1445177.7 | 1229211.45 | 1456019.55 | 1458793.8 | 1278678.15 | 1454974.65 | 1442970.45 | 1253256.3 | 1453500.45 | 1446591.15 | 1269723.6 | 1443841.2 | 1446024.15 | 1243665.9 | 1451649.6 | 1458384.75 | 1265649.3 | 1455339.15
P5 | 1200420 | 1377607.5 | 1362622.5 | 1138657.5 | 1370520 | 1382670 | 1210747.5 | 1370520 | 1364850 | 1160122.5 | 1362825 | 1348447.5 | 1185840 | 1349460 | 1358370 | 1162350 | 1359787.5 | 1375177.5 | 1196167.5 | 1356547.5
P95 | 1342777.5 | 1530900 | 1526242.5 | 1299442.5 | 1535962.5 | 1531912.5 | 1339335 | 1529077.5 | 1517737.5 | 1318882.5 | 1531305 | 1529887.5 | 1337107.5 | 1526647.5 | 1522800 | 1322932.5 | 1508827.5 | 1542645 | 1331640 | 1520977.5
FUELCOST - Fuel Cost
MEAN | 1225260.432 | 1366960.455 | 1430725.923 | 1425885.282 | 1601621.505 | 1633849.056 | 1457693.091 | 1702320.3405 | 1717134.8355 | 1516440.123 | 1802340.558 | 1822704.849 | 1637943.444 | 1891431.972 | 1937672.361 | 1703822.283 | 2032309.44 | 2070906.345 | 1835191.485 | 2153901.942
P5 | 1152403.2 | 1294951.05 | 1348996.275 | 1320842.7 | 1507572 | 1548590.4 | 1380252.15 | 1603508.4 | 1624171.5 | 1403748.225 | 1689903 | 1699043.85 | 1529733.6 | 1767792.6 | 1820215.8 | 1592419.5 | 1903702.5 | 1952752.05 | 1734442.875 | 2007690.3
P95 | 1289066.4 | 1439046 | 1510980.075 | 1507353.3 | 1689558.75 | 1715742 | 1526841.9 | 1789020.675 | 1806107.625 | 1595847.825 | 1898818.2 | 1927658.25 | 1724868.675 | 1999908.225 | 2040552 | 1812417.525 | 2112358.5 | 2190555.9 | 1930878 | 2251046.7
NETPOS - Net Position (MWh)
MEAN | 94541.7 | 107719.5 | 107050.2 | 91052.7 | 107853.3 | 108058.8 | 94716.9 | 107775.9 | 106886.7 | 92833.8 | 107666.7 | 107154.9 | 94053.6 | 106951.2 | 107112.9 | 92123.4 | 107529.6 | 108028.5 | 93751.8 | 107802.9
P5 | 88920 | 102045 | 100935 | 84345 | 101520 | 102420 | 89685 | 101520 | 101100 | 85935 | 100950 | 99885 | 87840 | 99960 | 100620 | 86100 | 100725 | 101865 | 88605 | 100485
P95 | 99465 | 113400 | 113055 | 96255 | 113775 | 113475 | 99210 | 113265 | 112425 | 97695 | 113430 | 113325 | 99045 | 113085 | 112800 | 97995 | 111765 | 114270 | 98640 | 112665
NETREVENUE - Net Revenue $
MEAN | -1329290.5263 | -1317716.2919 | -1344627.2681 | -1322570.3912 | -1688454.9503 | -1830265.5875 | -1616200.6837 | -2131115.9114 | -2263304.8321 | -1867549.9102 | -2374408.5682 | -2400866.3131 | -2052695.1399 | -2500398.093 | -2569044.0064 | -2100349.5422 | -2692731.2918 | -2762150.63 | -2314929.3708 | -2862952.6669
P5 | -1680104.6695 | -1794624.2624 | -1849085.1897 | -1892138.9169 | -2154130.7716 | -2262540.6568 | -2076679.9155 | -2507173.9819 | -2631143.3207 | -2151505.7307 | -2718677.0503 | -2759162.0075 | -2359895.5049 | -2879286.0689 | -2874905.3354 | -2478822.892 | -3006200.3747 | -3109347.9231 | -2597844.28 | -3194861.4314
P95 | -951857.686 | -840306.0137 | -737701.5957 | -723968.1244 | -1139716.2748 | -1402575.6648 | -1199352.1276 | -1603847.8013 | -1669603.1113 | -1463550.4207 | -1880939.3378 | -2062706.2565 | -1709837.383 | -1994381.4054 | -2228934.1143 | -1674638.0702 | -2401221.9301 | -2389649.9681 | -1973243.8795 | -2434212.9636
STARTS - Number Starts
MEAN | 3.1 | 2.4 | 2.39 | 3.02 | 2.36 | 2.16 | 2.68 | 2.19 | 2.61 | 2.92 | 2.39 | 2.38 | 3.07 | 2.48 | 2.26 | 2.73 | 2.35 | 2.07 | 3.08 | 2.09
P5 | 1 | 0 | 0 | 1 | 0 | 0 | 1 | 0 | 0 | 1 | 0 | 0 | 1 | 0 | 0 | 1 | 0 | 0 | 1 | 0
P95 | 6 | 5 | 4.5 | 6 | 5 | 4 | 5 | 5 | 5.5 | 5 | 5 | 5 | 5 | 5 | 5 | 5.5 | 5 | 4 | 6 | 5
VOMCOSTS - VOM Costs
MEAN | 318605.529 | 369477.885 | 374675.7 | 325058.139 | 392586.012 | 401978.736 | 358977.051 | 417092.733 | 421133.598 | 373191.876 | 441433.47 | 448979.031 | 401608.872 | 465237.72 | 475581.276 | 417319.002 | 496786.752 | 508814.235 | 450946.158 | 528234.21
P5 | 299660.4 | 350014.35 | 353272.5 | 301111.65 | 369532.8 | 381002.4 | 339906.15 | 392882.4 | 398334 | 345458.7 | 413895 | 418518.15 | 375076.8 | 434826 | 446752.8 | 390033 | 465349.5 | 479784.15 | 426190.05 | 492376.5
P95 | 335197.05 | 388962 | 395692.5 | 343630.35 | 414141 | 422127 | 376005.9 | 438335.55 | 442954.5 | 392733.9 | 465063 | 474831.75 | 422922.15 | 491919.75 | 500832 | 443917.35 | 516354.3 | 538211.7 | 474458.4 | 552058.5
Simple HR 2018 David Gates Generating Station updated HRs
CAPACITYFACTOR - Net Generation Capacity Factor
MEAN | 0.066969 | 0.084566 | 0.078532 | 0.032715 | 0.029267 | 0.021087 | 0.035487 | 0.031249 | 0.018068 | 0.024311 | 0.02365 | 0.019152 | 0.021778 | 0.021984 | 0.018062 | 0.023145 | 0.015212 | 0.012666 | 0.012769 | 0.011102
P5 | 0.043819 | 0.048834 | 0.041398 | 0.019493 | 0.017888 | 0.010835 | 0.018715 | 0.018049 | 0.00783 | 0.015634 | 0.013106 | 0.010509 | 0.012518 | 0.013767 | 0.009971 | 0.014333 | 0.007515 | 0.006443 | 0.006133 | 0.003995
P95 | 0.091206 | 0.11809 | 0.11311 | 0.049429 | 0.042748 | 0.029692 | 0.055535 | 0.049684 | 0.034838 | 0.036809 | 0.039155 | 0.029164 | 0.030858 | 0.032826 | 0.028483 | 0.03035 | 0.025522 | 0.02128 | 0.019927 | 0.01821
CO2EMISSIONS - CO2 Emissions
MEAN | 43463.7259 | 53229.319 | 48643.5454 | 26342.3334 | 23648.9665 | 17088.4453 | 21941.6326 | 19767.4386 | 10377.797 | 14533.9152 | 14011.8542 | 10541.033 | 12832.9671 | 12937.1721 | 9911.2138 | 13711.8015 | 7938.7879 | 6450.989 | 6744.7049 | 5997.7495
P5 | 32069.0178 | 36267.6428 | 30064.8875 | 15714.8703 | 14437.0744 | 8757.7005 | 13319.5577 | 12382.1255 | 4737.7489 | 9792.2721 | 8345.5121 | 6361.694 | 8314.0487 | 8921.332 | 5897.7769 | 9460.8076 | 4071.0741 | 3546.9591 | 3805.8212 | 2638.4587
P95 | 55137.8609 | 67917.37 | 64575.8442 | 39780.0648 | 34161.1551 | 23980.1396 | 30891.1984 | 29106.8593 | 18402.9486 | 20698.9745 | 20627.97 | 14900.2146 | 17262.6206 | 17950.1601 | 14899.4154 | 18103.5443 | 12583.9396 | 10162.7667 | 9993.3964 | 9647.4694
FUELCONSUMED - Fuel Consumed
MEAN | 736673.3206 | 902191.8475 | 824466.8704 | 446480.2267 | 400829.9413 | 289634.6658 | 371892.0785 | 335041.3319 | 175894.8651 | 246337.5456 | 237489.0534 | 178661.5766 | 217507.9172 | 219274.1039 | 167986.6751 | 232403.4154 | 134555.7274 | 109338.7965 | 114317.0316 | 101656.7717
P5 | 543542.6749 | 614705.8096 | 509574.3649 | 266353.7345 | 244696.1755 | 148435.602 | 225755.2145 | 209866.5335 | 80300.8291 | 165970.7133 | 141449.3569 | 107825.3224 | 140916.0788 | 151209.0167 | 99962.3197 | 160352.6708 | 69001.2568 | 60117.9503 | 64505.4449 | 44719.6386
P95 | 934540.0157 | 1151141.8643 | 1094505.8347 | 674238.3861 | 579002.6291 | 406443.044 | 523579.6345 | 493336.599 | 311914.3838 | 350830.0756 | 349626.611 | 252546.0106 | 292586.7898 | 304240.0021 | 252532.4638 | 306839.7344 | 213287.1112 | 172250.2834 | 169379.6007 | 163516.4303
FUELCOST - Fuel Cost
MEAN | 1034712.7358 | 1257156.6226 | 1211881.6411 | 688076.9971 | 648350.5283 | 504252.6641 | 665679.3539 | 609915.6712 | 360856.4076 | 480015.1569 | 478851.0982 | 383215.6201 | 453412.5069 | 471549.3795 | 383050.7404 | 512720.333 | 320634.2821 | 278289.1534 | 290099.5974 | 267628.772
P5 | 571527.5958 | 587920.4143 | 522739.8913 | 245332.2625 | 264167.5053 | 178546.201 | 268400.3981 | 292771.6183 | 124287.1072 | 254177.1395 | 207836.5842 | 153383.8518 | 227972.5171 | 245245.8963 | 166082.2875 | 265292.5854 | 141907.5086 | 116826.9665 | 131930.0356 | 93689.5758
P95 | 1589185.0895 | 1941367.1271 | 2036259.143 | 1324204.6869 | 1182168.3599 | 826474.5432 | 1164084.7863 | 1215517.9237 | 808836.9391 | 857006.9918 | 922308.6789 | 662299.3468 | 738091.5739 | 850915.0504 | 700778.3247 | 787431.4394 | 601756.8089 | 514876.0331 | 494488.7042 | 475464.0538
NETPOS - Net Position (MWh)
MEAN | 37524.5721 | 47424.1343 | 43761.3201 | 18257.3144 | 16389.3789 | 11842.5441 | 19868.1251 | 17496.2848 | 10064.4107 | 13698.902 | 13250.3197 | 10715.3124 | 12192.3531 | 12283.8704 | 10076.7762 | 12957.2087 | 8521.8607 | 7103.3738 | 7147.7395 | 6187.7624
P5 | 24526.7858 | 27414.6757 | 23012.2653 | 10890.25 | 10004.75 | 6069 | 10371.4332 | 10054.2659 | 4370.1595 | 8805.0962 | 7374.3292 | 5859.7588 | 7019.3125 | 7660.8818 | 5569.2312 | 8023.6471 | 4193.0219 | 3635.934 | 3436.447 | 2236.2958
P95 | 51386.7475 | 66543.8485 | 62839.4595 | 27575.2641 | 23676.4191 | 16618 | 31155.8368 | 27700.4846 | 19363.7689 | 20701.286 | 22029.9412 | 16332.6898 | 17285.1963 | 18457.1346 | 15884.4922 | 17061.1169 | 14281.9709 | 11991.9545 | 11123.8041 | 10149.5219
NETREVENUE - Net Revenue $
MEAN | -1098084.5349 | -1159027.7694 | -1038733.5049 | -754150.6003 | -724502.9051 | -515665.9232 | -493860.4306 | -504233.5792 | -187085.319 | -329681.1435 | -314748.9416 | -160654.1569 | -294031.3259 | -312213.7202 | -167662.5642 | -354745.4176 | -94899.6505 | -61878.5684 | -97392.0127 | -108624.5801
P5 | -1361911.3215 | -1414722.8731 | -1322219.4112 | -1258596.6129 | -1113529.9282 | -772070.4141 | -675427.8385 | -724914.84 | -307374.3127 | -470903.2413 | -460766.1957 | -242882.6279 | -422513.1466 | -434157.1675 | -263916.7945 | -523699.8981 | -217772.8642 | -121022.4653 | -221329.2377 | -205834.771
P95 | -829864.8237 | -892625.5229 | -739645.4313 | -424220.3019 | -415946.9438 | -257250.2695 | -334930.6956 | -334168.3325 | -91459.2795 | -203151.8976 | -191936.2682 | -84873.996 | -197324.6886 | -203053.6789 | -91721.7554 | -228334.3834 | -18548.9657 | -11435.2992 | -22023.9624 | -26117.3523
STARTS - Number Starts
MEAN | 2017.97 | 2078.54 | 2017.75 | 1682.97 | 1572.11 | 1197.14 | 1242.15 | 1154.48 | 640.89 | 868.92 | 889.32 | 622.55 | 777.08 | 781.35 | 577.75 | 787.47 | 428.07 | 354.22 | 370.56 | 342.63
P5 | 1877 | 1942.5 | 1887 | 1218.5 | 1099 | 748 | 849 | 744.5 | 374 | 641 | 631.5 | 407.5 | 616 | 581 | 392.5 | 607.5 | 259.5 | 213.5 | 224.5 | 185.5
P95 | 2143.5 | 2180.5 | 2178 | 2071 | 2010.5 | 1522.5 | 1580 | 1526 | 976.5 | 1127 | 1129.5 | 820.5 | 968 | 999 | 759.5 | 971.5 | 630 | 495 | 508.5 | 493.5
VOMCOSTS - VOM Costs
MEAN | 340723.1145 | 439147.4839 | 413106.8613 | 175817.938 | 160943.7012 | 118662.2921 | 203052.2382 | 182486.2509 | 106984.6861 | 148633.0864 | 146548.5355 | 120975.8766 | 140333.9847 | 144212.6384 | 120719.779 | 158337.0897 | 106182.3844 | 90283.8815 | 92634.7042 | 81802.2188
P5 | 222703.2153 | 253859.8968 | 217235.7844 | 104873.1075 | 98246.645 | 60811.38 | 105996.0474 | 104865.9938 | 46454.7958 | 95535.2936 | 81560.0809 | 66156.6767 | 80792.2874 | 89938.7527 | 66719.3893 | 98048.9675 | 52245.0532 | 46212.7208 | 44536.3531 | 29563.8301
P95 | 466591.6676 | 616196.037 | 593204.4981 | 265549.7937 | 232502.4351 | 166512.36 | 318412.652 | 288916.0541 | 205836.8635 | 224608.9526 | 243651.1492 | 184396.0683 | 198952.6099 | 216686.7607 | 190296.2165 | 208486.8485 | 177953.357 | 152417.7415 | 144164.5015 | 134176.6797
Simple HR 2018 YELP 2015 v2
CAPACITYFACTOR - Net Generation Capacity Factor
MEAN | 1 | 1 | 1 | 1 | 1 | 1 | 1 | 1 | 1 | 1
P5 | 1 | 1 | 1 | 1 | 1 | 1 | 1 | 1 | 1 | 1
P95 | 1 | 1 | 1 | 1 | 1 | 1 | 1 | 1 | 1 | 1
NETPOS - Net Position (MWh)
MEAN | 193828.96 | 194754.56 | 193468.08 | 192903.88 | 193879.4 | 194975.04 | 193937.12 | 194259 | 193346.4 | 195608.92
P5 | 188864 | 187928 | 187980 | 187590 | 188318 | 190268 | 188136 | 188084 | 188084 | 189904
P95 | 198146 | 199342 | 197392 | 197990 | 198328 | 198978 | 198848 | 198510 | 197340 | 199368
NETREVENUE - Net Revenue $
MEAN | -16175779.9149 | -16193276.7471 | -16487447.6874 | -17013831.365 | -17671734.6764 | -19019672.9395 | -20189333.9068 | -21577974.7259 | -21402111.8784 | -21643777.2337
P5 | -17002223.3467 | -17286063.3837 | -17468023.2966 | -18025111.0618 | -18702601.4894 | -20055129.3267 | -21231261.8012 | -22498358.8324 | -22276795.9881 | -22416857.4065
P95 | -15250370.6759 | -15000583.1465 | -15425037.4158 | -15795408.9131 | -16688689.3739 | -18148488.3333 | -19031880.9054 | -20536317.001 | -20509623.7277 | -20802682.8645
STARTS - Number Starts
MEAN | 1.59 | 1.45 | 1.47 | 1.71 | 1.69 | 1.61 | 1.76 | 1.74 | 1.55 | 1.45
P5 | 0 | 0 | 0 | 0 | 0 | 0 | 0 | 0 | 0 | 0
P95 | 4 | 4 | 3 | 4 | 4 | 4 | 4 | 5 | 3.5 | 4
Generation Asset - Total
CAPACITYFACTOR - Net Generation Capacity Factor
MEAN | 0.40814 | 0.40152 | 0.39261 | 0.39819 | 0.35797 | 0.30699 | 0.24609 | 0.21924 | 0.19958 | 0.19652 | 0.1683 | 0.15991 | 0.15684 | 0.15475 | 0.15047 | 0.15036 | 0.14889 | 0.14234 | 0.13776 | 0.13047
P5 | 0.37219 | 0.35813 | 0.3433 | 0.34064 | 0.30101 | 0.24679 | 0.18961 | 0.1761 | 0.16046 | 0.16796 | 0.13662 | 0.13012 | 0.12744 | 0.12197 | 0.12065 | 0.11922 | 0.12177 | 0.11978 | 0.11712 | 0.10835
P95 | 0.44102 | 0.43554 | 0.42712 | 0.44576 | 0.41962 | 0.35703 | 0.30006 | 0.27677 | 0.25658 | 0.23705 | 0.21171 | 0.19489 | 0.19135 | 0.18931 | 0.18514 | 0.17869 | 0.17775 | 0.16787 | 0.16171 | 0.15523
CO2EMISSIONS - CO2 Emissions
MEAN | 554483.8553 | 540851.918 | 543518.8945 | 642974.2304 | 720787.819 | 778828.297 | 758598.9028 | 701201.5786 | 668875.757 | 652183.2942 | 673118.5032 | 682823.8194 | 661945.4445 | 651623.8656 | 659952.4837 | 646062.0131 | 644088.0728 | 649806.7904 | 624323.2256 | 606578.7498
P5 | 473727.9793 | 445444.6794 | 441169.0244 | 507166.8826 | 558221.7522 | 601143.2109 | 562888.7599 | 547525.6862 | 521793.4312 | 541868.7854 | 549066.7597 | 566626.3245 | 550612.6346 | 523473.7036 | 540046.9168 | 522888.0418 | 532397.0099 | 551869.3266 | 533759.0763 | 502173.8565
P95 | 625286.0547 | 612905.8764 | 615553.205 | 777599.9752 | 894985.5851 | 927721.0108 | 941953.3134 | 898109.1497 | 874549.8887 | 802030.5889 | 821614.5805 | 821219.5044 | 804445.6925 | 781566.816 | 802672.9266 | 755772.0575 | 762174.619 | 754858.1084 | 713859.6607 | 708165.2826
FUELCONSUMED - Fuel Consumed
MEAN | 5394272.2336 | 5340531.1544 | 5331212.5061 | 7191543.7646 | 8341799.0588 | 9199349.059 | 8966248.3902 | 8187813.6689 | 7521810.2879 | 7405615.7168 | 7685340.0336 | 7715943.3488 | 7569217.3282 | 7444747.3045 | 7449310.8079 | 7376769.1145 | 7293906.2964 | 7212529.6579 | 6959896.6169 | 6696140.8402
P5 | 4606903.9244 | 4370088.3107 | 4263045.8008 | 5702600.1696 | 6528975.8897 | 7043867.0148 | 6613814.1833 | 6308586.6803 | 5795843.0551 | 6101623.6703 | 6298058.2697 | 6382679.5906 | 6256871.978 | 5970338.3553 | 6058783.7799 | 5971001.3528 | 6039367.0118 | 6142461.3558 | 5975514.667 | 5550894.7678
P95 | 6097023.8099 | 6040798.9614 | 6107170.4611 | 8552736.8123 | 10337009.2842 | 11074534.4339 | 11209517.8388 | 10627795.7505 | 10013629.3029 | 9217407.9536 | 9498921.7132 | 9313204.8681 | 9141352.8382 | 8960974.565 | 9071014.3372 | 8702266.7777 | 8637260.9804 | 8398697.2306 | 8062848.3823 | 7873365.5844
FUELCOST - Fuel Cost
MEAN | 5507861.0856 | 5429688.0762 | 5676781.2357 | 9288565.808 | 11179043.9203 | 13008992.589 | 13378578.9916 | 12460218.6614 | 11497805.3148 | 11511821.4624 | 12354888.2657 | 12533178.2383 | 12667262.2352 | 12751331.6368 | 12886385.6624 | 13136261.8181 | 13168991.4844 | 13190020.5673 | 13064334.8022 | 12809829.3479
P5 | 4491054.5762 | 4112456.0926 | 4248167.0284 | 6254615.4759 | 7359801.1566 | 8208745.953 | 7909100.8271 | 8182844.0207 | 7404881.5478 | 8415389.4652 | 8636190.368 | 9160766.4529 | 9299219.7937 | 8633640.0725 | 8874360.2291 | 9044369.3944 | 9592014.3632 | 9894752.827 | 10034767.9021 | 9178205.3273
P95 | 6554076.7464 | 6634229.2048 | 7031280.8773 | 12683752.089 | 16077769.8821 | 17725264.7119 | 19336223.6115 | 20689968.3867 | 19016511.0321 | 16450409.8434 | 17804387.1047 | 17519935.2655 | 17502384.9955 | 18636025.0168 | 17996445.6028 | 17239758.4486 | 17855566.8495 | 17260442.4411 | 16787903.4043 | 16646133.7819
NETPOS - Net Position (MWh)
MEAN | 746271.3763 | 736229.5453 | 733806.1014 | 981307.2055 | 1119058.1478 | 1158436.7511 | 1071502.0473 | 986767.6163 | 911048.359 | 903047.7698 | 739123.0796 | 739286.9373 | 731503.1235 | 718117.5908 | 714770.658 | 709689.7297 | 705286.1752 | 687593.223 | 665805.0112 | 635905.3885
P5 | 676331.3387 | 650250.2132 | 647156.9033 | 843172.3449 | 934190.5381 | 932668.8516 | 825139.6215 | 793931.6366 | 731706.7704 | 769212.1688 | 602539.9469 | 599775.749 | 593332.0498 | 565017.5497 | 571757.7334 | 563702.2691 | 575739.5264 | 576072.1446 | 565308.9404 | 527865.0847
P95 | 807985.9479 | 803317.3853 | 798306.4297 | 1105301.1299 | 1310917.6897 | 1354022.2088 | 1302138.2628 | 1244320.5497 | 1170856.6675 | 1088892.1392 | 931078.9874 | 902683.4016 | 894144.887 | 876047.944 | 879077.399 | 846296.8422 | 842329.7429 | 810787.9428 | 780516.8437 | 755481.0847
NETREVENUE - Net Revenue $
MEAN | -30987360.5728 | -30149994.9341 | -30949185.4824 | -31439885.0564 | -31857071.9213 | -27396928.4302 | -21131872.5398 | -23310579.074 | -24283912.0053 | -23910671.1146 | -2295610.0783 | -2639895.9126 | -2336447.9197 | -2352422.4537 | -2766083.2114 | -2272479.577 | -2531825.0572 | -3495499.1931 | -3174693.9439 | -3602445.7548
P5 | -33444437.7048 | -33133824.2277 | -33908062.3963 | -35424047.4 | -36375538.5911 | -31042010.1641 | -25248456.0328 | -26412881.3545 | -27183627.0421 | -26375057.4855 | -4364435.7424 | -4809477.1506 | -4529363.1127 | -4522321.9383 | -4850635.8314 | -4465792.5509 | -4464750.9158 | -5282300.2338 | -4770100.5482 | -5429655.1553
P95 | -27918946.6167 | -26844129.5369 | -27033460.058 | -26616506.2525 | -25999004.2003 | -23281171.5176 | -16064119.9321 | -17701803.1023 | -19019527.5782 | -20159653.1308 | 1723243.5627 | -35341.1444 | 114939.2643 | 913911.796 | 275476.1552 | 15072.6583 | 709657.1022 | -1028844.6312 | -1010790.8806 | -1486628.607
STARTS - Number Starts
MEAN | 2058.94 | 2114.48 | 2071.73 | 3225.26 | 4480.25 | 5811.38 | 7687.4 | 7228.06 | 6232.22 | 6475.72 | 6802.66 | 6402.7 | 6756.08 | 6706.25 | 6444.97 | 6481.67 | 6514.92 | 6037.41 | 6050.17 | 5824.36
P5 | 1909.5 | 1977.5 | 1944.5 | 2840 | 3886 | 4800.5 | 6653.5 | 5900.5 | 5104 | 5592.5 | 5759 | 5475.5 | 5823 | 5563 | 5252.5 | 5365 | 5442 | 4846.5 | 5183.5 | 4616.5
P95 | 2199.5 | 2232 | 2220 | 3562 | 5176.5 | 6751.5 | 8860.5 | 8362.5 | 7283.5 | 7460 | 8253 | 7404 | 7856.5 | 7798.5 | 7820 | 7603.5 | 7552 | 6891 | 7075 | 6917
VOMCOSTS - VOM Costs
MEAN | 1638942.8621 | 1686196.9155 | 1697764.8204 | 1666490.1557 | 1755608.6011 | 1842898.8931 | 1917288.6871 | 1804067.2529 | 1757219.2248 | 1775895.1777 | 1862835.4882 | 1912159.3448 | 1890240.6693 | 1896408.8294 | 1947296.1713 | 1966572.8535 | 1980498.3696 | 2041192.5631 | 2005369.0581 | 1985189.3719
P5 | 1351495.0756 | 1301019.9186 | 1272087.0027 | 1237631.6944 | 1301810.461 | 1370097.8227 | 1350267.31 | 1360524.5278 | 1312221.6344 | 1425015.8261 | 1442530.7207 | 1524809.5446 | 1518625.6214 | 1452607.9816 | 1521612.9773 | 1533553.0803 | 1571049.3218 | 1655584.9148 | 1653461.7641 | 1566205.4318
P95 | 1907429.8063 | 1991576.2475 | 2034805.2644 | 2097619.0577 | 2248880.4936 | 2256228.3881 | 2502145.4813 | 2418467.35 | 2387869.4832 | 2228340.1994 | 2379508.2736 | 2385788.2962 | 2365268.6941 | 2357464.3762 | 2449577.3722 | 2337145.5707 | 2432799.6583 | 2433927.21 | 2367480.6427 | 2380680.0094
Hydro
IRP Black Eagle 2018
NETPOS - Net Position (MWh)
MEAN | 57040.7834 | 57192.4599 | 56760.1129 | 56782.3464 | 56982.4346 | 57116.281 | 57023.0601 | 57065.2962 | 56735.0128 | 57267.0927 | 56960.2578 | 57016.9848 | 57060.623 | 56859.6721 | 56774.4643 | 56991.3847 | 56998.5095 | 57163.6258 | 57086.7874 | 56717.7712
P5 | 52743.5277 | 53033.8711 | 52177.989 | 52528.0242 | 53026.4635 | 52320.3188 | 52932.7189 | 53370.7813 | 51775.8709 | 52948.2509 | 52532.2801 | 52942.395 | 52306.8955 | 52585.5857 | 53136.7755 | 52315.4126 | 52585.6073 | 53302.1897 | 51436.5992 | 53017.1151
P95 | 61097.7235 | 60843.7916 | 60980.4071 | 60291.521 | 60726.0926 | 61142.0114 | 61289.2754 | 60864.5249 | 60279.0432 | 61051.9001 | 60921.5498 | 60413.4034 | 60708.9999 | 60687.1849 | 61440.2634 | 61624.6362 | 60930.7599 | 60839.1028 | 61836.9125 | 60773.0473
NETREVENUE - Net Revenue $
MEAN | 532423.972 | 684898.3882 | 696366.3571 | 657155.479 | 623648.76 | 569790.4644 | 511626.7251 | 460987.3138 | 402057.9723 | 406312.4702 | 399140.7318 | 401001.2235 | 397374.8463 | 397014.7448 | 391538.3022 | 393780.3345 | 393358.7255 | 390542.4564 | 385848.277 | 377311.3321
P5 | 335208.1209 | 442292.3433 | 435083.6102 | 360695.2996 | 364313.3962 | 322832.7922 | 281617.3085 | 282441.8266 | 222488.4754 | 267018.4385 | 233377.9736 | 221013.0342 | 255979.6191 | 231719.9705 | 228143.1436 | 226316.3491 | 247423.3662 | 244518.8344 | 249934.7297 | 223623.5192
P95 | 738747.3648 | 943846.229 | 970324.8528 | 952490.9983 | 927549.8824 | 810580.0479 | 742301.6015 | 726438.5806 | 684974.9515 | 623196.3756 | 625059.221 | 574669.3273 | 589429.4534 | 627865.385 | 555315.5165 | 587979.7775 | 589308.1871 | 565276.5271 | 554578.9742 | 535780.7241
IRP Black Eagle 2018 Upgrade U1
NETPOS - Net Position (MWh)
MEAN | 8.6686 | 8.6709 | 3716.6272 | 3691.3536 | 3716.7824 | 3730.6589 | 3728.9011 | 3724.7658 | 3706.5228 | 3740.724 | 3711.4652 | 3718.3851 | 3729.2503 | 3718.9546 | 3701.1776 | 3720.7059 | 3724.2857 | 3734.6555 | 3720.7441 | 3710.9791
P5 | 7.8204 | 7.4405 | 3607.8529 | 3545.5208 | 3556.7167 | 3588.342 | 3589.4774 | 3561.7485 | 3588.9532 | 3584.7881 | 3573.4538 | 3599.1929 | 3597.3341 | 3586.2611 | 3604.447 | 3561.1637 | 3583.2403 | 3585.0604 | 3588.1667 | 3585.8916
P95 | 9.6973 | 9.6525 | 3801.2493 | 3797.7533 | 3807.9399 | 3812.9114 | 3809.0964 | 3813.8904 | 3790.3907 | 3829.5123 | 3814.705 | 3812.2744 | 3814.3945 | 3807.2778 | 3796.0492 | 3802.8564 | 3809.4778 | 3814.0137 | 3804.6498 | 3791.9492
NETREVENUE - Net Revenue $
MEAN | 73.5361 | 118.6177 | 47816.6236 | 44808.032 | 42935.7781 | 39491.743 | 35774.983 | 32422.3266 | 28683.4563 | 29012.4467 | 28630.8168 | 28672.4566 | 28600.407 | 28568.71 | 28196.9126 | 28447.8552 | 28268.7478 | 28200.6218 | 27884.2693 | 27683.4464
P5 | 39.7552 | 67.4076 | 30624.207 | 25442.3755 | 26429.0474 | 23076.5881 | 20083.7421 | 20309.7666 | 16680.1266 | 19285.9908 | 17270.8364 | 17609.5696 | 18608.7997 | 17015.8321 | 17405.6824 | 17618.9561 | 18127.5337 | 18019.8421 | 18905.211 | 16942.8038
P95 | 119.7887 | 192.9167 | 66962.9744 | 65403.7104 | 64623.3461 | 55138.3248 | 50221.267 | 52222.7373 | 48680.5812 | 43584.2329 | 44018.7093 | 40134.634 | 41477.2212 | 45005.8643 | 38599.9497 | 40900.254 | 40870.2859 | 39940.7482 | 39655.5877 | 38130.2805
IRP Cochrane 2018
NETPOS - Net Position (MWh)
MEAN | 118246.8074 | 118373.6086 | 117567.077 | 117683.4156 | 118058.407 | 118234.9692 | 118011.1549 | 118349.0739 | 117587.4051 | 118655.8522 | 117995.4063 | 118243.531 | 118187.4123 | 117516.5142 | 117755.2788 | 118072.0517 | 118200.9502 | 118398.9899 | 118166.4873 | 117651.2372
P5 | 109795.9571 | 110965.7037 | 109247.0428 | 110860.725 | 110326.8799 | 109979.7147 | 110665.0989 | 111125.4716 | 110193.4813 | 109856.4957 | 110701.1659 | 108981.6718 | 110948.2469 | 109447.1618 | 110519.0703 | 110400.9469 | 110191.0034 | 111616.9868 | 109852.3624 | 110613.6043
P95 | 126404.8449 | 125344.1551 | 124742.2318 | 123677.6958 | 124484.8796 | 124781.9144 | 127183.7773 | 125210.1485 | 124032.7683 | 126116.855 | 126056.826 | 125706.781 | 125632.1886 | 124006.2044 | 126168.8918 | 125805.7018 | 125943.7194 | 126109.3515 | 126636.4256 | 125446.9408
NETREVENUE - Net Revenue $
MEAN | 1061919.6149 | 1373637.6158 | 1398628.1351 | 1313691.0344 | 1247779.6294 | 1135026.5236 | 1011671.6307 | 909317.552 | 785019.1869 | 793277.5128 | 781042.1077 | 781145.3898 | 772101.6687 | 769945.8711 | 757762.8325 | 763875.2698 | 762166.0265 | 750974.5515 | 740089.274 | 721301.9132
P5 | 674108.8994 | 877140.9093 | 865234.0918 | 722136.1538 | 731005.6098 | 656413.4636 | 526317.2472 | 544859.9427 | 425229.1563 | 508057.1109 | 442942.2713 | 421024.5968 | 468099.0807 | 455779.517 | 432793.7331 | 434339.2333 | 482593.7738 | 458838.7033 | 456936.8654 | 430814.0274
P95 | 1509054.8088 | 1898923.4284 | 2001586.9895 | 1937525.0932 | 1877644.3362 | 1603176.1863 | 1457160.9454 | 1461497.1205 | 1366796.3166 | 1229059.8377 | 1222731.8747 | 1120827.3244 | 1172013.1307 | 1253563.5051 | 1064958.2968 | 1169359.58 | 1153800.3619 | 1109451.2426 | 1073368.1085 | 1054735.4174
IRP Hauser 2018
NETPOS - Net Position (MWh)
MEAN | 54062.5544 | 54143.3134 | 53819.1128 | 53819.3905 | 54051.2456 | 54143.2362 | 54063.5633 | 54072.8402 | 53826.1912 | 54363.5446 | 54055.7341 | 54062.3152 | 54074.615 | 53899.3107 | 53827.1224 | 54055.5191 | 54069.2261 | 54166.3207 | 54069.1768 | 53811.8031
P5 | 49462.943 | 49222.2572 | 49168.0615 | 49304.3582 | 49594.7448 | 49631.0304 | 49379.696 | 50078.664 | 48556.0938 | 50329.7841 | 49118.949 | 49592.4577 | 49946.0004 | 49129.4953 | 48164.2074 | 49020.1633 | 49707.7465 | 50012.428 | 48999.138 | 49711.6404
P95 | 58130.4023 | 57618.0005 | 57518.5458 | 57409.5596 | 57701.3758 | 57702.995 | 58010.6517 | 57713.2706 | 57113.5899 | 57612.5983 | 57793.1402 | 57579.0508 | 57863.8877 | 57999.2099 | 57921.8821 | 58093.0606 | 57920.5485 | 58121.3227 | 58055.2167 | 57461.5374
NETREVENUE - Net Revenue $
MEAN | 538074.0682 | 680939.9186 | 693815.0606 | 654762.5822 | 624297.3146 | 574025.1769 | 519838.652 | 469633.3947 | 415340.7651 | 421722.0792 | 415954.0251 | 416973.5903 | 414708.6003 | 413944.9801 | 409617.8253 | 412739.6432 | 413084.2352 | 408650.3591 | 406422.1349 | 401983.7959
P5 | 352968.6864 | 447743.1995 | 432902.0004 | 355538.5485 | 361436.3164 | 322285.4312 | 288845.8098 | 303998.5584 | 235950.91 | 286029.681 | 249052.7094 | 242924.518 | 272906.1559 | 244858.1887 | 247961.4431 | 248366.9303 | 269100.2392 | 263375.2548 | 275328.332 | 245234.2743
P95 | 746812.3166 | 921545.9036 | 967827.445 | 969241.6739 | 922943.3278 | 804583.3413 | 753970.673 | 728420.2792 | 704221.8702 | 660938.2438 | 643545.5191 | 592252.3267 | 598966.7195 | 643132.4394 | 563669.0038 | 606786.7149 | 603297.9246 | 591070.4746 | 579529.384 | 550500.2228
IRP Hauser 2018 Upgrade U2 & U5
NETPOS - Net Position (MWh)
MEAN | 20.1544 | 2787.731 | 4725.7656 | 5079.916 | 5085.3941 | 5096.3727 | 5099.3016 | 5099.5255 | 5070.0933 | 5101.565 | 5099.7732 | 5100.5207 | 5100.4789 | 5066.1122 | 5080.6538 | 5086.1254 | 5101.1503 | 5097.6133 | 5099.6434 | 5068.9043
P5 | 18.6482 | 2518.6309 | 4303.0422 | 4621.4937 | 4697.4412 | 4678.4928 | 4663.3297 | 4733.923 | 4583.5542 | 4724.7351 | 4643.1755 | 4671.2759 | 4703.1996 | 4610.9847 | 4566.111 | 4599.203 | 4677.2802 | 4689.8792 | 4610.9566 | 4640.2892
P95 | 21.9931 | 2962.9667 | 5055.5384 | 5435.0141 | 5464.3477 | 5451.7719 | 5488.6647 | 5455.77 | 5385.8176 | 5425.0257 | 5517.8848 | 5443.2318 | 5470.8765 | 5435.6868 | 5509.0066 | 5467.1031 | 5458.8955 | 5485.4082 | 5467.5344 | 5424.5967
NETREVENUE - Net Revenue $
MEAN | 173.8382 | 33405.1919 | 56214.3354 | 58156.6635 | 54914.636 | 50103.2361 | 45127.1996 | 40334.3342 | 35173.6611 | 35460.5674 | 35140.9835 | 35112.1845 | 34851.144 | 34577.4551 | 34293.7398 | 34317.7269 | 34403.4215 | 33769.6479 | 33597.5248 | 33081.3949
P5 | 85.7321 | 23286.007 | 35001.4236 | 30547.8238 | 31171.4112 | 27818.819 | 24268.4584 | 25240.5763 | 19227.0447 | 23121.0519 | 20629.2182 | 19744.9035 | 22375.1645 | 20040.9449 | 20278.6147 | 20098.2027 | 21860.0746 | 21381.7056 | 21957.6918 | 19634.8518
P95 | 271.9668 | 48168.0188 | 78230.823 | 86459.725 | 81472.8798 | 71174.7835 | 65463.0985 | 63877.804 | 60086.106 | 56798.6076 | 54839.8938 | 50179.2417 | 51810.9477 | 55377.7266 | 47918.5835 | 50851.0509 | 50245.5076 | 49332.4429 | 48730.916 | 45177.5568
IRP Holter 2018
NETPOS - Net Position (MWh)
MEAN | 124170.4351 | 124403.0616 | 123680.9426 | 123897.8368 | 124076.4426 | 124568.4087 | 124416.7498 | 123994.0691 | 123752.3921 | 124886.4609 | 124372.5565 | 124195.1108 | 124050.1719 | 124005.476 | 123065.8963 | 124382.2926 | 123820.3266 | 124530.596 | 124503.3664 | 123759.9058
P5 | 64202.334 | 64788.1819 | 64151.8872 | 71298.3769 | 64668.4596 | 63336.8587 | 70825.4639 | 73970.2455 | 66179.4206 | 76048.023 | 72363.8014 | 63605.0419 | 66733.1716 | 66473.0551 | 70206.639 | 62897.9834 | 68477.2121 | 64204.6852 | 64097.9428 | 63921.3245
P95 | 177900.0467 | 175829.1348 | 170954.9722 | 176408.0486 | 180332.6241 | 183359.4875 | 182553.6627 | 183001.7745 | 178031.1206 | 179461.9377 | 180286.2356 | 175862.5871 | 189273.914 | 176205.7174 | 178746.8984 | 181697.3776 | 180884.3455 | 183744.2709 | 186993.6496 | 172595.9823
NETREVENUE - Net Revenue $
MEAN | 1175704.0068 | 1503854.3896 | 1539845.8509 | 1462442.041 | 1388163.5865 | 1268847.2487 | 1145403.0748 | 1010681.978 | 888807.4748 | 908579.0866 | 897379.349 | 895000.1277 | 883893.2742 | 886472.6927 | 877759.1827 | 892398.1625 | 882753.3245 | 874194.8227 | 865273.5509 | 847371.4081
P5 | 554257.309 | 771989.1028 | 756892.8266 | 636027.0098 | 571281.6924 | 605633.5313 | 491631.3787 | 550305.2754 | 384214.0921 | 505698.9913 | 432068.9394 | 397674.176 | 431535.3281 | 463107.6925 | 411240.6663 | 420567.5217 | 401030.9327 | 386781.4085 | 368440.0692 | 465672.8791
P95 | 1940211.7981 | 2529614.0537 | 2414187.6433 | 2595323.7893 | 2362927.8777 | 2340229.4846 | 1970346.8202 | 1702942.6244 | 1548527.5386 | 1630126.7261 | 1503139.1239 | 1428285.6426 | 1619080.8003 | 1522020.6245 | 1480524.0078 | 1654004.0244 | 1462064.141 | 1493909.9929 | 1432190.2375 | 1428227.752
IRP Madison 2018
NETPOS - Net Position (MWh)
MEAN | 26766.2004 | 26831.6528 | 26652.7861 | 26651.4869 | 26752.5961 | 26818.2114 | 26766.1772 | 26771.8094 | 26649.2326 | 26926.7321 | 26744.7419 | 26762.4146 | 26770.0315 | 26704.0311 | 26656.7498 | 26755.1429 | 26753.0963 | 26835.7939 | 26773.2333 | 26648.0763
P5 | 25879.5208 | 25925.982 | 25732.2316 | 25960.5078 | 25988.3936 | 25929.1759 | 25973.9205 | 26085.4665 | 25666.6233 | 26118.0486 | 25775.5952 | 25875.0298 | 25937.8068 | 25984.233 | 25806.308 | 25848.8307 | 25924.51 | 26041.269 | 25732.4231 | 25893.4443
P95 | 27675.1664 | 27541.0664 | 27478.3803 | 27366.991 | 27517.5966 | 27546.1186 | 27671.2184 | 27451.1627 | 27325.8713 | 27699.5963 | 27506.4969 | 27480.7738 | 27479.9827 | 27478.5606 | 27590.5509 | 27633.9415 | 27553.0217 | 27640.3617 | 27531.4786 | 27411.1403
NETREVENUE - Net Revenue $
MEAN | 266307.396 | 337856.988 | 343531.3087 | 323884.552 | 309141.7429 | 284600.5023 | 257588.7788 | 233334.8352 | 206148.7817 | 208889.8753 | 206252.0127 | 206531.809 | 205423.4367 | 205729.7911 | 203075.0542 | 204690.5455 | 204272.0904 | 202992.8545 | 201335.697 | 198977.2697
P5 | 172747.0184 | 227165.1083 | 217831.1229 | 182033.9984 | 187105.0849 | 173176.5508 | 143082.7835 | 147675.9238 | 119834.4943 | 139636.3747 | 125506.9808 | 126447.3441 | 132602.7947 | 125802.1674 | 124958.8522 | 123140.5632 | 130213.9519 | 129297.2067 | 133419.2886 | 122091.3981
P95 | 367625.9449 | 460902.9874 | 481187.4942 | 474896.0952 | 460486.5179 | 400245.6328 | 365903.7883 | 369423.0958 | 351548.2682 | 315187.8058 | 316323.9095 | 291512.0929 | 295760.4724 | 327969.0331 | 275290.2866 | 301859.3375 | 293305.7316 | 291305.8866 | 283285.0727 | 273795.7454
IRP Morony 2018
NETPOS - Net Position (MWh)
MEAN | 115586.1311 | 115833.5258 | 115119.758 | 115144.7227 | 115627.3204 | 115695.1296 | 115462.766 | 115626.5106 | 115061.704 | 116229.9878 | 115522.5683 | 115573.2623 | 115557.0039 | 115116.9234 | 115226.331 | 115623.6768 | 115577.1176 | 115875.8326 | 115553.6611 | 115093.1729
P5 | 108244.5007 | 108954.3715 | 107004.9218 | 109090.3232 | 107994.4382 | 107800.3686 | 108807.6892 | 110075.0893 | 107649.4698 | 107159.3891 | 108473.1107 | 108775.0396 | 108453.4003 | 107663.6375 | 107973.6038 | 108767.3751 | 108614.4629 | 109904.9713 | 107555.0101 | 107959.5351
P95 | 122726.9271 | 122209.7532 | 122156.2408 | 120739.3525 | 121986.4733 | 122687.8201 | 123958.3047 | 122101.1091 | 121121.1558 | 123792.6347 | 122386.4604 | 121791.6234 | 122167.1539 | 121469.5271 | 123327.1117 | 122265.1076 | 122713.3872 | 122411.7761 | 123124.1078 | 121929.9887
NETREVENUE - Net Revenue $
MEAN | 1087826.7791 | 1396062.6271 | 1421902.024 | 1339521.5527 | 1275051.2242 | 1165664.7532 | 1046239.7129 | 944221.8692 | 824784.8506 | 833940.6293 | 822886.631 | 823192.1243 | 815429.6388 | 815893.7969 | 805095.3282 | 808989.8761 | 809951.64 | 801341.0003 | 791973.8291 | 774284.7824
P5 | 703430.9549 | 919711.489 | 893912.6292 | 738216.0228 | 756119.2111 | 684724.4854 | 565717.8279 | 580727.8328 | 466962.9779 | 551945.4934 | 486457.7302 | 462889.0291 | 517145.2054 | 505494.5449 | 473571.4261 | 470685.8983 | 512228.7706 | 497614.5737 | 505956.1112 | 466966.9406
P95 | 1512713.333 | 1909070.6748 | 1985328.4753 | 1952313.1724 | 1887925.2948 | 1633401.9497 | 1513218.6036 | 1491562.1178 | 1420394.4199 | 1273172.4851 | 1269430.2372 | 1166087.7092 | 1217473.6171 | 1292770.4282 | 1117606.7406 | 1218063.2303 | 1199995.2877 | 1156874.4383 | 1140971.1174 | 1115984.8041
IRP Mystic 2018
NETPOS - Net Position (MWh)
MEAN | 20999.5628 | 20969.9527 | 20835.1718 | 20900.1122 | 21001.1188 | 20968.7532 | 21019.9608 | 20995.4743 | 20824.7661 | 21120.3429 | 21012.3408 | 21030.5324 | 21069.8421 | 20803.0329 | 20911.6917 | 20962.6147 | 21024.762 | 21057.891 | 20951.6529 | 20827.5123
P5 | 20332.2705 | 20306.1408 | 20137.4133 | 20335.157 | 20479.2103 | 20391.3546 | 20369.7464 | 20484.7154 | 20215.8938 | 20425.4131 | 20456.6919 | 20368.4175 | 20459.2226 | 20224.9922 | 20253.0203 | 20345.1617 | 20404.6988 | 20564.2511 | 20309.0744 | 20152.3603
P95 | 21746.882 | 21684.4816 | 21551.2729 | 21521.4672 | 21558.7935 | 21581.8712 | 21655.2501 | 21535.6919 | 21389.7104 | 21858.9455 | 21601.1745 | 21684.5106 | 21568.3908 | 21336.3319 | 21574.4705 | 21466.1332 | 21590.0839 | 21602.1316 | 21634.0109 | 21587.3494
NETREVENUE - Net Revenue $
MEAN | 224858.2154 | 262475.1423 | 269528.6416 | 255446.9536 | 246836.7192 | 226600.1903 | 208176.5758 | 188810.4973 | 168460.7108 | 171925.1274 | 171263.994 | 170675.5871 | 170009.4417 | 169535.5971 | 166722.3175 | 170629.7041 | 169672.2209 | 168003.6775 | 165404.237 | 164335.6679
P5 | 151779.6363 | 181133.3602 | 177719.2702 | 147582.7877 | 154236.1126 | 143051.6126 | 123890.3071 | 123743.8131 | 99205.1527 | 114298.7687 | 105309.1741 | 109540.8854 | 110517.2272 | 111148.089 | 104796.1435 | 110259.8634 | 109134.7007 | 109332.2089 | 115372.855 | 102178.363
P95 | 306064.4387 | 355549.5625 | 370408.3936 | 360218.2064 | 351783.0557 | 305856.8485 | 292925.7376 | 293839.286 | 276398.2933 | 252524.8713 | 265722.4484 | 239036.4704 | 247362.3974 | 259366.8536 | 224352.2014 | 238965.7737 | 243228.0503 | 243011.8217 | 225682.7774 | 234450.0851
IRP Rainbow 2018
NETPOS - Net Position (MWh)
MEAN | 156998.1972 | 157271.8304 | 156290.1623 | 156331.9808 | 156893.6116 | 157097.5417 | 156798.1899 | 157025.3841 | 156227.5787 | 157732.8861 | 156691.2778 | 156996.2734 | 157066.8329 | 156370.1103 | 156441.1019 | 156914.6405 | 156913.0102 | 157311.7815 | 157006.0027 | 156259.5593
P5 | 148687.3243 | 149862.6082 | 148231.6467 | 150031.2157 | 148258.7615 | 150458.6105 | 150342.9762 | 150760.64 | 148224.9959 | 149477.5681 | 149528.9842 | 149461.6366 | 149430.0873 | 148774.9817 | 148935.9749 | 149008.3331 | 149792.3821 | 151544.6755 | 147788.5947 | 149176.6465
P95 | 165253.4282 | 163881.5687 | 163044.4398 | 161924.322 | 163311.7943 | 164144.8183 | 163802.1448 | 162880.9273 | 162763.0948 | 165173.7256 | 163957.2702 | 164112.2043 | 163337.273 | 162869.6441 | 164400.4524 | 163750.3236 | 163984.9859 | 163562.9079 | 164774.0155 | 164101.581
NETREVENUE - Net Revenue $
MEAN | 1453623.9748 | 1873668.8214 | 1906061.8255 | 1791033.8485 | 1704002.9971 | 1554979.9484 | 1394104.6803 | 1256759.4769 | 1093753.6175 | 1103848.0274 | 1087562.5908 | 1088610.5022 | 1078816.061 | 1078345.1998 | 1062126.7947 | 1067161.461 | 1064735.9357 | 1057635.5972 | 1041379.0297 | 1021464.2415
P5 | 930927.0227 | 1214596.657 | 1200084.9304 | 1001176.0093 | 1014430.2669 | 902663.4926 | 751728.1792 | 765193.8012 | 622925.8448 | 720856.4868 | 634593.7165 | 620093.2677 | 673983.7794 | 654666.9573 | 631366.0268 | 625268.2305 | 685231.2393 | 641906.392 | 657518.5109 | 612626.1439
P95 | 2039824.8993 | 2573594.8026 | 2679703.863 | 2610342.6019 | 2578290.4389 | 2179334.6709 | 1999491.7963 | 1996128.7037 | 1876034.1348 | 1667225.589 | 1691025.7263 | 1550381.2978 | 1625396.4541 | 1754983.8388 | 1473151.9779 | 1615709.5574 | 1570297.47 | 1555800.4024 | 1487238.5014 | 1463480.4659
IRP Ryan 2018
NETPOS - Net Position (MWh)
MEAN | 187503.496 | 187957.0589 | 186808.2514 | 186795.3777 | 187582.711 | 187811.5667 | 187326.869 | 187634.1688 | 186722.7115 | 188486.2458 | 187409.3684 | 187590.0113 | 187648.1014 | 186952.2209 | 186931.2129 | 187521.8879 | 187531.0236 | 187969.1921 | 187629.4249 | 186712.8402
P5 | 181344.6409 | 181818.356 | 180316.0449 | 182173.3551 | 182146.523 | 181872.4063 | 182622.9795 | 183619.0581 | 180371.9848 | 182480.9318 | 182414.9579 | 182069.098 | 182020.2563 | 181596.2304 | 181369.984 | 181985.2132 | 182251.6887 | 183840.4852 | 180533.1438 | 181497.4568
P95 | 193251.9343 | 193252.6296 | 192596.56 | 191537.9016 | 192266.5835 | 193336.0002 | 193150.7156 | 192143.697 | 191736.378 | 193850.2795 | 192968.3577 | 192871.2971 | 192100.0988 | 192351.3443 | 193131.927 | 193087.1759 | 192570.5677 | 191947.6045 | 193483.5843 | 192571.8993
NETREVENUE - Net Revenue $
MEAN | 1790747.9854 | 2300348.112 | 2338314.286 | 2201248.9894 | 2097561.7241 | 1922452.7258 | 1731704.3017 | 1564108.6225 | 1369527.954 | 1385788.9482 | 1371098.3497 | 1371671.8281 | 1359160.5236 | 1359366.5934 | 1341404.5388 | 1349006.1654 | 1346970.9822 | 1337531.5858 | 1319829.3258 | 1301567.1163
P5 | 1164113.2085 | 1515739.1326 | 1476973.7393 | 1239094.9736 | 1273449.8915 | 1151447.941 | 957035.6018 | 967433.8767 | 785197.0235 | 919065.2914 | 817551.3019 | 815301.172 | 866343.2404 | 835214.6113 | 807820.8707 | 809409.0143 | 860918.4449 | 824615.0516 | 848636.8074 | 786076.4691
P95 | 2491063.5041 | 3133314.3495 | 3287975.5716 | 3235722.0055 | 3153260.2845 | 2682224.1165 | 2469259.9724 | 2474368.4685 | 2332758.4015 | 2083609.2318 | 2132595.4539 | 1950094.0952 | 2004871.9592 | 2175235.0187 | 1817800.4401 | 2024930.9426 | 1963154.2552 | 1930968.3006 | 1882661.1068 | 1844740.2275
IRP Thompson 2018
NETPOS - Net Position (MWh)
MEAN | 219863.3899 | 220321.3745 | 218611.8112 | 219200.9667 | 220069.2219 | 220146.3253 | 219585.4596 | 219916.8894 | 218590.4121 | 221069.3756 | 219805.8998 | 219712.8616 | 219893.7392 | 218686.5596 | 219302.0496 | 220145.1602 | 219981.9577 | 220264.7713 | 219810.6247 | 218515.8287
P5 | 202314.2947 | 203967.1453 | 199073.9283 | 203644.1048 | 205610.7411 | 204535.9124 | 204111.1001 | 206144.2101 | 201741.194 | 205615.9416 | 203721.0131 | 205859.2166 | 205154.1673 | 203303.1986 | 203554.8836 | 202849.6185 | 204956.4755 | 207573.9366 | 199670.1466 | 204819.6862
P95 | 235459.5602 | 235442.2399 | 236152.591 | 231403.6919 | 235100.289 | 234453.4369 | 237597.0323 | 234356.9508 | 233102.5838 | 235363.095 | 234126.5285 | 232228.1771 | 233594.7093 | 234209.7143 | 238004.1464 | 234818.236 | 233484.527 | 234406.5378 | 237034.7427 | 234347.386
NETREVENUE - Net Revenue $
MEAN | 1943750.9224 | 2563546.1869 | 2606980.4941 | 2455072.2809 | 2333527.2162 | 2117207.8804 | 1888958.3611 | 1692810.2708 | 1462211.351 | 1480788.1878 | 1449205.3878 | 1453654.0997 | 1437019.2872 | 1433401.8132 | 1413750.659 | 1420040.659 | 1418302.4931 | 1399542.382 | 1383039.7498 | 1335903.7751
P5 | 1226082.3547 | 1653540.4939 | 1620477.6299 | 1341462.169 | 1327431.2367 | 1196309.1076 | 1003370.1543 | 1015463.5899 | 785257.1286 | 936883.2278 | 842878.2157 | 752124.7565 | 877658.2862 | 834777.2076 | 810367.6061 | 786685.4341 | 874628.6537 | 852785.5239 | 844925.5406 | 763568.149
P95 | 2729017.0588 | 3538649.8082 | 3679759.4951 | 3615051.2938 | 3569129.8138 | 3042818.2301 | 2801367.937 | 2749835.7137 | 2545974.6178 | 2304986.3843 | 2283605.1576 | 2081942.4281 | 2189111.6501 | 2316623.1046 | 2066999.1345 | 2215806.1972 | 2145324.3316 | 2044571.9811 | 2035086.6113 | 1943473.8512
Hydro - Total
NETPOS - Net Position (MWh)
MEAN | 1081266.3807 | 1086094.2406 | 1084587.5789 | 1085978.9059 | 1089897.2861 | 1091427.4547 | 1089302.1534 | 1090275.8074 | 1084754.0222 | 1095580.8098 | 1089381.39 | 1090002.2032 | 1090208.1025 | 1085698.9182 | 1085673.7302 | 1090231.2026 | 1089695.416 | 1092407.0636 | 1090370.805 | 1084777.5904
P5 | 973179.7046 | 982688.3012 | 980463.3536 | 992289.0639 | 995523.296 | 985322.3014 | 990772.5534 | 999916.4324 | 971136.4196 | 1002771.5804 | 984692.5318 | 993335.3158 | 987611.4761 | 989927.9927 | 987084.8969 | 978015.0779 | 1002421.207 | 998548.1154 | 965503.8924 | 982054.4698
P95 | 1186217.0965 | 1177442.0041 | 1175110.5705 | 1177098.0882 | 1181321.3805 | 1190677.694 | 1200792.8796 | 1189857.9388 | 1173126.0111 | 1188288.2216 | 1195542.774 | 1179986.9207 | 1188657.1299 | 1182101.6253 | 1187603.2543 | 1183347.7181 | 1192070.3397 | 1194949.4311 | 1202158.6831 | 1182776.427
NETREVENUE - Net Revenue $
MEAN | 10075484.3093 | 13010811.9996 | 13319004.9427 | 12557224.0094 | 11947861.3284 | 10908790.3932 | 9796214.6758 | 8803422.4711 | 7679969.7822 | 7779544.9582 | 7665556.9799 | 7672240.9228 | 7597388.3294 | 7592797.2454 | 7491343.4876 | 7546077.4031 | 7527939.8435 | 7453379.5568 | 7362076.8993 | 7205266.1436
P5 | 6470715.8575 | 8391446.0051 | 8271600.0934 | 6844978.0447 | 6795154.5983 | 6223951.8321 | 5260903.1079 | 5590019.51 | 4327515.6488 | 5191261.0787 | 4482236.4499 | 4188591.7434 | 4855591.4469 | 4632884.3484 | 4397789.2033 | 4374201.447 | 4756794.757 | 4491435.9292 | 4714017.1023 | 4321003.0003
P95 | 13985444.1116 | 17765312.6804 | 18437164.0658 | 18593546.6497 | 17936731.2951 | 15538142.7269 | 14230224.1201 | 14204565.8811 | 13207741.348 | 12093069.6427 | 11907874.4815 | 10784287.112 | 11279559.95 | 12108741.8433 | 10593485.932 | 11394101.7487 | 11174129.1063 | 10982719.7275 | 10714820.8336 | 10417121.164
Load
NWE Load 2018 incl DSM and NEM main - with EPD
NETPOS - Net Position (MWh)
MEAN | -2444003.885 | -2440075.5536 | -2436170.0063 | -2439122.528 | -2468987.3777 | -2465969.6153 | -2483297.6921 | -2490180.7961 | -2489028.3446 | -2519515.404 | -2522466.7901 | -2535676.5628 | -2545681.407 | -2535039.8665 | -2559072.1313 | -2587570.4115 | -2600366.2259 | -2601468.0039 | -2640070.8706 | -2650661.0329
P5 | -2475819.07 | -2476619.455 | -2468524.945 | -2481587.8 | -2506395.805 | -2500491.83 | -2524625.485 | -2534425.46 | -2528264.42 | -2558095.38 | -2559192.75 | -2573304.175 | -2590871.625 | -2566916.785 | -2605014.865 | -2630035.68 | -2634503.975 | -2653206.765 | -2677936.525 | -2689622.125
P95 | -2413246.83 | -2406223.53 | -2406551.56 | -2402353.91 | -2436398.255 | -2436524.685 | -2449587.285 | -2450968.54 | -2457261.555 | -2483507.74 | -2490295.03 | -2502393.985 | -2509248.325 | -2494072.86 | -2518589.98 | -2545235.405 | -2563316.88 | -2563237.26 | -2600528.575 | -2615006.905
NETREVENUE - Net Revenue $
MEAN | -40662660.0649 | -46750932.1638 | -47703133.0413 | -48361664.669 | -50232607.661 | -47937071.5646 | -45848674.5704 | -43671874.2758 | -41280613.775 | -41944608.2064 | -42012199.3092 | -42230651.6459 | -42289038.4676 | -42220607.7591 | -42238785.7795 | -42995451.2295 | -43063642.9602 | -42838100.8892 | -43429482.4013 | -43529572.0287
P5 | -50167321.0028 | -58937275.6885 | -61050382.9357 | -62881772.3373 | -64783443.1257 | -58665985.3595 | -56631620.4556 | -57347209.5639 | -56020524.6078 | -52338245.5794 | -53799795.4012 | -51279432.7028 | -51503765.4808 | -54288488.1164 | -50412948.487 | -51694982.2255 | -52308910.8129 | -51143402.1223 | -51754652.0169 | -51760234.7587
P95 | -31963777.0441 | -36142703.5725 | -35701231.4686 | -34973025.5475 | -38366735.6117 | -37361535.8515 | -35049073.2144 | -35132379.9558 | -32701048.5487 | -34640039.924 | -33837654.3282 | -34208180.7829 | -35184862.4308 | -34305130.0015 | -33765965.909 | -35084292.7037 | -35511897.4435 | -34860740.5187 | -36001666.56 | -34893422.9283
Load - Total
NETPOS - Net Position (MWh)
MEAN | -2444003.885 | -2440075.5536 | -2436170.0063 | -2439122.528 | -2468987.3777 | -2465969.6153 | -2483297.6921 | -2490180.7961 | -2489028.3446 | -2519515.404 | -2522466.7901 | -2535676.5628 | -2545681.407 | -2535039.8665 | -2559072.1313 | -2587570.4115 | -2600366.2259 | -2601468.0039 | -2640070.8706 | -2650661.0329
P5 | -2475819.07 | -2476619.455 | -2468524.945 | -2481587.8 | -2506395.805 | -2500491.83 | -2524625.485 | -2534425.46 | -2528264.42 | -2558095.38 | -2559192.75 | -2573304.175 | -2590871.625 | -2566916.785 | -2605014.865 | -2630035.68 | -2634503.975 | -2653206.765 | -2677936.525 | -2689622.125
P95 | -2413246.83 | -2406223.53 | -2406551.56 | -2402353.91 | -2436398.255 | -2436524.685 | -2449587.285 | -2450968.54 | -2457261.555 | -2483507.74 | -2490295.03 | -2502393.985 | -2509248.325 | -2494072.86 | -2518589.98 | -2545235.405 | -2563316.88 | -2563237.26 | -2600528.575 | -2615006.905
NETREVENUE - Net Revenue $
MEAN | -40662660.0649 | -46750932.1638 | -47703133.0413 | -48361664.669 | -50232607.661 | -47937071.5646 | -45848674.5704 | -43671874.2758 | -41280613.775 | -41944608.2064 | -42012199.3092 | -42230651.6459 | -42289038.4676 | -42220607.7591 | -42238785.7795 | -42995451.2295 | -43063642.9602 | -42838100.8892 | -43429482.4013 | -43529572.0287
P5 | -50167321.0028 | -58937275.6885 | -61050382.9357 | -62881772.3373 | -64783443.1257 | -58665985.3595 | -56631620.4556 | -57347209.5639 | -56020524.6078 | -52338245.5794 | -53799795.4012 | -51279432.7028 | -51503765.4808 | -54288488.1164 | -50412948.487 | -51694982.2255 | -52308910.8129 | -51143402.1223 | -51754652.0169 | -51760234.7587
P95 | -31963777.0441 | -36142703.5725 | -35701231.4686 | -34973025.5475 | -38366735.6117 | -37361535.8515 | -35049073.2144 | -35132379.9558 | -32701048.5487 | -34640039.924 | -33837654.3282 | -34208180.7829 | -35184862.4308 | -34305130.0015 | -33765965.909 | -35084292.7037 | -35511897.4435 | -34860740.5187 | -36001666.56 | -34893422.9283
Physical Instrument
2018 Small QF - Aggregated Hydro Esc
NETPOS - Net Position (MWh)
MEAN | 42285.8826 | 42265.4199 | 41911.6185 | 42248.8615 | 42288.0334 | 32149.4219 | 19156.6102 | 19053.6806 | 18828.6831 | 19038.3123 | 19095.3443 | 19052.4913 | 19156.6102 | 2900.365
P5 | 42285.8826 | 42265.4199 | 41911.6185 | 42248.8615 | 42288.0334 | 32149.4219 | 19156.6102 | 19053.6806 | 18828.6831 | 19038.3123 | 19095.3443 | 19052.4913 | 19156.6102 | 2900.365
P95 | 42285.8826 | 42265.4199 | 41911.6185 | 42248.8615 | 42288.0334 | 32149.4219 | 19156.6102 | 19053.6806 | 18828.6831 | 19038.3123 | 19095.3443 | 19052.4913 | 19156.6102 | 2900.365
NETREVENUE - Net Revenue $
MEAN | -2570577.801 | -2479581.936 | -2447518.3288 | -2492863.1677 | -2526883.5337 | -1998075.4475 | -1206999.5758 | -1217576.9017 | -1222683.9969 | -1237246.7768 | -1241540.7848 | -1241512.5697 | -1248957.487 | -202971.42
P5 | -2700903.0878 | -2636281.7959 | -2619907.1629 | -2694364.9639 | -2690834.4539 | -2107495.0471 | -1262715.9879 | -1260484.5153 | -1263247.7104 | -1272441.6102 | -1283344.2355 | -1279495.1295 | -1285813.4002 | -206889.6799
P95 | -2426797.0165 | -2306789.3607 | -2248233.8313 | -2292480.669 | -2324747.4011 | -1896588.3948 | -1149538.6689 | -1154797.4211 | -1162240.3582 | -1186570.6686 | -1186141.6758 | -1193223.222 | -1203360.1779 | -197118.4262
2018 Small QF - Aggregated Hydro Fixed
NETPOS - Net Position (MWh)
MEAN | 3005.5614 | 2901.0948 | 2531.4131 | 2540.015 | 2541.9723 | 2544.5425 | 2547.8321 | 2546.1998 | 2531.4131 | 2547.277 | 2545.5216 | 2545.2159 | 2547.8321 | 2529.4752 | 2540.015 | 2444.2245 | 2356.9569 | 2358.4725 | 113.473
P5 | 3005.5614 | 2901.0948 | 2531.4131 | 2540.015 | 2541.9723 | 2544.5425 | 2547.8321 | 2546.1998 | 2531.4131 | 2547.277 | 2545.5216 | 2545.2159 | 2547.8321 | 2529.4752 | 2540.015 | 2444.2245 | 2356.9569 | 2358.4725 | 113.473
P95 | 3005.5614 | 2901.0948 | 2531.4131 | 2540.015 | 2541.9723 | 2544.5425 | 2547.8321 | 2546.1998 | 2531.4131 | 2547.277 | 2545.5216 | 2545.2159 | 2547.8321 | 2529.4752 | 2540.015 | 2444.2245 | 2356.9569 | 2358.4725 | 113.473
NETREVENUE - Net Revenue $
MEAN | -157064.0104 | -145062.0487 | -125908.4715 | -128047.4467 | -130117.1659 | -132363.5753 | -135118.9182 | -137397.6091 | -139067.3095 | -140295.8333 | -140182.9356 | -140015.2247 | -140417.9897 | -139366.7817 | -140360.8677 | -135179.0041 | -130467.3457 | -130664.0458 | -6886.329
P5 | -166216.5025 | -155801.3025 | -136382.8578 | -140178.7731 | -139910.4558 | -141108.0349 | -144137.0087 | -144083.8806 | -146159.5143 | -145766.214 | -146242.4 | -146148.1548 | -146175.4938 | -145430.1606 | -146538.4256 | -140915.7834 | -135649.5601 | -135870.4655 | -7549.9209
P95 | -146859.1457 | -133374.3121 | -113860.3664 | -116199.8259 | -118003.9536 | -123618.5312 | -126347.5612 | -126296.8709 | -127895.0981 | -132321.0284 | -131254.5094 | -132557.9632 | -132726.9894 | -130244.4494 | -134082.552 | -128714.8963 | -124062.9292 | -125091.238 | -5970.2855
2018 Small QF - Aggregated Hydro Index
NETPOS - Net Position (MWh)
MEAN | 576.3671 | 576.7627 | 573.1266 | 209.7873
P5 | 576.3671 | 576.7627 | 573.1266 | 209.7873
P95 | 576.3671 | 576.7627 | 573.1266 | 209.7873
NETREVENUE - Net Revenue $
MEAN | -5880.5027 | -5777.4776 | -5771.1371 | -1996.8891
P5 | -7520.3332 | -7824.2515 | -7993.0346 | -2996.3609
P95 | -4037.543 | -3530.4998 | -3198.4909 | -765.4907
2018 Small QF - Aggregated Wind Fixed
NETPOS - Net Position (MWh)
MEAN | 13117.2031 | 13101.2922 | 13072.5383 | 13034.103 | 13123.8658 | 13108.6284 | 8176.9863 | 2339.9749 | 2332.4948 | 2350.5312 | 2337.1002 | 2341.5604 | 2340.3501 | 2328.1365 | 2325.4481 | 2338.5313 | 2337.1002 | 2338.8218 | 2339.9749 | 2332.4948
P5 | 13117.2031 | 13101.2922 | 13072.5383 | 13034.103 | 13123.8658 | 13108.6284 | 8176.9863 | 2339.9749 | 2332.4948 | 2350.5312 | 2337.1002 | 2341.5604 | 2340.3501 | 2328.1365 | 2325.4481 | 2338.5313 | 2337.1002 | 2338.8218 | 2339.9749 | 2332.4948
P95 | 13117.2031 | 13101.2922 | 13072.5383 | 13034.103 | 13123.8658 | 13108.6284 | 8176.9863 | 2339.9749 | 2332.4948 | 2350.5312 | 2337.1002 | 2341.5604 | 2340.3501 | 2328.1365 | 2325.4481 | 2338.5313 | 2337.1002 | 2338.8218 | 2339.9749 | 2332.4948
NETREVENUE - Net Revenue $
MEAN | -544745.9856 | -505441.4753 | -500387.3027 | -508441.3893 | -519729.8761 | -531597.0413 | -356941.4646 | -98843.9714 | -100808.0733 | -101518.946 | -100900.304 | -101039.5104 | -100971.7094 | -100401.654 | -100375.1014 | -100825.7351 | -100774.9452 | -100910.2088 | -100989.8787 | -100682.5857
P5 | -590796.8272 | -562292.4068 | -567125.3991 | -579905.1336 | -581895.978 | -587968.9896 | -393701.7816 | -107163.2667 | -109435.4872 | -108180.592 | -108850.4307 | -108956.7375 | -108409.4395 | -108145.4346 | -108151.94 | -108582.4497 | -107776.0033 | -108143.0821 | -107754.2888 | -108732.4571
P95 | -494255.828 | -441808.2573 | -425191.6684 | -429641.7362 | -443211.0947 | -475085.6669 | -323139.6879 | -85347.757 | -85699.6474 | -91814.3892 | -89659.6925 | -92125.0129 | -91577.3475 | -89078.0465 | -92882.7565 | -91792.9132 | -92453.0057 | -92757.1658 | -92458.692 | -93324.8927
2018 Small QF - Aggregated Wind Index
NETPOS - Net Position (MWh)
MEAN | 4596.2179 | 4612.8058 | 4579.4642 | 4604.2814 | 4606.1022 | 4594.1555 | 4617.699 | 4614.8682 | 4579.4642 | 4622.1473 | 4606.9523 | 4596.2179 | 4617.699 | 4573.731 | 4604.2814 | 4606.1022 | 4606.9523 | 4615.6366 | 4614.8682 | 4579.4642
P5 | 4596.2179 | 4612.8058 | 4579.4642 | 4604.2814 | 4606.1022 | 4594.1555 | 4617.699 | 4614.8682 | 4579.4642 | 4622.1473 | 4606.9523 | 4596.2179 | 4617.699 | 4573.731 | 4604.2814 | 4606.1022 | 4606.9523 | 4615.6366 | 4614.8682 | 4579.4642
P95 | 4596.2179 | 4612.8058 | 4579.4642 | 4604.2814 | 4606.1022 | 4594.1555 | 4617.699 | 4614.8682 | 4579.4642 | 4622.1473 | 4606.9523 | 4596.2179 | 4617.699 | 4573.731 | 4604.2814 | 4606.1022 | 4606.9523 | 4615.6366 | 4614.8682 | 4579.4642
NETREVENUE - Net Revenue $
MEAN | -241544.1933 | -232335.0681 | -229336.5437 | -234051.2303 | -237099.4454 | -241000.2848 | -246671.3236 | -250868.009 | -253500.6708 | -255984.4496 | -255374.2828 | -255053.5863 | -256421.6494 | -254047.1725 | -256310.3698 | -259787.8583 | -263545.2169 | -267970.6063 | -271721.4022 | -273389.9462
P5 | -256691.7746 | -250760.1514 | -249757.7682 | -257138.2176 | -256762.0862 | -258040.1712 | -264532.6396 | -264753.1275 | -267607.7482 | -267102.0079 | -267675.0826 | -267040.8573 | -267821.0704 | -266509.953 | -268658.3297 | -271982.0596 | -274912.77 | -279174.5721 | -282061.0512 | -286086.2763
P95 | -224763.1752 | -212456.0548 | -205421.7767 | -209807.9307 | -213149.9759 | -223952.6696 | -229830.3434 | -228726.3681 | -230995.6997 | -239617.1737 | -237506.6322 | -241197.713 | -241260.3748 | -235449.3592 | -244892.4976 | -245946.4575 | -250089.6182 | -255263.7931 | -258286.6515 | -261275.688
Physical Instrument - Total
NETPOS - Net Position (MWh)
MEAN | 63581.2321 | 63457.3753 | 62668.1606 | 62637.0482 | 62559.9736 | 52396.7482 | 34499.1276 | 28554.7235 | 28272.0552 | 28558.2677 | 28584.9185 | 28535.4855 | 28662.4914 | 12331.7077 | 9469.7445 | 9388.858 | 9301.0094 | 9312.9309 | 7068.3161 | 6911.9589
P5 | 63581.2321 | 63457.3753 | 62668.1606 | 62637.0482 | 62559.9736 | 52396.7482 | 34499.1276 | 28554.7235 | 28272.0552 | 28558.2677 | 28584.9185 | 28535.4855 | 28662.4914 | 12331.7077 | 9469.7445 | 9388.858 | 9301.0094 | 9312.9309 | 7068.3161 | 6911.9589
P95 | 63581.2321 | 63457.3753 | 62668.1606 | 62637.0482 | 62559.9736 | 52396.7482 | 34499.1276 | 28554.7235 | 28272.0552 | 28558.2677 | 28584.9185 | 28535.4855 | 28662.4914 | 12331.7077 | 9469.7445 | 9388.858 | 9301.0094 | 9312.9309 | 7068.3161 | 6911.9589
NETREVENUE - Net Revenue $
MEAN | -3519812.4931 | -3368198.0058 | -3308921.7839 | -3365400.1231 | -3413830.0211 | -2903036.3489 | -1945731.2822 | -1704686.4912 | -1716060.0504 | -1735046.0057 | -1737998.3072 | -1737620.891 | -1746768.8355 | -696787.0283 | -497046.3388 | -495792.5975 | -494787.5077 | -499544.861 | -379597.6098 | -374072.5319
P5 | -3720735.2657 | -3612828.2284 | -3582903.5253 | -3670552.3878 | -3669513.7726 | -3087728.426 | -2064987.4499 | -1775311.8167 | -1786620.3083 | -1795639.8608 | -1803083.9407 | -1799473.27 | -1806812.3675 | -727122.0043 | -523474.615 | -521480.2927 | -518552.1766 | -523517.5288 | -397430.7234 | -394942.5608
P95 | -3296282.0747 | -3103126.8109 | -2992746.8909 | -3048788.3295 | -3095546.8082 | -2723547.8651 | -1830251.8758 | -1597527.0552 | -1607670.7436 | -1650493.3484 | -1645536.9042 | -1662142.2315 | -1670024.2018 | -651373.1497 | -471924.5483 | -466151.7876 | -466780.6761 | -473001.4696 | -356190.127 | -354646.1588
Transmission Line
NETREVENUE - Net Revenue $
MEAN | -4253346.2486 | -3432662.6177 | -3584170.3246 | -1270328.9138 | -893345.6434 | -993798.5873 | -1616688.147 | -1805424.1314 | -2494802.9145 | -2683845.8098 | -3772131.3358 | -3921007.0928 | -4053912.7429 | -4147112.2006 | -4428475.7053 | -5029294.5951 | -6098760.5538 | -6422785.6355 | -7140453.7704 | -7716025.9312
P5 | -5400338.5031 | -4462215.6007 | -4754323.787 | -1865658.5528 | -1269104.4727 | -1465188.4097 | -2201741.2938 | -2360552.3893 | -3138214.678 | -3388841.7718 | -4759429.3681 | -4872278.5806 | -5088540.4002 | -5201875.2864 | -5380664.0967 | -6035932.2511 | -7309372.5736 | -7524366.7925 | -8499910.9692 | -9146820.8929
P95 | -3294137.1444 | -2523487.5022 | -2466826.652 | -862683.2365 | -538462.4259 | -580042.5938 | -1103309.7563 | -1218415.1408 | -1808643.2269 | -2035589.4893 | -2925802.79 | -3109518.2336 | -3162854.757 | -3345384.772 | -3485629.2147 | -4166976.4826 | -5146451.8844 | -5377325.5151 | -6003754.5712 | -6419007.0092
Wind Asset
15554: New 2045JAN IRP Wind - GF #1
NETPOS - Net Position (MWh)
MEAN
P5
P95
NETREVENUE - Net Revenue $
MEAN |  | -124.298 | -128.0494 | -132.7725 | -142.294 | -147.4923 | -152.8551 | -158.1045 | -163.2105 | -170.2855 | -174.4656 | -178.6823 | -183.9532 | -187.8113 | -193.1237 | -199.2116 | -204.5096 | -210.1765 | -216.0761 | -220.9377
P5 |  | -124.298 | -128.0494 | -132.7725 | -142.294 | -147.4923 | -152.8551 | -158.1045 | -163.2105 | -170.2855 | -174.4656 | -178.6823 | -183.9532 | -187.8113 | -193.1237 | -199.2116 | -204.5096 | -210.1765 | -216.0761 | -220.9377
P95 |  | -124.298 | -128.0494 | -132.7725 | -142.294 | -147.4923 | -152.8551 | -158.1045 | -163.2105 | -170.2855 | -174.4656 | -178.6823 | -183.9532 | -187.8113 | -193.1237 | -199.2116 | -204.5096 | -210.1765 | -216.0761 | -220.9377
15554: New 2045JAN IRP Wind - GF #2
NETPOS - Net Position (MWh)
MEAN
P5
P95
NETREVENUE - Net Revenue $
MEAN |  | -124.298 | -128.0494 | -132.7725 | -142.294 | -147.4923 | -152.8551 | -158.1045 | -163.2105 | -170.2855 | -174.4656 | -178.6823 | -183.9532 | -187.8113 | -193.1237 | -199.2116 | -204.5096 | -210.1765 | -216.0761 | -220.9377
P5 |  | -124.298 | -128.0494 | -132.7725 | -142.294 | -147.4923 | -152.8551 | -158.1045 | -163.2105 | -170.2855 | -174.4656 | -178.6823 | -183.9532 | -187.8113 | -193.1237 | -199.2116 | -204.5096 | -210.1765 | -216.0761 | -220.9377
P95 |  | -124.298 | -128.0494 | -132.7725 | -142.294 | -147.4923 | -152.8551 | -158.1045 | -163.2105 | -170.2855 | -174.4656 | -178.6823 | -183.9532 | -187.8113 | -193.1237 | -199.2116 | -204.5096 | -210.1765 | -216.0761 | -220.9377
IRP 2018 71 Ranch Wind
NETPOS - Net Position (MWh)
MEAN | 4950.395 | 4947.8239 | 4922.6209 | 4886.7561 | 4904.7132 | 4964.9544 | 4918.0774 | 4920.6824 | 4924.5656 | 4976.1618 | 4931.2482 | 4913.1189 | 4933.8104 | 4936.4468 | 4913.8922 | 4919.3146 | 4918.3049 | 4939.3365 | 4912.055 | 4917.133
P5 | 4558.2693 | 4563.2284 | 4562.91 | 4540.9216 | 4555.0934 | 4602.6852 | 4587.6857 | 4560.6443 | 4612.0425 | 4607.0644 | 4510.9402 | 4562.1297 | 4529.0485 | 4567.8184 | 4568.3127 | 4573.2636 | 4527.6596 | 4639.2422 | 4535.2647 | 4536.5999
P95 | 5348.6138 | 5257.6516 | 5240.1147 | 5208.8472 | 5309.7032 | 5336.6107 | 5251.2877 | 5251.646 | 5246.4469 | 5305.9266 | 5284.1815 | 5402.8546 | 5355.3523 | 5244.7113 | 5247.9203 | 5299.6356 | 5338.2857 | 5300.2253 | 5283.1911 | 5308.9172
NETREVENUE - Net Revenue $
MEAN | -215909.3724 | -200919.0714 | -198354.4798 | -201223.121 | -204054.2716 | -211719.2894 | -214239.5796 | -218784.7549 | -223647.3646 | -225773.203 | -223647.5771 | -223167.5012 | -224334.0628 | -223588.4638 | -223094.2062 | -223127.1368 | -223159.4583 | -224706.0849 | -223520.7752 | -223281.9282
P5 | -240860.3795 | -229987.6034 | -229509.1286 | -232315.3143 | -237390.6315 | -246065.2466 | -243288.7624 | -248830.2161 | -250526.2771 | -254437.2582 | -246936.3238 | -256818.1064 | -252535.5845 | -246151.0657 | -248162.8645 | -249415.8051 | -246913.5293 | -245570.6405 | -243760.4873 | -247927.3656
P95 | -192830.2512 | -174387.9653 | -167997.0886 | -165862.257 | -170855.6538 | -179563.5224 | -182774.5622 | -188522.6506 | -190576.0433 | -202062.9126 | -194553.8144 | -194946.1297 | -196398.8506 | -197318.6253 | -200155.0775 | -199892.0529 | -195640.9264 | -200757.2639 | -194858.8538 | -204012.8678
IRP 2018 Big Timber Wind
NETPOS - Net Position (MWh)
MEAN | 36798.0814 | 36767.5575 | 36629.941 | 36409.6338 | 36615.4993 | 36717.0875 | 36669.4211 | 36548.1668 | 36654.3326 | 36912.7159 | 36404.4295 | 36667.6806 | 36669.1307 | 36617.9268 | 36520.6176 | 36517.934 | 36487.7738 | 36757.6431 | 36717.242 | 36534.7713
P5 | 33618.7087 | 34064.6592 | 33896.1283 | 33316.1534 | 33351.1346 | 33939.4386 | 33394.1803 | 33753.136 | 33885.8368 | 33342.6426 | 33746.5204 | 33422.1767 | 33464.6908 | 33153.4878 | 33647.8478 | 33222.1748 | 33436.0043 | 33651.32 | 33752.6844 | 33488.2322
P95 | 40058.3339 | 39331.8838 | 39707.395 | 39187.2006 | 39820.0298 | 39972.8301 | 39350.2829 | 39928.3297 | 40036.152 | 40398.9663 | 39192.4058 | 39821.3054 | 40070.7805 | 40091.058 | 39723.2161 | 39549.1971 | 39963.8739 | 39679.5686 | 39417.5978 | 40093.1394
NETREVENUE - Net Revenue $
MEAN | -1300517.5288 | -1194014.3033 | -1180547.9788 | -1200890.0611 | -1224229.3974 | -1266081.3154 | -1298993.2069 | -1328637.0263 | -1366894.3358 | -1372923.0106 | -1355754.6163 | -1365395.9806 | -1365875.5235 | -1361780.5771 | -1365032.278 | -1361718.5253 | -1362114.3876 | -1374627.5923 | -1373745.1645 | -1367912.3086
P5 | -1488154.0015 | -1416884.2936 | -1383986.152 | -1446224.8741 | -1425200.1165 | -1510322.755 | -1516801.7622 | -1496804.2444 | -1579332.8589 | -1528738.7296 | -1511389.4272 | -1520692.5399 | -1525241.7213 | -1556507.0973 | -1530117.3431 | -1519958.3615 | -1535524.4146 | -1534929.7185 | -1531826.6576 | -1551413.187
P95 | -1127187.3156 | -995866.6464 | -947269.8038 | -966383.6681 | -985606.5118 | -1071386.0724 | -1081041.6143 | -1167622.8297 | -1089687.5358 | -1153438.1185 | -1177440.0166 | -1158733.1307 | -1164360.8294 | -1167399.9987 | -1203889.2376 | -1174764.8758 | -1180927.5112 | -1205627.3086 | -1218408.1099 | -1193101.7831
IRP 2018 Crazy Mountain
NETPOS - Net Position (MWh)
MEAN |  | 105796.6117 | 104900.1798 | 104629.5897 | 105415.551 | 105760.9236 | 105842.3901 | 105814.3802 | 105016.1489 | 106553.508 | 105277.8688 | 105094.1911 | 105392.3495 | 105294.9071 | 104919.0901 | 105562.0159 | 104915.4506 | 105720.5696 | 105636.4163 | 105389.2424
P5 |  | 98768.8396 | 95131.0026 | 94651.2359 | 97382.0355 | 95178.1907 | 97359.5762 | 94966.296 | 94060.4319 | 97583.2516 | 93784.5106 | 94326.857 | 95429.3091 | 96205.2658 | 94920.1577 | 96199.0277 | 95349.3126 | 96094.3241 | 95744.0209 | 97819.1024
P95 |  | 114824.8614 | 114413.2194 | 113902.0161 | 116654.7839 | 113961.3889 | 116362.2328 | 116784.2726 | 116309.0298 | 117483.0382 | 116659.3759 | 114062.8488 | 113547.3666 | 114895.9041 | 114790.5119 | 116842.573 | 114766.2679 | 116243.18 | 118394.4045 | 113281.5826
NETREVENUE - Net Revenue $
MEAN |  | -2517817.5022 | -2450204.7067 | -2539571.1392 | -2603343.424 | -2710737.1974 | -2818186.2233 | -2911095.6278 | -2996337.9259 | -3021260.7286 | -2976124.9851 | -2976016.6279 | -2994877.6741 | -2980747.5594 | -2981462.9242 | -2990983.619 | -2974584.791 | -3005855.4026 | -3002201.5142 | -2993703.9996
P5 |  | -3087717.9574 | -3059145.2298 | -3156269.9576 | -3144447.9028 | -3392947.5361 | -3335230.3954 | -3450651.4625 | -3581577.1907 | -3542046.4873 | -3586596.8682 | -3414130.7056 | -3493533.7907 | -3485589.6432 | -3422656.1429 | -3462800.5373 | -3478030.6109 | -3559496.9638 | -3509099.1483 | -3439429.507
P95 |  | -1929045.9018 | -1795702.3624 | -1942256.2178 | -1980072.7456 | -2088797.3947 | -2262398.4529 | -2332847.05 | -2267574.4143 | -2494157.0236 | -2446321.4155 | -2419038.6399 | -2430683.5186 | -2545854.4996 | -2462974.9285 | -2507537.7204 | -2416382.4668 | -2512852.9266 | -2492808.926 | -2523940.8329
IRP 2018 DA Wind
NETPOS - Net Position (MWh)
MEAN | 4950.395 | 4947.8239 | 4922.6209 | 4886.7561 | 4904.7132 | 4964.9544 | 4918.0774 | 4920.6824 | 4924.5656 | 4976.1618 | 4931.2482 | 4913.1189 | 4933.8104 | 4936.4468 | 4913.8922 | 4919.3146 | 4918.3049 | 4939.3365 | 4912.055 | 4917.133
P5 | 4558.2693 | 4563.2284 | 4562.91 | 4540.9216 | 4555.0934 | 4602.6852 | 4587.6857 | 4560.6443 | 4612.0425 | 4607.0644 | 4510.9402 | 4562.1297 | 4529.0485 | 4567.8184 | 4568.3127 | 4573.2636 | 4527.6596 | 4639.2422 | 4535.2647 | 4536.5999
P95 | 5348.6138 | 5257.6516 | 5240.1147 | 5208.8472 | 5309.7032 | 5336.6107 | 5251.2877 | 5251.646 | 5246.4469 | 5305.9266 | 5284.1815 | 5402.8546 | 5355.3523 | 5244.7113 | 5247.9203 | 5299.6356 | 5338.2857 | 5300.2253 | 5283.1911 | 5308.9172
NETREVENUE - Net Revenue $
MEAN | -215909.3724 | -200919.0714 | -198354.4798 | -201223.121 | -204054.2716 | -211719.2894 | -214239.5796 | -218784.7549 | -223647.3646 | -225773.203 | -223647.5771 | -223167.5012 | -224334.0628 | -223588.4638 | -223094.2062 | -223127.1368 | -223159.4583 | -224706.0849 | -223520.7752 | -223281.9282
P5 | -240860.3795 | -229987.6034 | -229509.1286 | -232315.3143 | -237390.6315 | -246065.2466 | -243288.7624 | -248830.2161 | -250526.2771 | -254437.2582 | -246936.3238 | -256818.1064 | -252535.5845 | -246151.0657 | -248162.8645 | -249415.8051 | -246913.5293 | -245570.6405 | -243760.4873 | -247927.3656
P95 | -192830.2512 | -174387.9653 | -167997.0886 | -165862.257 | -170855.6538 | -179563.5224 | -182774.5622 | -188522.6506 | -190576.0433 | -202062.9126 | -194553.8144 | -194946.1297 | -196398.8506 | -197318.6253 | -200155.0775 | -199892.0529 | -195640.9264 | -200757.2639 | -194858.8538 | -204012.8678
IRP 2018 Fairfield
NETPOS - Net Position (MWh)
MEAN | 13073.5062 | 13079.8976 | 12967.2624 | 12918.9089 | 13033.8348 | 13051.6085 | 13011.4417 | 12964.583 | 12993.1433 | 13189.8455 | 12961.1649 | 13035.775 | 13010.2274 | 13016.5348 | 12951.6033
P5 | 11676.6018 | 11816.9461 | 11588.55 | 11745.6016 | 11603.3277 | 11807.3595 | 11711.7825 | 11626.64 | 11673.2029 | 11875.7434 | 11613.3495 | 11599.8315 | 11532.4637 | 11395.9924 | 11787.3601
P95 | 14424.3417 | 14252.3112 | 14188.8306 | 14123.2182 | 14373.3871 | 14431.1578 | 14261.1462 | 14160.9463 | 14350.3352 | 14643.4331 | 14255.4657 | 14336.053 | 14511.1974 | 14381.3098 | 14214.8344
NETREVENUE - Net Revenue $
MEAN | -682848.6757 | -643863.3738 | -635112.075 | -641470.1748 | -654438.2279 | -668648.8306 | -678713.7464 | -688033.1567 | -702453.9765 | -711296.9776 | -698707.4532 | -702687.9459 | -701944.8927 | -701141.5039 | -699808.6018
P5 | -771775.4581 | -741677.522 | -743412.2577 | -728227.8701 | -751069.2589 | -765892.0095 | -765796.2357 | -771479.5739 | -796710.8664 | -783493.0189 | -787594.6619 | -790851.6824 | -801002.2808 | -789358.9069 | -786154.4352
P95 | -598444.2069 | -553470.535 | -538948.1884 | -557322.7153 | -547442.9968 | -577629.7849 | -584698.2148 | -600338.2397 | -587413.7212 | -617875.9898 | -624145.8699 | -597373.5211 | -614950.1568 | -598923.257 | -613374.5476
IRP 2018 Gordon Butte
NETPOS - Net Position (MWh)
MEAN | 17262.0569 | 17252.7027 | 17148.8284 | 17109.0065 | 17208.1689 | 17232.6768 | 17210.706 | 17158.9008 | 17196.9192 | 17365.3645 | 17121.6597 | 17219.2942 | 17201.0951 | 17197.2804 | 17118.4084 | 17157.3665 | 17125.7606 | 5208.7503
P5 | 15669.0781 | 16002.8957 | 15824.9586 | 15769.5022 | 15830.8188 | 16019.8957 | 15868.3799 | 15764.1291 | 15845.1719 | 16002.6693 | 15698.8433 | 15700.501 | 15767.2228 | 15785.7466 | 15912.9434 | 15676.7464 | 15803.8311 | 4566.2437
P95 | 18774.5797 | 18579.7346 | 18346.3124 | 18292.7805 | 18513.6934 | 18463.7946 | 18534.4422 | 18539.1682 | 18526.5766 | 18743.191 | 18448.5677 | 18770.8325 | 18687.2606 | 18395.4696 | 18216.7524 | 18331.838 | 18326.2199 | 5843.8483
NETREVENUE - Net Revenue $
MEAN | -1009809.9076 | -957444.819 | -947587.9105 | -958875.824 | -972638.5594 | -991628.0639 | -1006376.5012 | -1018507.6021 | -1037838.0835 | -1046399.088 | -1031533.2994 | -1036509.788 | -1036714.9556 | -1034982.7299 | -1033181.1647 | -1033713.2812 | -1031883.0191 | -302264.2888
P5 | -1126731.3554 | -1075731.4428 | -1070940.4945 | -1069809.8251 | -1090961.7587 | -1114271.6624 | -1130498.634 | -1119797.9717 | -1159471.19 | -1147904.8347 | -1135012.0012 | -1131590.1381 | -1147948.595 | -1144070.3021 | -1130632.9232 | -1129637.0287 | -1131611.7991 | -346363.8697
P95 | -912874.4999 | -838094.7442 | -820190.0638 | -852146.7645 | -838026.0882 | -877611.4688 | -881440.4311 | -924895.1103 | -891078.0956 | -928358.9497 | -923501.1597 | -907981.8748 | -921381.9001 | -924912.701 | -933312.4903 | -930047.2574 | -935130.2186 | -250681.5077
IRP 2018 Greenfield
NETPOS - Net Position (MWh)
MEAN | 34972.4324 | 34867.1826 | 34894.2814 | 34777.2644 | 35040.3026 | 34761.9337 | 34897.8656 | 34816.2126 | 34941.4675 | 35118.0995 | 34706.5804 | 34865.7413 | 34890.1154 | 34850.2507 | 34828.5218 | 34900.144 | 34801.0126 | 34967.6954 | 35015.274 | 34849.6133
P5 | 32034.4723 | 32309.3138 | 31513.384 | 31885.7874 | 31868.2121 | 31804.4077 | 31712.2393 | 31555.9379 | 31902.9255 | 32303.8846 | 31616.4426 | 31435.1148 | 31459.7754 | 31353.0992 | 32212.1255 | 31902.2446 | 32047.466 | 31873.0889 | 31601.1521 | 31976.4925
P95 | 38320.6027 | 37394.3454 | 38021.4007 | 37881.4399 | 38390.6809 | 37862.5943 | 37679.9798 | 38024.2919 | 38367.8671 | 38237.321 | 37717.7489 | 37492.2606 | 38109.5838 | 37986.9172 | 37201.863 | 37889.7664 | 38345.6655 | 37831.6082 | 38038.4984 | 38118.2039
NETREVENUE - Net Revenue $
MEAN | -1529991.9031 | -1420076.1816 | -1413359.3329 | -1431681.7771 | -1463504.9412 | -1487480.8357 | -1525270.2955 | -1553423.4697 | -1593281.2972 | -1599459.2851 | -1580857.2402 | -1586748.2571 | -1590011.1128 | -1584342.1024 | -1589712.0379 | -1590817.0134 | -1586978.1863 | -1595797.7063 | -1598036.4013 | -1592090.1091
P5 | -1732646.3135 | -1628090.4062 | -1625984.8414 | -1646647.2384 | -1681409.887 | -1711975.6125 | -1752333.6466 | -1770676.2515 | -1844198.5541 | -1782762.2127 | -1741254.9461 | -1770868.6989 | -1776248.4606 | -1798505.7541 | -1748565.4667 | -1763865.415 | -1788709.6563 | -1791256.5001 | -1785073.4329 | -1786550.8778
P95 | -1330615.3424 | -1207067.8336 | -1194461.8803 | -1187204.0547 | -1209775.7742 | -1261759.3301 | -1310577.031 | -1355011.803 | -1294088.088 | -1367055.0703 | -1395094.8696 | -1360086.6122 | -1360977.1868 | -1393566.7181 | -1432398.9784 | -1393016.4805 | -1426665.7824 | -1397122.0243 | -1447883.1747 | -1440543.5394
IRP 2018 Judith Gap
NETPOS - Net Position (MWh)
MEAN | 196830.5494 | 196573.776 | 195747.7193 | 195125.8532 | 196353.0226 | 196045.7687 | 195851.2396 | 195111.0103
P5 | 175392.3612 | 181877.6091 | 176837.2007 | 179213.0703 | 179878.2919 | 177939.4287 | 179813.0455 | 179333.0835
P95 | 216839.0844 | 210381.367 | 211335.4922 | 214661.6878 | 215610.0725 | 215969.901 | 212836.6371 | 213263.7449
NETREVENUE - Net Revenue $
MEAN | -2231354.3628 | -1642847.4479 | -1583059.7555 | -1732849.2788 | -1830874.621 | -2026139.2675 | -2209568.4237 | -2374172.6607
P5 | -3000416.5327 | -2661449.0451 | -2610576.6629 | -2901095.8634 | -2868019.4842 | -3001400.4978 | -3199771.4701 | -3154428.0326
P95 | -1471688.3407 | -632099.8497 | -329717.2339 | -570405.7971 | -672310.4975 | -1093299.6828 | -1315461.0625 | -1447249.9144
IRP 2018 Musselshell 1
NETPOS - Net Position (MWh)
MEAN | 10630.7646 | 10649.9964 | 10543.2072 | 10483.9477 | 10589.388 | 10626.8136 | 10549.0239 | 10509.0316 | 10551.7037 | 10753.5475 | 10528.9103 | 10591.7523 | 10558.7862 | 10620.4311 | 10521.7511 | 10561.3012 | 10538.5312 | 3427.0219
P5 | 9452.1011 | 9656.4419 | 9291.4568 | 9415.138 | 9444.4135 | 9494.2692 | 9535.6856 | 9384.5164 | 9496.821 | 9664.3558 | 9576.7101 | 9409.1123 | 9315.8855 | 9361.1788 | 9583.1671 | 9288.5811 | 9420.9642 | 2843.434
P95 | 11831.1398 | 11785.8947 | 11615.1925 | 11731.593 | 11740.703 | 11917.8741 | 11604.0866 | 11730.29 | 11756.7761 | 11964.3144 | 11754.4179 | 11680.4202 | 11890.8065 | 11716.0014 | 11373.5137 | 11776.6776 | 11583.5867 | 4041.8357
NETREVENUE - Net Revenue $
MEAN | -625232.8555 | -594093.7968 | -585343.3584 | -589518.2468 | -601035.3527 | -613601.1574 | -619227.3506 | -626394.3698 | -639451.4302 | -649910.0381 | -636146.5182 | -639724.4075 | -638534.6552 | -640925.37 | -637262.513 | -638567.067 | -637259.8566 | -199626.6972
P5 | -709520.2821 | -671259.2729 | -670487.5295 | -667210.8152 | -684034.1689 | -708832.7319 | -693785.2455 | -703582.695 | -727356.416 | -729676.3931 | -716980.3266 | -710033.5923 | -726123.7119 | -715755.3614 | -711629.7606 | -719432.0741 | -716579.4671 | -234653.7395
P95 | -552963.8202 | -508912.3686 | -495904.563 | -507446.4188 | -506390.4809 | -525779.3612 | -526128.7779 | -560557.9917 | -557747.5782 | -554137.9491 | -560910.3404 | -553079.4533 | -553693.8253 | -553713.705 | -582828.8759 | -553542.1708 | -568856.7742 | -160554.0336
IRP 2018 Musselshell 2
NETPOS - Net Position (MWh)
MEAN | 12733.7511 | 12695.9165 | 12628.776 | 12576.8982 | 12692.0807 | 12665.4966 | 12649.6702 | 12610.445 | 12642.1521 | 12803.1467 | 12618.8267 | 12686.5061 | 12655.0157 | 12653.4589 | 12606.3304 | 12655.0257 | 12629.573 | 3896.8489
P5 | 11368.173 | 11598.4384 | 11156.1888 | 11394.5152 | 11419.2032 | 11366.6614 | 11493.8254 | 11383.4391 | 11509.0176 | 11717.4526 | 11444.8801 | 11475.5393 | 11261.3263 | 11271.364 | 11652.2242 | 11246.1208 | 11446.0098 | 3296.7739
P95 | 14050.2632 | 13933.3819 | 13790.2317 | 13874.7704 | 13996.5911 | 14167.6492 | 13854.4381 | 14013.5693 | 13914.6712 | 14086.7744 | 13881.8805 | 13866.3347 | 14101.6733 | 13794.9346 | 13617.7768 | 13931.6621 | 13692.3337 | 4553.1272
NETREVENUE - Net Revenue $
MEAN | -749825.959 | -709008.376 | -701894.1251 | -707968.0924 | -721408.7577 | -732485.144 | -743577.7326 | -752594.4331 | -767309.8489 | -775379.2168 | -763808.5485 | -767517.8305 | -766867.9024 | -765407.583 | -764828.9327 | -766755.251 | -765304.4538 | -227453.6076
P5 | -851069.6618 | -794523.8722 | -791754.2524 | -799400.0411 | -817823.1071 | -837905.3294 | -837127.2741 | -838325.2202 | -867735.2586 | -859569.1335 | -853001.5129 | -846243.7147 | -865957.7738 | -847823.3827 | -850077.2372 | -853647.0017 | -844503.8516 | -263358.6896
P95 | -662874.7092 | -613614.6687 | -599535.9588 | -610496.5768 | -613609.8224 | -628223.332 | -629578.0062 | -674747.2114 | -676352.9076 | -667294.927 | -676820.6482 | -666116.1522 | -669689.5393 | -664414.7638 | -701241.1817 | -669484.5936 | -690918.1727 | -186305.6329
IRP 2018 Oversight Wind
NETPOS - Net Position (MWh)
MEAN | 4950.395 | 4947.8239 | 4922.6209 | 4886.7561 | 4904.7132 | 4964.9544 | 4918.0774 | 4920.6824 | 4924.5656 | 4976.1618 | 4931.2482 | 4913.1189 | 4933.8104 | 4936.4468 | 4913.8922 | 4919.3146 | 4918.3049 | 4939.3365 | 4912.055 | 4917.133
P5 | 4558.2693 | 4563.2284 | 4562.91 | 4540.9216 | 4555.0934 | 4602.6852 | 4587.6857 | 4560.6443 | 4612.0425 | 4607.0644 | 4510.9402 | 4562.1297 | 4529.0485 | 4567.8184 | 4568.3127 | 4573.2636 | 4527.6596 | 4639.2422 | 4535.2647 | 4536.5999
P95 | 5348.6138 | 5257.6516 | 5240.1147 | 5208.8472 | 5309.7032 | 5336.6107 | 5251.2877 | 5251.646 | 5246.4469 | 5305.9266 | 5284.1815 | 5402.8546 | 5355.3523 | 5244.7113 | 5247.9203 | 5299.6356 | 5338.2857 | 5300.2253 | 5283.1911 | 5308.9172
NETREVENUE - Net Revenue $
MEAN | -215909.3724 | -200919.0714 | -198354.4798 | -201223.121 | -204054.2716 | -211719.2894 | -214239.5796 | -218784.7549 | -223647.3646 | -225773.203 | -223647.5771 | -223167.5012 | -224334.0628 | -223588.4638 | -223094.2062 | -223127.1368 | -223159.4583 | -224706.0849 | -223520.7752 | -223281.9282
P5 | -240860.3795 | -229987.6034 | -229509.1286 | -232315.3143 | -237390.6315 | -246065.2466 | -243288.7624 | -248830.2161 | -250526.2771 | -254437.2582 | -246936.3238 | -256818.1064 | -252535.5845 | -246151.0657 | -248162.8645 | -249415.8051 | -246913.5293 | -245570.6405 | -243760.4873 | -247927.3656
P95 | -192830.2512 | -174387.9653 | -167997.0886 | -165862.257 | -170855.6538 | -179563.5224 | -182774.5622 | -188522.6506 | -190576.0433 | -202062.9126 | -194553.8144 | -194946.1297 | -196398.8506 | -197318.6253 | -200155.0775 | -199892.0529 | -195640.9264 | -200757.2639 | -194858.8538 | -204012.8678
IRP 2018 South Peak Wind 80 MW
NETPOS - Net Position (MWh)
MEAN | 19298.522 | 129000.9698 | 128442.356 | 127622.9114 | 128893.2176 | 128919.6386 | 128432.6236 | 128119.672 | 128611.9198 | 130167.8836 | 127926.2673 | 128599.7231 | 128474.8483 | 128979.6452 | 127771.9007 | 109062.4434
P5 | 15531.6149 | 118971.3189 | 116202.4988 | 117170.5888 | 120001.9654 | 119196.4188 | 119076.0329 | 117691.134 | 118546.2044 | 119906.9604 | 118354.3987 | 117489.8295 | 117268.9898 | 116656.0956 | 118402.6344 | 96327.1664
P95 | 22409.4282 | 138869.0803 | 139049.7763 | 138526.6712 | 140770.5444 | 140011.0554 | 138874.3033 | 139421.7358 | 139099.0151 | 140736.0214 | 137896.6045 | 138822.7748 | 139253.8496 | 138979.362 | 137684.1503 | 119750.3927
NETREVENUE - Net Revenue $
MEAN | -121736.3924 | -1098492.3574 | -1061927.8935 | -1158613.7852 | -1228692.5083 | -1354816.6187 | -1473524.3182 | -1584157.8876 | -1714683.9822 | -1721185.2559 | -1689260.2978 | -1688553.6098 | -1696784.9162 | -1688868.7701 | -1696163.7965 | -1566598.5693
P5 | -218572.1299 | -1756286.8057 | -1756635.1195 | -1941200.0975 | -1899128.3008 | -2058005.8206 | -2145494.091 | -2088998.3206 | -2242053.0117 | -2209035.405 | -2167050.2102 | -2161459.8432 | -2142342.0254 | -2171654.8506 | -2180040.0763 | -1963004.7837
P95 | -21159.331 | -428437.7283 | -243345.4998 | -385698.243 | -475099.6069 | -710580.4716 | -860085.3914 | -983893.1895 | -796619.7683 | -1215967.6891 | -1000272.5537 | -1052608.7099 | -1117878.9674 | -993971.0971 | -1276023.7259 | -1164845.1063
IRP 2018 Spion Kop
NETPOS - Net Position (MWh)
MEAN | 57023.5085 | 56871.7943 | 56600.7363 | 56367.5581 | 56811.5315 | 56795.2876 | 56742.5143 | 56561.8407 | 56674.7468 | 57387.1285 | 56483.8614 | 56841.102 | 56737.79 | 56658.457 | 56498.2291 | 56659.2782 | 56523.1747 | 56846.7713 | 56872.3257 | 56541.4309
P5 | 50694.7191 | 52221.7873 | 50791.3694 | 51555.6697 | 51966.1964 | 51476.7202 | 51639.2294 | 50643.1307 | 51868.6295 | 52335.4206 | 51598.9908 | 51547.1802 | 51056.2584 | 50380.1117 | 52035.6097 | 50512.315 | 51249.8178 | 51790.3345 | 51729.1499 | 51632.9838
P95 | 62567.8728 | 61951.6965 | 61441.6931 | 62211.8443 | 62001.1434 | 62915.754 | 61545.5689 | 62515.9322 | 61452.2815 | 63467.3985 | 61353.215 | 61423.34 | 62669.9413 | 61384.3558 | 60782.9753 | 62470.8749 | 61377.7461 | 61845.9986 | 61313.1974 | 62470.149
NETREVENUE - Net Revenue $
MEAN | 612175.0406 | 780896.9669 | 792227.2819 | 747030.4648 | 722067.215 | 663864.7386 | 611064.9762 | 558256.3101 | 503472.5745 | 516872.6829 | 510645.9581 | 516009.082 | 510740.5221 | 515603.5436 | 504854.3168 | 510933.8459 | 509711.9913 | 508937.5402 | 508355.9459 | 504170.4084
P5 | 373108.3779 | 505699.4737 | 485529.2985 | 422950.2516 | 427462.6136 | 421448.9595 | 352823.7115 | 341014.5979 | 319298.8732 | 335509.5107 | 314590.3209 | 295375.5394 | 341374.1091 | 320259.1225 | 320080.8865 | 320784.276 | 332877.6308 | 341288.0615 | 346477.7141 | 309796.8153
P95 | 821479.6327 | 1079792.3749 | 1142576.6983 | 1127931.2651 | 1104314.4455 | 929871.504 | 851915.3001 | 885940.5549 | 845489.48 | 775110.9441 | 795221.4693 | 710849.827 | 735603.5893 | 853387.2347 | 723767.5167 | 743010.4176 | 734355.3048 | 728947.6895 | 732969.2147 | 738800.1251
IRP 2018 Stillwater Wind
NETPOS - Net Position (MWh)
MEAN | 123818.6135 | 123522.0486 | 123796.9478 | 122887.2311 | 123865.983 | 124281.2988 | 123925.5593 | 123608.5632 | 123230.7651 | 124915.7564 | 123911.9455 | 124215.5824 | 123689.3976 | 123484.5558 | 123103.0339 | 124144.1562 | 123929.6712 | 124310.9697 | 123692.4848 | 123855.5789
P5 | 111398.4856 | 112768.0202 | 111190.6722 | 111935.3277 | 110813.7605 | 112638.8656 | 111157.832 | 110812.9844 | 112847.5302 | 113589.5184 | 111718.5927 | 114554.2075 | 109804.106 | 112030.797 | 112533.2917 | 112685.8751 | 111041.3043 | 112046.8424 | 113127.1639 | 112144.2507
P95 | 135699.7127 | 134503.8501 | 134657.8424 | 136274.546 | 136228.0607 | 135228.7047 | 135366.9452 | 137214.5618 | 136294.0218 | 136746.7875 | 133144.9445 | 134718.7218 | 137410.9854 | 135293.5767 | 133990.3661 | 137058.3326 | 133906.2095 | 133831.764 | 136062.5639 | 135585.7197
NETREVENUE - Net Revenue $
MEAN | -3371024.8516 | -3004473.1374 | -2965738.0168 | -3045111.1953 | -3130687.9344 | -3264627.0826 | -3369158.9741 | -3483497.5811 | -3593816.1857 | -3617369.8851 | -3590011.37 | -3613618.1355 | -3595592.4952 | -3586273.2819 | -3585217.7305 | -3606272.8363 | -3613842.1746 | -3627603.9722 | -3620015.0122 | -3621354.3828
P5 | -3915469.1616 | -3692267.354 | -3666533.4147 | -3909399.1431 | -3820461.9297 | -3992219.733 | -3913654.8844 | -4067963.0094 | -4205762.1964 | -4165400.606 | -4188881.7612 | -4134906.1103 | -4187676.6063 | -4129085.5485 | -4116526.1884 | -4146279.4504 | -4223876.1439 | -4238602.8839 | -4128175.2116 | -4239754.514
P95 | -2751132.2362 | -2338880.608 | -2183938.0156 | -2442669.3552 | -2346881.5218 | -2653807.5072 | -2700339.5941 | -2870465.5042 | -2983738.3098 | -3015415.1984 | -2955331.0485 | -3039627.1559 | -3058762.3409 | -2898914.2461 | -2957223.0949 | -3131341.2943 | -3065546.5762 | -2992628.3443 | -3095611.996 | -3069157.5782
IRP 2018 Two Dot Wind
NETPOS - Net Position (MWh)
MEAN | 13258.9771 | 13272.3695 | 13152.4709 | 13123.7231 | 13214.1583 | 13235.2413 | 13205.8141 | 13160.2477 | 13192.1233 | 13354.8358 | 13140.1415 | 13233.6867 | 13207.1782 | 13203.7113 | 13165.9204 | 13183.2677 | 13168.8033 | 13249.2877 | 13257.6555 | 13149.2768
P5 | 11707.1131 | 11922.7665 | 11662.1987 | 11635.3586 | 11977.3988 | 11942.2221 | 11816.4171 | 11756.4138 | 11873.7457 | 12021.6168 | 11795.4909 | 11836.6662 | 11765.7377 | 11743.6924 | 11971.4808 | 11720.1195 | 11895.8753 | 11767.5303 | 11810.7938 | 12015.089
P95 | 14704.6592 | 14572.6248 | 14511.8797 | 14532.1462 | 14688.5697 | 14723.6433 | 14466.3145 | 14719.3047 | 14526.3055 | 14656.9835 | 14470.5048 | 14615.5278 | 14860.7511 | 14498.1688 | 14376.2109 | 14602.5657 | 14651.4495 | 14548.4944 | 14532.1016 | 14641.5831
NETREVENUE - Net Revenue $
MEAN | 139579.4838 | 176438.259 | 177902.3746 | 168999.6561 | 163318.1338 | 150430.1043 | 137582.89 | 125134.6421 | 112833.7004 | 115575.6915 | 114419.6152 | 115558.7203 | 114215.8707 | 115495.9301 | 112303.0837 | 114174.1488 | 113669.1275 | 113790.0086 | 113383.2323 | 112315.6958
P5 | 83537.3623 | 111943.1426 | 109970.0246 | 96873.3761 | 94353.8672 | 97499.1609 | 74967.188 | 75465.1069 | 71576.6963 | 75465.6903 | 69320.016 | 66781.7526 | 76623.0874 | 67756.5723 | 68315.0739 | 70384.5828 | 72399.5125 | 76287.1169 | 76398.7967 | 67993.0585
P95 | 189470.4212 | 246595.862 | 258740.0848 | 253818.123 | 249760.297 | 213852.2524 | 194569.2996 | 201028.3456 | 189269.83 | 175334.59 | 171354.7602 | 163311.7409 | 172053.7245 | 192469.9424 | 158707.2264 | 166576.4386 | 167586.1933 | 163733.7939 | 167512.5319 | 168331.0257
IRP_2018 Black Eagle Solar
NETPOS - Net Position (MWh)
MEAN | 1017.1605 | 1056.4444 | 1004.1249 | 1028.2 | 1029.1918 | 1030.6745 | 1035.5178 | 1026.4393 | 1018.5569 | 1039.4766 | 1023.92 | 1008.2179 | 1033.3788 | 1013.2983 | 1015.5887 | 1026.4704 | 1017.556 | 1029.2687 | 1016.4969 | 1005.1507
P5 | 538.4799 | 495.7383 | 494.1108 | 542.669 | 516.8781 | 495.3681 | 539.5307 | 483.3236 | 563.1026 | 556.2309 | 526.3593 | 508.0401 | 468.6661 | 526.3095 | 465.8316 | 537.3812 | 484.1399 | 548.2202 | 530.2124 | 553.0602
P95 | 1555.5427 | 1633.6542 | 1567.62 | 1683.6241 | 1599.1391 | 1654.0351 | 1606.5586 | 1550.2172 | 1625.8294 | 1630.8778 | 1627.9629 | 1609.8574 | 1676.5613 | 1617.2337 | 1596.6189 | 1636.5267 | 1614.9113 | 1608.3819 | 1569.7038 | 1569.1019
NETREVENUE - Net Revenue $
MEAN | -52465.896 | -55182.1001 | -51487.3394 | -53146.0038 | -53313.2519 | -54173.1758 | -55509.0888 | -55767.0914 | -55744.7712 | -56910.7541 | -55842.2455 | -54925.2608 | -56483.5047 | -55146.7386 | -55664.1929 | -56081.2427 | -55727.8528 | -56707.8827 | -55935.8418 | -54992.6672
P5 | -83620.8465 | -85793.2769 | -81122.7045 | -86656.2123 | -84825.9842 | -84689.8017 | -84249.437 | -86394.8745 | -87591.2742 | -90317.2193 | -88341.2755 | -88210.0317 | -90287.3693 | -89237.3515 | -87793.5641 | -89020.3042 | -88251.861 | -86647.0115 | -86642.1424 | -87507.5385
P95 | -26561.4309 | -25894.1485 | -25676.8623 | -26460.8491 | -24566.5295 | -25867.1817 | -27021.6811 | -27150.5796 | -31086.2741 | -27144.7583 | -28280.4071 | -25774.7398 | -26427.2393 | -27476.42 | -24514.1204 | -29142.5977 | -25078.0867 | -29467.9884 | -27422.1288 | -27423.2739
IRP_2018 Energy of Utah MTSUN
NETPOS - Net Position (MWh)
MEAN | 1130.1139 | 32512.6893 | 31839.8533 | 32261.1348 | 32285.3019 | 32393.1403 | 32443.1102 | 32473.4863 | 31607.9268 | 32401.0371 | 32230.486 | 32454.5568 | 32440.219 | 31622.6276 | 32402.088 | 31230.6743
P5 | 719.792 | 12594.7723 | 11921.7237 | 12668.3897 | 12787.8159 | 11968.7295 | 11696.1303 | 12000.7951 | 13230.1173 | 12122.4238 | 11730.1919 | 13156.16 | 12139.1472 | 12561.7769 | 11732.4816 | 12024.5452
P95 | 1773.8283 | 51787.1285 | 50509.8106 | 51435.4798 | 51209.4109 | 51186.9121 | 50759.5116 | 51965.6743 | 50118.5434 | 50936.6111 | 51392.378 | 51180.6066 | 51825.2896 | 49915.3709 | 52072.2977 | 50386.4128
NETREVENUE - Net Revenue $
MEAN | -5094.6886 | -386851.5328 | -347490.9602 | -360284.1901 | -366495.6493 | -393664.9309 | -429344.7809 | -459236.1482 | -457258.9569 | -462970.5332 | -455716.7792 | -461658.0323 | -464712.4545 | -441719.5253 | -467701.5014 | -455907.0292
P5 | -13254.1409 | -720904.3526 | -627738.7987 | -666303.6697 | -640178.7684 | -720646.1149 | -768168.8166 | -846699.9678 | -779356.5503 | -788697.6501 | -792974.1396 | -781192.3052 | -758867.5322 | -819285.8277 | -831929.5635 | -797314.0123
P95 | 1745.9242 | -120537.8898 | -95900.0089 | -136295.6113 | -134544.3975 | -93743.3457 | -157174.5178 | -127085.694 | -184057.5315 | -148903.6137 | -144057.9312 | -128375.5216 | -138757.4695 | -161625.073 | -152651.4412 | -174974.3085
IRP_2018 Great Divide Solar
NETPOS - Net Position (MWh)
MEAN | 1189.3888 | 1215.8257 | 1180.3167 | 1198.0359 | 1192.7161 | 1191.2931 | 1207.6291 | 1202.5966 | 1172.366 | 1198.3464 | 1187.4584 | 1184.9773 | 1200.9584 | 1168.1279 | 1199.505 | 1190.8469 | 1192.8332 | 1191.9452 | 1199.7043 | 1166.0776
P5 | 415.3305 | 433.418 | 372.4205 | 434.1513 | 452.0065 | 373.8991 | 427.873 | 412.1943 | 394.8089 | 430.7449 | 439.7345 | 440.5726 | 455.2274 | 416.6631 | 436.8905 | 452.2069 | 441.2924 | 463.1757 | 454.3657 | 376.4773
P95 | 1823.7962 | 1860.6793 | 1791.8782 | 1784.0965 | 1839.3236 | 1796.4573 | 1808.8427 | 1864.7408 | 1751.2877 | 1816.592 | 1791.6594 | 1799.569 | 1820.4234 | 1743.9686 | 1806.6102 | 1790.82 | 1799.2625 | 1810.0779 | 1801.0617 | 1786.4725
NETREVENUE - Net Revenue $
MEAN | -61653.5381 | -63605.6551 | -60554.4294 | -61729.9432 | -61747.9044 | -62756.3348 | -64769.8097 | -65661.3113 | -64291.6623 | -65819.6798 | -65005.3345 | -64824.2959 | -65826.3183 | -63701.1546 | -65937.9027 | -65061.1288 | -65710.7797 | -65960.5542 | -66454.7221 | -64331.3143
P5 | -93331.9341 | -97912.4021 | -93150.2401 | -94869.3944 | -93655.2673 | -96530.8022 | -96835.3292 | -100803.6458 | -95761.1637 | -99188.4453 | -98382.1239 | -97024.2039 | -96882.6149 | -95636.9083 | -100549.5065 | -97775.2752 | -101871.2246 | -100352.9999 | -98797.8744 | -99297.6815
P95 | -20455.1795 | -21273.6365 | -18856.4551 | -23925.8557 | -25034.3763 | -19996.9292 | -24161.925 | -21501.881 | -22250.395 | -23683.1843 | -25986.4365 | -22927.9333 | -24529.1162 | -22999.4737 | -25027.1582 | -24675.5617 | -23741.8077 | -25887.8567 | -23570.8266 | -21471.0267
IRP_2018 Green Meadow Solar
NETPOS - Net Position (MWh)
MEAN | 1135.163 | 1141.392 | 1118.9721 | 1140.6501 | 1131.3738 | 1133.7641 | 1139.6622 | 1136.3775 | 1110.5004 | 1141.6768 | 1125.6142 | 1133.8276 | 1141.2376 | 1115.0929 | 1135.5891 | 1131.3273 | 1123.5081 | 1143.1083 | 1137.4772 | 1109.7703
P5 | 493.5523 | 477.0401 | 429.4043 | 503.3573 | 528.203 | 483.5779 | 496.8079 | 479.9006 | 488.5298 | 454.5774 | 461.772 | 538.7102 | 486.8252 | 465.4316 | 480.2736 | 523.5873 | 442.6015 | 485.4672 | 517.47 | 444.8166
P95 | 1957.7568 | 1938.8487 | 1881.4466 | 1832.0354 | 1927.6315 | 1873.3979 | 1842.6835 | 1890.2187 | 1859.973 | 1890.1732 | 1863.4933 | 1844.4626 | 1908.713 | 1870.6648 | 1945.4267 | 1882.8411 | 1905.7223 | 1894.5014 | 1887.5732 | 1879.1723
NETREVENUE - Net Revenue $
MEAN | -59061.8348 | -60200.647 | -57828.375 | -59589.6375 | -59541.6476 | -60618.8913 | -62230.2427 | -63119.4271 | -62022.3001 | -63792.0604 | -62736.5792 | -63313.6844 | -63893.8178 | -62126.7903 | -63592.1345 | -63199.0342 | -63104.5859 | -64470.7202 | -64167.6763 | -62450.4634
P5 | -99281.9709 | -103694.0843 | -99035.6465 | -98283.0008 | -99585.632 | -101508.7325 | -105129.4944 | -106553.3746 | -103475.6596 | -109888.556 | -105007.5969 | -105196.8256 | -108715.4868 | -105718.9302 | -111467.3745 | -105689.7529 | -108679.8766 | -106920.0661 | -107541.873 | -107640.8046
P95 | -23024.7139 | -24599.3929 | -22625.4978 | -26048.2923 | -25741.6639 | -25162.7719 | -26534.2627 | -25219.8485 | -26159.1024 | -25112.9649 | -26177.7965 | -28213.6362 | -26133.8173 | -24947.4444 | -26019.2433 | -30390.2131 | -23551.5622 | -26659.5976 | -28000.6569 | -23634.7425
IRP_2018 Magpie Solar
NETPOS - Net Position (MWh)
MEAN | 1146.2447 | 1150.5279 | 1125.5477 | 1151.5085 | 1147.8843 | 1142.3333 | 1144.1867 | 1141.5094 | 1124.3887 | 1145.1851 | 1139.8579 | 1142.5544 | 1150.9747 | 1111.7255 | 1154.7713 | 1149.261 | 1150.2217 | 1148.2095 | 1140.7389 | 1112.0374
P5 | 514.1154 | 466.0756 | 426.378 | 447.8319 | 482.1912 | 443.3545 | 427.9723 | 492.2005 | 466.9505 | 465.7616 | 428.1705 | 487.258 | 390.6768 | 484.1235 | 475.6762 | 450.2994 | 443.0241 | 496.7266 | 484.2536 | 455.4123
P95 | 1806.1792 | 1820.2447 | 1763.5111 | 1816.029 | 1836.4018 | 1792.0552 | 1773.473 | 1806.4781 | 1797.8772 | 1792.5368 | 1823.6465 | 1793.0817 | 1837.8327 | 1752.2374 | 1846.4919 | 1787.1772 | 1829.0267 | 1824.6435 | 1771.9638 | 1767.0381
NETREVENUE - Net Revenue $
MEAN | -59270.4306 | -60472.7408 | -58163.3613 | -59837.3202 | -60111.713 | -60783.6982 | -62165.3064 | -62972.9814 | -62503.1804 | -63499.6904 | -63032.5304 | -63321.8232 | -63961.2509 | -61440.2812 | -64298.611 | -63726.5458 | -64133.5385 | -64361.5116 | -63906.6047 | -62091.627
P5 | -94431.5329 | -98115.428 | -96824.2393 | -93904.8341 | -94752.2182 | -98490.5609 | -100342.4971 | -101980.4746 | -101535.5678 | -100993.0528 | -100483.5345 | -101407.2517 | -105055.9607 | -100647.9914 | -106759.1965 | -101121.2291 | -105936.9088 | -103984.2645 | -103356.5664 | -103234.0486
P95 | -26273.7603 | -24379.8425 | -23287.7212 | -23138.7009 | -25576.0298 | -21415.3052 | -22300.2324 | -26614.7588 | -24329.6779 | -24922.5747 | -23252.5434 | -26050.0968 | -21447.5608 | -24891.1125 | -25805.8656 | -24145.9986 | -22064.2586 | -25420.1831 | -26794.9936 | -24556.6905
IRP_2018 River Bend Solar
NETPOS - Net Position (MWh)
MEAN | 652.5065 | 672.6146 | 639.0379 | 657.4812 | 665.4992 | 656.9057 | 664.7827 | 656.188 | 640.3678 | 663.7979 | 655.9269 | 655.8175 | 664.1093 | 648.2386 | 667.5595 | 660.1231 | 650.6556 | 659.8907 | 661.6463 | 635.3836
P5 | 320.3513 | 291.6117 | 331.8807 | 298.2107 | 350.7433 | 301.2842 | 285.3093 | 321.3229 | 317.3209 | 316.6402 | 332.2409 | 320.7801 | 347.1442 | 316.1665 | 326.4494 | 326.7254 | 296.6579 | 336.1746 | 348.9076 | 296.311
P95 | 977.1796 | 1023.7841 | 940.6919 | 975.4874 | 999.2902 | 1004.8196 | 1007.5554 | 995.6158 | 946.3354 | 1003.6775 | 989.4692 | 974.3022 | 985.2085 | 960.3321 | 1000.2907 | 978.8666 | 969.2666 | 985.3559 | 972.3092 | 958.7792
NETREVENUE - Net Revenue $
MEAN | -33291.8816 | -35130.7993 | -32649.1417 | -33793.6875 | -34392.4873 | -34417.9938 | -35624.4595 | -35755.8081 | -35046.7936 | -36358.7851 | -35746.9669 | -35743.2447 | -36340.0201 | -35272.3407 | -36598.3013 | -36053.4291 | -35643.4897 | -36376.9389 | -36583.7602 | -34917.1381
P5 | -50852.1772 | -53609.2777 | -49294.6268 | -49217.3169 | -52005.6419 | -52008.5676 | -54047.313 | -53949.1794 | -52759.6144 | -55620.9876 | -53213.6452 | -52938.9848 | -52656.4472 | -52637.1706 | -56029.6792 | -54121.5062 | -54168.1508 | -53949.5292 | -53795.9159 | -52931.202
P95 | -15888.0844 | -15326.5992 | -16148.7794 | -15446.9503 | -17608.5409 | -14246.1619 | -14609.3194 | -17388.7041 | -17520.6434 | -16722.4622 | -18627.2591 | -17145.9691 | -19170.0695 | -16765.1559 | -17482.9628 | -17558.3344 | -15258.4473 | -16794.3171 | -18433.8682 | -15812.9082
IRP_2018 South Mills Solar
NETPOS - Net Position (MWh)
MEAN | 1007.9819 | 1021.6026 | 975.6705 | 1004.5178 | 1001.5106 | 1006.3299 | 1016.3759 | 1015.4603 | 981.0173 | 1006.3419 | 992.5226 | 1008.671 | 1004.5362 | 987.6617 | 997.4904 | 999.5294 | 994.7323 | 1003.0352 | 1015.3734 | 976.1221
P5 | 442.8412 | 380.0104 | 395.1268 | 425.2491 | 425.2565 | 396.9287 | 385.2515 | 370.5469 | 408.5973 | 374.3479 | 429.4941 | 432.4705 | 420.3202 | 402.2888 | 434.4507 | 413.5188 | 365.9863 | 395.929 | 448.4351 | 399.7992
P95 | 1653.615 | 1658.5146 | 1594.7979 | 1626.8519 | 1613.4987 | 1670.9485 | 1695.7824 | 1669.2573 | 1618.5132 | 1626.6437 | 1651.5314 | 1628.0131 | 1631.6514 | 1603.09 | 1640.9246 | 1632.5206 | 1632.1486 | 1649.8859 | 1649.0897 | 1610.5692
NETREVENUE - Net Revenue $
MEAN | -51277.8403 | -52885.4282 | -49407.0051 | -51102.5322 | -51150.3416 | -52201.2498 | -53849.0511 | -54507.1276 | -52938.9471 | -54171.565 | -53166.4721 | -54185.6326 | -54029.7797 | -52784.1471 | -53711.2602 | -53658.356 | -53630.9433 | -54229.3171 | -54980.9106 | -52641.3371
P5 | -87304.0395 | -87022.7564 | -84317.6 | -83606.8493 | -84845.8949 | -87079.2492 | -93960.1618 | -92577.7241 | -88951.033 | -88431.318 | -89710.2035 | -90503.5394 | -88322.2333 | -88019.6164 | -89074.9516 | -90519.461 | -90389.0774 | -89771.7047 | -90686.2276 | -89137.593
P95 | -21300.7491 | -19407.863 | -18857.0865 | -20989.8423 | -21060.7791 | -17844.9752 | -18705.883 | -19179.9549 | -21444.9124 | -19890.4089 | -22152.9016 | -22213.2509 | -22492.0207 | -20901.1666 | -22190.0721 | -21510.21 | -17536.4223 | -20823.2454 | -22902.3369 | -20300.5059
Wind Asset - Total
NETPOS - Net Position (MWh)
MEAN | 557830.5073 | 803965.3914 | 800104.0921 | 797134.3229 | 802900.3556 | 803543.0797 | 802393.7665 | 800397.1585 | 604134.2427 | 612046.1791 | 604231.1869 | 606379.0139 | 605922.7791 | 605053.272 | 603319.6754 | 572549.109 | 431004.1726 | 405379.0251 | 392099.0002 | 391075.8541
P5 | 508851.2288 | 750623.26 | 730209.1686 | 743170.1355 | 748547.013 | 756451.624 | 746723.9084 | 734296.0818 | 561792.7551 | 565185.1134 | 561716.9492 | 559305.8788 | 562883.7179 | 560809.6137 | 562473.8634 | 523690.2136 | 402118.3303 | 371924.9579 | 366018.9586 | 367926.5877
P95 | 599883.272 | 860901.8022 | 859469.5645 | 852996.452 | 870263.7123 | 868608.992 | 862920.4004 | 866235.3461 | 655853.944 | 662735.7791 | 654432.7298 | 658499.2778 | 659100.5672 | 655170.9685 | 648528.9044 | 625237.9314 | 459750.2884 | 434173.3085 | 420630.3738 | 418541.9105
NETREVENUE - Net Revenue $
MEAN | -11840432.1393 | -14142130.7829 | -13807545.647 | -14373937.6766 | -14844668.7732 | -15656019.7977 | -16400466.0945 | -17090813.2314 | -15256835.9177 | -15363918.3595 | -15159677.3257 | -15213036.6226 | -15240864.9757 | -15156701.9954 | -15212685.3487 | -14393784.7671 | -12356424.3342 | -10727147.2509 | -9985282.9073 | -9960286.9031
P5 | -14072497.1482 | -18219815.4478 | -18163804.5158 | -19220733.5086 | -18882426.8312 | -19792057.3424 | -20364197.5704 | -20460620.9443 | -18351642.0414 | -18029811.6339 | -17545983.5529 | -17507782.0802 | -17584755.3711 | -17729492.5536 | -17922828.6561 | -16557726.1899 | -14284093.3272 | -12449358.7978 | -11368340.2816 | -11484128.7245
P95 | -9718642.4797 | -9963399.5639 | -8890160.3247 | -9824658.9976 | -10119586.1941 | -11701430.3928 | -12510875.1719 | -13275939.6344 | -11408334.8028 | -12718526.6483 | -12254600.7196 | -12275293.6325 | -12694075.7417 | -12220252.1187 | -12841987.8475 | -12330118.5679 | -10345200.0187 | -9049556.8895 | -8605321.6015 | -8507410.7127
Total
Total - Total
Total - Total - Total
CAPACITYFACTOR - Net Generation Capacity Factor
MEAN | 0.40814 | 0.40152 | 0.39261 | 0.39819 | 0.35797 | 0.30699 | 0.24609 | 0.21924 | 0.19958 | 0.19652 | 0.1683 | 0.15991 | 0.15684 | 0.15475 | 0.15047 | 0.15036 | 0.14889 | 0.14234 | 0.13776 | 0.13047
P5 | 0.37219 | 0.35813 | 0.3433 | 0.34064 | 0.30101 | 0.24679 | 0.18961 | 0.1761 | 0.16046 | 0.16796 | 0.13662 | 0.13012 | 0.12744 | 0.12197 | 0.12065 | 0.11922 | 0.12177 | 0.11978 | 0.11712 | 0.10835
P95 | 0.44102 | 0.43554 | 0.42712 | 0.44576 | 0.41962 | 0.35703 | 0.30006 | 0.27677 | 0.25658 | 0.23705 | 0.21171 | 0.19489 | 0.19135 | 0.18931 | 0.18514 | 0.17869 | 0.17775 | 0.16787 | 0.16171 | 0.15523
CO2EMISSIONS - CO2 Emissions
MEAN | 554483.8553 | 540851.918 | 543518.8945 | 642974.2304 | 720787.819 | 778828.297 | 758598.9028 | 701201.5786 | 668875.757 | 652183.2942 | 673118.5032 | 682823.8194 | 661945.4445 | 651623.8656 | 659952.4837 | 646062.0131 | 644088.0728 | 649806.7904 | 624323.2256 | 606578.7498
P5 | 473727.9793 | 445444.6794 | 441169.0244 | 507166.8826 | 558221.7522 | 601143.2109 | 562888.7599 | 547525.6862 | 521793.4312 | 541868.7854 | 549066.7597 | 566626.3245 | 550612.6346 | 523473.7036 | 540046.9168 | 522888.0418 | 532397.0099 | 551869.3266 | 533759.0763 | 502173.8565
P95 | 625286.0547 | 612905.8764 | 615553.205 | 777599.9752 | 894985.5851 | 927721.0108 | 941953.3134 | 898109.1497 | 874549.8887 | 802030.5889 | 821614.5805 | 821219.5044 | 804445.6925 | 781566.816 | 802672.9266 | 755772.0575 | 762174.619 | 754858.1084 | 713859.6607 | 708165.2826
FUELCONSUMED - Fuel Consumed
MEAN | 5394272.2336 | 5340531.1544 | 5331212.5061 | 7191543.7646 | 8341799.0588 | 9199349.059 | 8966248.3902 | 8187813.6689 | 7521810.2879 | 7405615.7168 | 7685340.0336 | 7715943.3488 | 7569217.3282 | 7444747.3045 | 7449310.8079 | 7376769.1145 | 7293906.2964 | 7212529.6579 | 6959896.6169 | 6696140.8402
P5 | 4606903.9244 | 4370088.3107 | 4263045.8008 | 5702600.1696 | 6528975.8897 | 7043867.0148 | 6613814.1833 | 6308586.6803 | 5795843.0551 | 6101623.6703 | 6298058.2697 | 6382679.5906 | 6256871.978 | 5970338.3553 | 6058783.7799 | 5971001.3528 | 6039367.0118 | 6142461.3558 | 5975514.667 | 5550894.7678
P95 | 6097023.8099 | 6040798.9614 | 6107170.4611 | 8552736.8123 | 10337009.2842 | 11074534.4339 | 11209517.8388 | 10627795.7505 | 10013629.3029 | 9217407.9536 | 9498921.7132 | 9313204.8681 | 9141352.8382 | 8960974.565 | 9071014.3372 | 8702266.7777 | 8637260.9804 | 8398697.2306 | 8062848.3823 | 7873365.5844
FUELCOST - Fuel Cost
MEAN | 5507861.0856 | 5429688.0762 | 5676781.2357 | 9288565.808 | 11179043.9203 | 13008992.589 | 13378578.9916 | 12460218.6614 | 11497805.3148 | 11511821.4624 | 12354888.2657 | 12533178.2383 | 12667262.2352 | 12751331.6368 | 12886385.6624 | 13136261.8181 | 13168991.4844 | 13190020.5673 | 13064334.8022 | 12809829.3479
P5 | 4491054.5762 | 4112456.0926 | 4248167.0284 | 6254615.4759 | 7359801.1566 | 8208745.953 | 7909100.8271 | 8182844.0207 | 7404881.5478 | 8415389.4652 | 8636190.368 | 9160766.4529 | 9299219.7937 | 8633640.0725 | 8874360.2291 | 9044369.3944 | 9592014.3632 | 9894752.827 | 10034767.9021 | 9178205.3273
P95 | 6554076.7464 | 6634229.2048 | 7031280.8773 | 12683752.089 | 16077769.8821 | 17725264.7119 | 19336223.6115 | 20689968.3867 | 19016511.0321 | 16450409.8434 | 17804387.1047 | 17519935.2655 | 17502384.9955 | 18636025.0168 | 17996445.6028 | 17239758.4486 | 17855566.8495 | 17260442.4411 | 16787903.4043 | 16646133.7819
NETPOS - Net Position (MWh)
MEAN | 4945.6113 | 249670.9991 | 244995.9268 | 487934.9545 | 605428.3854 | 639834.4184 | 514399.4027 | 415814.5097 | 139180.3346 | 119717.6225 | -61146.2152 | -71472.923 | -89384.9104 | -113838.3778 | -145838.3231 | -205711.5122 | -365079.4527 | -406775.7611 | -484727.7381 | -531990.2409
P5 | -127477.4804 | 125652.9004 | 96117.7316 | 299624.8953 | 338963.0165 | 393984.3526 | 253263.2753 | 214480.714 | -74216.2794 | -31542.4733 | -249684.2833 | -242883.5064 | -251672.7818 | -279667.9342 | -306213.4985 | -368219.0465 | -522629.8432 | -596333.6372 | -627849.7785 | -690467.2019
P95 | 130976.452 | 364037.8433 | 392617.5864 | 689911.5711 | 826800.4279 | 880589.8735 | 781314.5878 | 729311.0298 | 405969.0866 | 308927.017 | 147173.6574 | 109895.7548 | 98457.9515 | 95655.66 | 27038.2978 | -18352.1467 | -205831.0836 | -256153.545 | -350693.9695 | -384310.1213
NETREVENUE - Net Revenue $
MEAN | -207126411.1651 | -208705701.0195 | -207316158.0544 | -207358471.3311 | -211169945.4999 | -206032478.2071 | -200133392.5842 | -201636650.4476 | -199503998.2679 | -201086410.685 | -180341582.8126 | -181484764.5568 | -181613141.836 | -180202312.9037 | -181349450.9232 | -181982467.2727 | -181670422.6475 | -180218694.5913 | -179557784.4678 | -180379359.4606
P5 | -209555470.8228 | -210643235.6212 | -209709433.8118 | -209977216.253 | -213579530.6997 | -208495201.6541 | -202480915.7203 | -204098349.2377 | -201291078.8781 | -202813241.8035 | -182324914.7352 | -183462934.8436 | -183595700.2553 | -182434018.84 | -183551090.5099 | -184813927.9405 | -184723965.6801 | -183151355.2878 | -183115715.4907 | -184122815.9248
P95 | -204902121.3084 | -206736982.9821 | -204848847.6679 | -204617673.0106 | -207932566.8796 | -203075214.5394 | -197308365.3726 | -199232957.697 | -197822425.6267 | -199074550.6004 | -178469374.1089 | -179632411.4636 | -179396370.0329 | -178504708.8041 | -179438413.9005 | -180053974.1522 | -179229396.9178 | -177795225.5143 | -175875181.074 | -177064477.5654
STARTS - Number Starts
MEAN | 2058.94 | 2114.48 | 2071.73 | 3225.26 | 4480.25 | 5811.38 | 7687.4 | 7228.06 | 6232.22 | 6475.72 | 6802.66 | 6402.7 | 6756.08 | 6706.25 | 6444.97 | 6481.67 | 6514.92 | 6037.41 | 6050.17 | 5824.36
P5 | 1909.5 | 1977.5 | 1944.5 | 2840 | 3886 | 4800.5 | 6653.5 | 5900.5 | 5104 | 5592.5 | 5759 | 5475.5 | 5823 | 5563 | 5252.5 | 5365 | 5442 | 4846.5 | 5183.5 | 4616.5
P95 | 2199.5 | 2232 | 2220 | 3562 | 5176.5 | 6751.5 | 8860.5 | 8362.5 | 7283.5 | 7460 | 8253 | 7404 | 7856.5 | 7798.5 | 7820 | 7603.5 | 7552 | 6891 | 7075 | 6917
VOMCOSTS - VOM Costs
MEAN | 1638942.8621 | 1686196.9155 | 1697764.8204 | 1666490.1557 | 1755608.6011 | 1842898.8931 | 1917288.6871 | 1804067.2529 | 1757219.2248 | 1775895.1777 | 1862835.4882 | 1912159.3448 | 1890240.6693 | 1896408.8294 | 1947296.1713 | 1966572.8535 | 1980498.3696 | 2041192.5631 | 2005369.0581 | 1985189.3719
P5 | 1351495.0756 | 1301019.9186 | 1272087.0027 | 1237631.6944 | 1301810.461 | 1370097.8227 | 1350267.31 | 1360524.5278 | 1312221.6344 | 1425015.8261 | 1442530.7207 | 1524809.5446 | 1518625.6214 | 1452607.9816 | 1521612.9773 | 1533553.0803 | 1571049.3218 | 1655584.9148 | 1653461.7641 | 1566205.4318
P95 | 1907429.8063 | 1991576.2475 | 2034805.2644 | 2097619.0577 | 2248880.4936 | 2256228.3881 | 2502145.4813 | 2418467.35 | 2387869.4832 | 2228340.1994 | 2379508.2736 | 2385788.2962 | 2365268.6941 | 2357464.3762 | 2449577.3722 | 2337145.5707 | 2432799.6583 | 2433927.21 | 2367480.6427 | 2380680.0094

## Battery
Books | Montana
Study Portfolios | 2019.01.25 IRP Base - ARS Forced Battery - IRP Planning MAIN load dispatch v7 Forced Battery
Date Intervals | Annual
Peak Period Label | Light Load
Value | Column Labels
Row Labels | 2019-01 | 2020-01 | 2021-01 | 2022-01 | 2023-01 | 2024-01 | 2025-01 | 2026-01 | 2027-01 | 2028-01 | 2029-01 | 2030-01 | 2031-01 | 2032-01 | 2033-01 | 2034-01 | 2035-01 | 2036-01 | 2037-01 | 2038-01
Ancillary Reserve
2018 IRP Anc Req v6 with candidate assets
15010: New 2022JAN 18V50DF_NG_B #1
NETREVENUE - Net Revenue $
MEAN | -22772.6126 | -4402.8107 | -1973.7587 | -9438.9076 | -6552.977 | -2484.372 | -152751.5518 | -126272.5743 | -81628.8308 | -97321.2616 | -109409.172 | -109381.4189 | -115065.562 | -114037.0578 | -112493.4866 | -120121.974 | -82778.6812 | -74740.1392 | -70735.9186 | -61857.2554
P5 | -56854.7994 | -12189.0521 | -5775.0839 | -23561.1093 | -19224.5769 | -8544.6644 | -262377.2622 | -250538.4972 | -173871.8438 | -169704.7754 | -200389.3344 | -171718.8694 | -170956.7416 | -186043.1737 | -188798.3668 | -182492.5263 | -141345.3483 | -122247.9561 | -111294.9411 | -99582.0073
P95 | -6568.7266 | -522.8894 | -117.6715 | -1462.7299 | -673.7665 | -47.1567 | -63414.8455 | -57329.6067 | -31719.9605 | -49032.0132 | -53264.029 | -53670.1319 | -54562.8257 | -59326.4228 | -57012.9682 | -61986.6887 | -42480.143 | -34990.4129 | -31455.765 | -25740.6586
2018 IRP Anc Req v6 with candidate assets - Total
NETREVENUE - Net Revenue $
MEAN | -312904.8942 | -18947.7305 | -18168.1965 | -32291.7094 | -31107.9205 | -24066.7701 | -397678.2985 | -387499.456 | -282278.4185 | -307890.4733 | -292107.9399 | -296494.2386 | -307428.4277 | -310102.3093 | -314085.6909 | -325267.2881 | -259286.2452 | -255150.411 | -244405.2177 | -249889.1454
P5 | -401661.3694 | -26799.1143 | -25001.5998 | -49535.8394 | -43546.9607 | -31255.627 | -499210.387 | -512854.8588 | -371506.7607 | -385423.8851 | -391113.1969 | -382416.1037 | -375245.8558 | -401614.8562 | -408487.565 | -398392.566 | -334464.8285 | -307375.8517 | -286820.1796 | -296323.7087
P95 | -252391.0888 | -13287.5376 | -11405.1964 | -20535.5928 | -21518.4605 | -19107.6273 | -316348.2702 | -322113.5951 | -234118.3594 | -256853.4102 | -227440.5628 | -234700.122 | -243735.617 | -228788.7941 | -243824.3996 | -255562.37 | -214182.4822 | -205783.2808 | -201224.9079 | -209026.8074
2888218
NETREVENUE - Net Revenue $
MEAN | -290132.2817 | -14544.9198 | -16194.4378 | -22852.8018 | -24554.9435 | -21582.3981 | -244926.7467 | -261226.8817 | -200649.5877 | -210569.2117 | -182698.7678 | -187112.8197 | -192362.8658 | -196065.2515 | -201592.2044 | -205145.3141 | -176507.564 | -180410.2718 | -173669.2991 | -188031.89
P5 | -349408.9275 | -19426.036 | -20737.0125 | -28731.3177 | -32845.5855 | -26021.2002 | -277211.9889 | -287442.3942 | -215373.6557 | -224128.2788 | -202231.8112 | -206604.6528 | -212935.494 | -225071.1899 | -225948.6827 | -227135.3212 | -194154.7622 | -197914.4706 | -187330.5092 | -204977.3512
P95 | -233271.152 | -11073.8443 | -10984.6125 | -17633.806 | -18251.298 | -17649.4095 | -225318.429 | -236371.4784 | -184457.3353 | -195910.159 | -158989.681 | -167710.7712 | -165331.2207 | -173136.1829 | -177099.1193 | -182830.2802 | -160605.2322 | -166927.4326 | -156060.8036 | -172992.015
Ancillary Reserve - Total
NETREVENUE - Net Revenue $
MEAN | -312904.8942 | -18947.7305 | -18168.1965 | -32291.7094 | -31107.9205 | -24066.7701 | -397678.2985 | -387499.456 | -282278.4185 | -307890.4733 | -292107.9399 | -296494.2386 | -307428.4277 | -310102.3093 | -314085.6909 | -325267.2881 | -259286.2452 | -255150.411 | -244405.2177 | -249889.1454
P5 | -401661.3694 | -26799.1143 | -25001.5998 | -49535.8394 | -43546.9607 | -31255.627 | -499210.387 | -512854.8588 | -371506.7607 | -385423.8851 | -391113.1969 | -382416.1037 | -375245.8558 | -401614.8562 | -408487.565 | -398392.566 | -334464.8285 | -307375.8517 | -286820.1796 | -296323.7087
P95 | -252391.0888 | -13287.5376 | -11405.1964 | -20535.5928 | -21518.4605 | -19107.6273 | -316348.2702 | -322113.5951 | -234118.3594 | -256853.4102 | -227440.5628 | -234700.122 | -243735.617 | -228788.7941 | -243824.3996 | -255562.37 | -214182.4822 | -205783.2808 | -201224.9079 | -209026.8074
Battery Storage
NETPOS - Net Position (MWh)
MEAN |  | -76905.0187 | -77680.8664 | -85673.6935 | -86152.0947 | -81484.9955 | -78241.1091 | -83221.3276 | -84513.4897 | -87186.0813 | -82203.2574 | -81507.8788 | -82885.5589 | -85981.9742 | -83834.3241 | -87499.6485 | -85429.3155 | -86007.7839 | -87225.2123 | -88538.0928
P5 |  | -83917.2796 | -85958.8584 | -95991.7048 | -95495.2205 | -92504.1386 | -87633.7395 | -90330.922 | -95723.6436 | -95632.3968 | -91298.4612 | -90592.7488 | -91499.8913 | -96898.1389 | -93066.0034 | -95881.2475 | -95051.5047 | -94190.573 | -95746.4593 | -97216.8541
P95 |  | -65534.0612 | -68849.0085 | -77315.4786 | -75002.8947 | -71717.5035 | -70029.9815 | -75763.3369 | -76091.6403 | -78763.4654 | -73582.401 | -72396.0559 | -74746.3448 | -77378.6814 | -76603.0419 | -79104.7215 | -76100.8566 | -75354.4589 | -78817.0864 | -80049.206
Financial Instrument
NETREVENUE - Net Revenue $
MEAN | -4468253.75 | -2197268.75
P5 | -4796800.3222 | -2430648.3252
P95 | -4108727.5897 | -1967674.9187
Fixed Cost
NETREVENUE - Net Revenue $
MEAN | -121157947.0263 | -121133735.2685 | -120725709.4923 | -120770799.5701 | -121487394.786 | -121569496.6134 | -121820161.4476 | -121668440.2689 | -121018910.6762 | -122140311.8572 | -121917087.0109 | -122126168.9306 | -122344148.5928 | -121981892.1233 | -122298385.0149 | -123056649.3173 | -123314662.1434 | -122287065.5493 | -121423591.8946 | -120975842.0177
P5 | -121157947.0263 | -121133735.2685 | -120725709.4923 | -120770799.5701 | -121487394.786 | -121569496.6134 | -121820161.4476 | -121668440.2689 | -121018910.6762 | -122140311.8572 | -121917087.0109 | -122126168.9306 | -122344148.5928 | -121981892.1233 | -122298385.0149 | -123056649.3173 | -123314662.1434 | -122287065.5493 | -121423591.8946 | -120975842.0177
P95 | -121157947.0263 | -121133735.2685 | -120725709.4923 | -120770799.5701 | -121487394.786 | -121569496.6134 | -121820161.4476 | -121668440.2689 | -121018910.6762 | -122140311.8572 | -121917087.0109 | -122126168.9306 | -122344148.5928 | -121981892.1233 | -122298385.0149 | -123056649.3173 | -123314662.1434 | -122287065.5493 | -121423591.8946 | -120975842.0177
Generation Asset
15600: New 2022JAN 18V50DF_NG_B #1
CAPACITYFACTOR - Net Generation Capacity Factor
MEAN |  |  |  | 0.71064 | 0.38843 | 0.2814 | 0.17183 | 0.13839 | 0.1101 | 0.10732 | 0.11305 | 0.098677 | 0.10052 | 0.099289 | 0.094819 | 0.096485 | 0.087933 | 0.079526 | 0.074737 | 0.068185
P5 |  |  |  | 0.6727 | 0.32158 | 0.21684 | 0.11939 | 0.09249 | 0.072354 | 0.083091 | 0.084958 | 0.071009 | 0.074736 | 0.067967 | 0.065041 | 0.06868 | 0.064062 | 0.058114 | 0.054946 | 0.048297
P95 |  |  |  | 0.74403 | 0.46063 | 0.35908 | 0.23016 | 0.20771 | 0.1828 | 0.15026 | 0.16249 | 0.14288 | 0.13961 | 0.14462 | 0.13056 | 0.12646 | 0.12474 | 0.10552 | 0.10489 | 0.096211
CO2EMISSIONS - CO2 Emissions
MEAN |  |  |  | 22874.3074 | 12567.031 | 9044.3633 | 5484.3628 | 4402.2139 | 3495.7458 | 3453.9779 | 3602.3828 | 3138.8108 | 3223.5695 | 3134.3922 | 3026.882 | 3096.5782 | 2811.2345 | 2543.8264 | 2387.4049 | 2165.8107
P5 |  |  |  | 21654.9722 | 10386.9395 | 6983.1788 | 3799.442 | 2951.1645 | 2279.157 | 2673.9983 | 2684.592 | 2256.67 | 2397.0907 | 2143.448 | 2082.7905 | 2198.9902 | 2049.1782 | 1863.5348 | 1740.837 | 1538.374
P95 |  |  |  | 23905.4232 | 14878.9825 | 11458.9613 | 7332.7425 | 6484.5892 | 5795.0215 | 4812.6557 | 5208.592 | 4546.4225 | 4513.4485 | 4563.8165 | 4196.9007 | 4061.1842 | 4006.6022 | 3382.2937 | 3337.395 | 3053.6442
FUELCONSUMED - Fuel Consumed
MEAN |  |  |  | 373086.4913 | 204903.0864 | 147481.4294 | 89397.2568 | 71761.7994 | 56989.4447 | 56295.097 | 58718.2734 | 51161.5136 | 52548.5364 | 51086.8071 | 49341.9907 | 50472.896 | 45825.7508 | 41469.3588 | 38911.4857 | 35301.8418
P5 |  |  |  | 353225.1395 | 169365.1945 | 113881.3955 | 61931.7482 | 48107.4493 | 37155.8855 | 43582.2104 | 43758.1822 | 36782.7408 | 39075.5795 | 34935.3035 | 33952.2788 | 35842.3716 | 33403.451 | 30379.1819 | 28373.2351 | 25074.8079
P95 |  |  |  | 389876.5267 | 242585.0567 | 186841.1216 | 119526.6742 | 105707.4886 | 94475.2663 | 78439.7531 | 84901.5489 | 74109.7494 | 73575.8463 | 74385.3069 | 68414.6987 | 66196.8522 | 65311.2251 | 55137.8594 | 54395.139 | 49773.7143
FUELCOST - Fuel Cost
MEAN |  |  |  | 531910.3549 | 324290.4167 | 249478.1124 | 166021.1119 | 138122.8025 | 115695.2406 | 113914.1168 | 123168.3214 | 110183.2941 | 115553.5274 | 115703.0329 | 113413.9308 | 117689.6936 | 109561.1338 | 103906.2898 | 100074.3032 | 95022.9111
P5 |  |  |  | 357296.0546 | 203686.111 | 143756.9937 | 79318.5874 | 70197.9624 | 55843.151 | 69410.044 | 71383.3997 | 58442.3338 | 65083.5159 | 60121.9439 | 58683.33 | 63014.4368 | 63027.3745 | 58738.2937 | 57545.1885 | 50551.6721
P95 |  |  |  | 730332.2183 | 488105.8014 | 375487.8331 | 276115.6894 | 289258.6211 | 265166.3878 | 193530.1762 | 227872.2042 | 194823.967 | 197290.2852 | 221846.9398 | 191527.7266 | 183449.9899 | 193230.8963 | 165149.7939 | 164203.9433 | 157415.9203
NETPOS - Net Position (MWh)
MEAN |  |  |  | 43358.9071 | 23910.9175 | 17226.6606 | 10500.8969 | 8423.2301 | 6684.9498 | 6598.9052 | 6877.9012 | 5987.8801 | 6207.6997 | 6030.834 | 5820.0997 | 5949.3712 | 5398.081 | 4881.2813 | 4577.0309 | 4149.4533
P5 |  |  |  | 40966.9985 | 19734.8968 | 13272.434 | 7274.9079 | 5647.74 | 4358.8922 | 5108.6313 | 5126.31 | 4305.6 | 4616.68 | 4124.236 | 4005.1476 | 4225.2 | 3934.91 | 3576.125 | 3337.635 | 2947.55
P95 |  |  |  | 45387.0462 | 28348.8308 | 21862.6905 | 14040.1 | 12407.045 | 11077.3597 | 9194.23 | 9939.2803 | 8662.2874 | 8690.9189 | 8779.005 | 8069.8048 | 7802.389 | 7693.63 | 6490.625 | 6398.5917 | 5848.8891
NETREVENUE - Net Revenue $
MEAN |  |  |  | -98954.9442 | 17509.0449 | 43623.3501 | 63889.2294 | 53466.882 | 39565.4083 | 46338.6201 | 46888.1844 | 47421.0349 | 48654.5284 | 48061.3142 | 47338.6511 | 51698.301 | 47767.5631 | 40899.6326 | 40759.5776 | 34431.6026
P5 |  |  |  | -226576.6762 | -58515.3139 | -21950.4826 | 19692.7461 | 23209.1981 | 12907.8496 | 22864.4643 | 20127.4051 | 23983.0666 | 26040.4342 | 24194.6999 | 23996.068 | 27733.9991 | 28006.9045 | 22827.2655 | 24296.6003 | 17742.1627
P95 |  |  |  | 34887.1224 | 105339.051 | 100577.3354 | 116385.9054 | 100244.7192 | 80098.3076 | 76550.1539 | 87391.1592 | 73412.9379 | 73266.1815 | 74780.9771 | 80549.7033 | 79411.1538 | 80038.8056 | 61395.9235 | 60945.2016 | 53434.4346
STARTS - Number Starts
MEAN |  |  |  | 114.28 | 133.24 | 131.94 | 119.56 | 101.71 | 88.53 | 88.11 | 93.68 | 83.71 | 84.64 | 82.88 | 80.77 | 78.49 | 75.95 | 70.14 | 67.39 | 61.84
P5 |  |  |  | 91.5 | 114.5 | 109.5 | 99.5 | 79 | 72 | 71.5 | 74.5 | 65 | 69 | 62 | 61 | 59.5 | 59.5 | 53.5 | 53 | 47
P95 |  |  |  | 133.5 | 152 | 153.5 | 140 | 123 | 108 | 107 | 121.5 | 104 | 107 | 103 | 99 | 98.5 | 92.5 | 85 | 86 | 78
VOMCOSTS - VOM Costs
MEAN |  |  |  | 29050.4677 | 16259.4239 | 12058.6624 | 7455.6368 | 6064.7257 | 4946.8629 | 4949.1789 | 5295.9839 | 4670.5465 | 4966.1597 | 4945.2839 | 4830.6828 | 5056.9655 | 4696.3305 | 4295.5276 | 4119.3278 | 3817.497
P5 |  |  |  | 27447.889 | 13419.7298 | 9290.7038 | 5165.1846 | 4066.3728 | 3225.5802 | 3831.4734 | 3947.2587 | 3358.368 | 3693.344 | 3381.8735 | 3324.2725 | 3591.42 | 3423.3717 | 3146.99 | 3003.8715 | 2711.746
P95 |  |  |  | 30409.3209 | 19277.2049 | 15303.8833 | 9968.471 | 8933.0724 | 8197.2461 | 6895.6725 | 7653.2458 | 6756.5842 | 6952.7351 | 7198.7841 | 6697.938 | 6632.0306 | 6693.4581 | 5711.75 | 5758.7326 | 5380.9779
15600: New 2022JAN 18V50DF_NG_B #2
CAPACITYFACTOR - Net Generation Capacity Factor
MEAN |  |  |  | 0.71232 | 0.38792 | 0.28069 | 0.16706 | 0.1342 | 0.10556 | 0.10397 | 0.10667 | 0.093114 | 0.092297 | 0.090626 | 0.085983 | 0.088493 | 0.082708 | 0.073487 | 0.069931 | 0.062911
P5 |  |  |  | 0.67661 | 0.32115 | 0.21365 | 0.11067 | 0.089789 | 0.07074 | 0.079897 | 0.078849 | 0.069267 | 0.069664 | 0.064604 | 0.059987 | 0.062535 | 0.060699 | 0.054665 | 0.053576 | 0.045778
P95 |  |  |  | 0.74246 | 0.46312 | 0.35102 | 0.22838 | 0.19352 | 0.15816 | 0.14013 | 0.14377 | 0.12372 | 0.11632 | 0.12145 | 0.11705 | 0.10855 | 0.11342 | 0.096601 | 0.090876 | 0.08041
CO2EMISSIONS - CO2 Emissions
MEAN |  |  |  | 22979.253 | 12531.3196 | 9021.576 | 5323.7622 | 4279.808 | 3346.3832 | 3342.8944 | 3393.6061 | 2958.4651 | 2959.8957 | 2862.0681 | 2742.4671 | 2841.7932 | 2642.0248 | 2352.8457 | 2230.6818 | 2000.391
P5 |  |  |  | 21817.7777 | 10385.0182 | 6876.6112 | 3522.4805 | 2859.7568 | 2251.4125 | 2568.7815 | 2489.442 | 2195.9135 | 2213.0363 | 2035.8863 | 1912.312 | 2024.1202 | 1939.947 | 1750.0642 | 1714.659 | 1455.572
P95 |  |  |  | 24023.1562 | 14889.287 | 11261.2815 | 7257.4083 | 6155.753 | 4983.3785 | 4519.023 | 4532.1647 | 3933.9585 | 3758.2562 | 3818.1672 | 3733.9498 | 3467.0233 | 3595.8927 | 3068.0678 | 2892.669 | 2558.146
FUELCONSUMED - Fuel Consumed
MEAN |  |  |  | 374802.4405 | 204317.827 | 147107.2863 | 86779.1859 | 69766.0438 | 54554.3454 | 54484.537 | 55315.154 | 48221.829 | 48250.1228 | 46648.1464 | 44705.6214 | 46319.8739 | 43067.4528 | 38355.9315 | 36357.061 | 32605.5047
P5 |  |  |  | 355867.7255 | 169333.5768 | 112137.131 | 57417.5192 | 46617.3956 | 36703.6445 | 41867.4152 | 40577.5884 | 35792.4362 | 36075.2608 | 33182.2838 | 31172.9383 | 32992.0836 | 31622.8832 | 28529.3956 | 27946.5699 | 23725.1723
P95 |  |  |  | 391839.1623 | 242754.7443 | 183617.0353 | 118298.188 | 100345.8383 | 81241.3651 | 73654.3367 | 73874.5219 | 64122.497 | 61264.2092 | 62231.4456 | 60868.3015 | 56511.8805 | 58616.2903 | 50015.3744 | 47146.5035 | 41696.6352
FUELCOST - Fuel Cost
MEAN |  |  |  | 533933.6643 | 324218.049 | 248487.0392 | 160508.6017 | 133708.5348 | 109483.2711 | 109213.2002 | 114798.9362 | 102648.3976 | 104715.62 | 104509.9561 | 101891.6573 | 107170.8043 | 101630.9163 | 94933.9464 | 91785.7286 | 85307.8327
P5 |  |  |  | 354479.558 | 199262.2164 | 136052.5478 | 73209.4556 | 68491.7358 | 52972.628 | 67605.0373 | 64640.9404 | 57557.3399 | 61533.3926 | 55220.5982 | 53054.3722 | 59463.5701 | 60281.1265 | 54297.8924 | 58512.8236 | 49499.1145
P95 |  |  |  | 733412.4419 | 499094.2614 | 372064.3171 | 263996.4189 | 273343.6267 | 221193.8733 | 179879.7729 | 196887.064 | 166693.9082 | 165002.0479 | 188068.7868 | 167025.5576 | 162898.3238 | 166060.9009 | 146461.9043 | 141541.3289 | 130006.1563
NETPOS - Net Position (MWh)
MEAN |  |  |  | 43549.4637 | 23850.9105 | 17189.3719 | 10194.1482 | 8189.9381 | 6399.6482 | 6386.8581 | 6479.6208 | 5644.2119 | 5700.3312 | 5507.095 | 5273.3821 | 5460.0919 | 5073.186 | 4514.9927 | 4276.7033 | 3832.6942
P5 |  |  |  | 41323.0341 | 19736.7615 | 13088.1048 | 6744.9071 | 5472.81 | 4305.511 | 4908.255 | 4753.035 | 4189.68 | 4262.2 | 3917.625 | 3677.355 | 3889.2 | 3725.16 | 3358.375 | 3287.445 | 2788.9
P95 |  |  |  | 45540.9489 | 28363.0843 | 21486.9269 | 13897.2807 | 11778.9655 | 9530.49 | 8632.71 | 8652.0549 | 7504.5124 | 7237.8837 | 7346.455 | 7179.731 | 6660.8285 | 6904.97 | 5887.625 | 5545.995 | 4901.45
NETREVENUE - Net Revenue $
MEAN |  |  |  | -104229.4479 | 22498.7222 | 45712.7963 | 64545.2123 | 54817.2767 | 40172.2035 | 47394.7992 | 48667.6296 | 48798.9216 | 51251.7877 | 50490.1095 | 49959.4756 | 53775.4045 | 49096.656 | 42626.9535 | 41951.8458 | 35942.4982
P5 |  |  |  | -229318.7468 | -52024.6903 | -18940.2393 | 21772.6201 | 25288.2323 | 13247.7974 | 23946.3509 | 22537.7014 | 25036.9999 | 26439.4052 | 27670.7773 | 26759.2113 | 29855.0543 | 28540.73 | 23328.9079 | 23803.0267 | 18213.2952
P95 |  |  |  | 27175.7084 | 104929.889 | 104728.0432 | 113796.1866 | 102057.4973 | 82795.9168 | 79198.974 | 91864.5992 | 73591.9939 | 76591.5465 | 79357.4736 | 82269.6531 | 81605.9427 | 79408.866 | 65765.6552 | 61727.9121 | 55848.3679
STARTS - Number Starts
MEAN |  |  |  | 114.38 | 132.93 | 131.88 | 117.85 | 100.82 | 87.36 | 86.69 | 90.82 | 81.27 | 81.38 | 80.33 | 77 | 76.16 | 75.21 | 68.51 | 65.59 | 61.61
P5 |  |  |  | 91 | 113.5 | 110.5 | 99.5 | 76 | 66.5 | 69.5 | 72 | 62 | 64 | 57 | 53.5 | 52 | 58 | 51.5 | 51 | 46
P95 |  |  |  | 139 | 150.5 | 153.5 | 138 | 124.5 | 109.5 | 104 | 117.5 | 99.5 | 100.5 | 100.5 | 99 | 93 | 93 | 84.5 | 83 | 78.5
VOMCOSTS - VOM Costs
MEAN |  |  |  | 29178.1407 | 16218.6192 | 12032.5604 | 7237.8452 | 5896.7554 | 4735.7397 | 4790.1436 | 4989.308 | 4402.4853 | 4560.2649 | 4515.8179 | 4376.9072 | 4641.0781 | 4413.6718 | 3973.1935 | 3849.033 | 3526.0787
P5 |  |  |  | 27686.4328 | 13420.9978 | 9161.6733 | 4788.8841 | 3940.4232 | 3186.0782 | 3681.1912 | 3659.8369 | 3267.9504 | 3409.76 | 3212.4525 | 3052.2047 | 3305.82 | 3240.8892 | 2955.37 | 2958.7005 | 2565.788
P95 |  |  |  | 30512.4358 | 19286.8973 | 15040.8488 | 9867.0693 | 8480.8551 | 7052.5626 | 6474.5325 | 6662.0823 | 5853.5197 | 5790.3069 | 6024.0931 | 5959.1768 | 5661.7042 | 6007.3239 | 5181.11 | 4991.3955 | 4509.334
15600: New 2022JAN DGGS Build-out 18V50DF_NG_A Cumulative #1
CAPACITYFACTOR - Net Generation Capacity Factor
MEAN |  |  |  | 0.30034 | 0.19784 | 0.16912 | 0.13597 | 0.11078 | 0.084097 | 0.084502 | 0.084507 | 0.078536 | 0.076761 | 0.074776 | 0.071553 | 0.073966 | 0.069198 | 0.061192 | 0.060387 | 0.053064
P5 |  |  |  | 0.20774 | 0.12077 | 0.11328 | 0.078744 | 0.069436 | 0.048407 | 0.060851 | 0.057733 | 0.05532 | 0.056036 | 0.05329 | 0.048718 | 0.053036 | 0.050707 | 0.045036 | 0.043815 | 0.037294
P95 |  |  |  | 0.38021 | 0.28487 | 0.22528 | 0.19244 | 0.16428 | 0.13196 | 0.11998 | 0.11895 | 0.10515 | 0.09891 | 0.096268 | 0.099488 | 0.090874 | 0.098274 | 0.078934 | 0.07715 | 0.070047
CO2EMISSIONS - CO2 Emissions
MEAN |  |  |  | 29784.4991 | 19641.8116 | 16695.8045 | 13319.6938 | 10861.3811 | 8216.9536 | 8383.5292 | 8251.3648 | 7677.8087 | 7511.1267 | 7299.8585 | 6945.162 | 7240.4412 | 6745.4829 | 5933.1031 | 5947.0418 | 5205.1981
P5 |  |  |  | 20681.944 | 12017.1372 | 11174.8417 | 7710.5503 | 6798.204 | 4705.008 | 6072.477 | 5628.6495 | 5419.1033 | 5459.5252 | 5218.43 | 4727.118 | 5207.9308 | 4950.7835 | 4386.69 | 4309.321 | 3663.387
P95 |  |  |  | 37721.2325 | 28249.812 | 22245.1205 | 18900.7748 | 16049.46 | 12907.5835 | 11886.361 | 11576.655 | 10281.3743 | 9692.9895 | 9370.06 | 9626.694 | 8911.4465 | 9560.5917 | 7665.63 | 7599.425 | 6866.055
FUELCONSUMED - Fuel Consumed
MEAN |  |  |  | 478154.7197 | 315140.9264 | 267807.7367 | 213649.5694 | 174233.1623 | 131802.0858 | 134478.9535 | 132361.2925 | 123171.1146 | 120473.4891 | 117094.7739 | 111392.1398 | 116137.4361 | 108201.0462 | 95177.6779 | 95384.4839 | 83493.7601
P5 |  |  |  | 332228.8741 | 192823.5138 | 179267.7882 | 123677.9712 | 109053.4536 | 75469.3632 | 97406.9712 | 90289.7942 | 86935.7495 | 87566.926 | 83706.9631 | 75817.2215 | 83535.5741 | 79413.1052 | 70370.388 | 69117.113 | 58762.3901
P95 |  |  |  | 605396.121 | 453196.8271 | 356819.0433 | 303171.8844 | 257457.564 | 207040.4784 | 190665.9216 | 185702.4135 | 164939.3029 | 155468.7001 | 150301.7702 | 154400.4595 | 142940.2262 | 153356.7926 | 122970.476 | 121887.025 | 110134.6383
FUELCOST - Fuel Cost
MEAN |  |  |  | 731978.1912 | 531957.3831 | 464167.1275 | 400542.6671 | 336422.2857 | 268909.6036 | 272870.9799 | 276971.6795 | 262555.1597 | 261060.7636 | 262618.1334 | 253719.042 | 268574.5393 | 255089.9259 | 235527.3998 | 240431.9871 | 218723.9721
P5 |  |  |  | 348863.6928 | 230692.3377 | 222134.0839 | 158354.2595 | 151264.1719 | 112329.774 | 153247.1787 | 142073.3035 | 139449.8271 | 149835.9661 | 138813.3044 | 130056.7304 | 147048.9643 | 152010.8175 | 137218.7296 | 142509.7046 | 121912.7563
P95 |  |  |  | 1195640.7877 | 948189.8735 | 730230.0468 | 676214.3131 | 687309.7138 | 567853.1651 | 477795.8558 | 497187.2257 | 418135.6983 | 409026.0969 | 441357.6141 | 414300.3314 | 406000.878 | 425718.127 | 363128.904 | 357178.7893 | 346638.3517
NETPOS - Net Position (MWh)
MEAN |  |  |  | 55964.2505 | 36958.745 | 31557.0346 | 25146.8731 | 20493.0726 | 15491.343 | 15794.3802 | 15533.4121 | 14444.7462 | 14118.3808 | 13712.7285 | 13035.8484 | 13581.6326 | 12643.2448 | 11113.6709 | 11241.542 | 9833.1984
P5 |  |  |  | 38771.4748 | 22606.32 | 21113.1975 | 14557.2 | 12826.8 | 8870.4 | 11440.8 | 10596.15 | 10195.35 | 10262.15 | 9802.9 | 8872.7 | 9769.1 | 9279.4 | 8217 | 8145.8 | 6920.55
P95 |  |  |  | 70949.0224 | 53174.35 | 42047.1518 | 35683.1 | 30282 | 24334.8 | 22394.4 | 21793.5 | 19342.7 | 18219.7 | 17601.8 | 18069.1 | 16716.2 | 17919.7 | 14359 | 14365 | 12970.75
NETREVENUE - Net Revenue $
MEAN |  |  |  | 220473.819 | 244301.8321 | 217775.6325 | 211953.0533 | 177807.4359 | 136929.1818 | 157629.6134 | 161023.58 | 155977.9969 | 154784.2977 | 152301.8001 | 148965.2474 | 162117.7165 | 148088.0343 | 130253.1424 | 132850.3692 | 115838.1905
P5 |  |  |  | -29297.1763 | 58748.257 | 111025.9294 | 85763.8605 | 92262.722 | 62542.7011 | 88725.3007 | 84608.9838 | 81291.992 | 81302.097 | 83882.4837 | 78870.1959 | 91864.1546 | 88778.0872 | 72218.4369 | 78436.1967 | 59009.8295
P95 |  |  |  | 532636.6691 | 491768.7885 | 332672.0763 | 363693.5054 | 322223.8572 | 265724.0525 | 256513.4418 | 290440.095 | 232652.8854 | 228413 | 240091.9659 | 247070.0456 | 242871.7635 | 243684.4084 | 199055.3349 | 195341.0857 | 175968.1853
STARTS - Number Starts
MEAN |  |  |  | 454.02 | 367.46 | 391.2 | 310.07 | 264.46 | 223.92 | 222.48 | 234.86 | 218.46 | 216.84 | 214.72 | 205.45 | 200.98 | 201.16 | 181 | 181.81 | 165.53
P5 |  |  |  | 361 | 283.5 | 281 | 236.5 | 178 | 153.5 | 172.5 | 163.5 | 165 | 172 | 155 | 143.5 | 137 | 148 | 127 | 143 | 117.5
P95 |  |  |  | 534 | 445.5 | 478.5 | 378 | 338.5 | 297 | 276 | 320.5 | 277.5 | 272 | 273 | 275.5 | 257 | 264.5 | 228 | 230.5 | 212.5
VOMCOSTS - VOM Costs
MEAN |  |  |  | 37496.0479 | 25131.9466 | 25876.7683 | 21123.3734 | 17419.1117 | 13477.4684 | 14056.9983 | 14135.405 | 13289.1665 | 13271.278 | 13164.2194 | 12775.1315 | 13581.6326 | 12896.1097 | 11558.2178 | 11916.0345 | 10619.8543
P5 |  |  |  | 25976.8881 | 15372.2976 | 17312.822 | 12228.048 | 10902.78 | 7717.248 | 10182.312 | 9642.4965 | 9379.722 | 9646.421 | 9410.784 | 8695.246 | 9769.1 | 9464.988 | 8545.68 | 8634.548 | 7474.194
P95 |  |  |  | 47535.845 | 36158.558 | 34478.6645 | 29973.804 | 25739.7 | 21171.276 | 19931.016 | 19832.085 | 17795.284 | 17126.518 | 16897.728 | 17707.718 | 16716.2 | 18278.094 | 14933.36 | 15226.9 | 14008.41
15600: New 2023JAN 18V50DF_NG_B #1
CAPACITYFACTOR - Net Generation Capacity Factor
MEAN |  |  |  |  | 0.39175 | 0.285 | 0.16804 | 0.13446 | 0.10428 | 0.10272 | 0.10544 | 0.092762 | 0.092019 | 0.090466 | 0.085518 | 0.088486 | 0.082711 | 0.07405 | 0.069441 | 0.062348
P5 |  |  |  |  | 0.33173 | 0.22328 | 0.11876 | 0.092705 | 0.065237 | 0.078221 | 0.078095 | 0.066781 | 0.068367 | 0.063249 | 0.061311 | 0.06486 | 0.060793 | 0.055583 | 0.051935 | 0.045686
P95 |  |  |  |  | 0.46007 | 0.34265 | 0.22384 | 0.19121 | 0.1541 | 0.14078 | 0.14095 | 0.12241 | 0.11888 | 0.12043 | 0.11721 | 0.11002 | 0.1144 | 0.096672 | 0.089614 | 0.081823
CO2EMISSIONS - CO2 Emissions
MEAN |  |  |  |  | 12663.3082 | 9163.5661 | 5358.6883 | 4288.7485 | 3310.2317 | 3302.2335 | 3351.2321 | 2948.2508 | 2949.0278 | 2856.5906 | 2725.0118 | 2842.3093 | 2643.9963 | 2373.2563 | 2216.7049 | 1982.1142
P5 |  |  |  |  | 10794.9425 | 7167.6608 | 3809.9985 | 2933.1552 | 2079.4195 | 2537.3535 | 2469.729 | 2122.1377 | 2186.7427 | 1983.3473 | 1956.072 | 2063.466 | 1935.5777 | 1771.8855 | 1644.851 | 1442.498
P95 |  |  |  |  | 14760.0737 | 10974.87 | 7142.203 | 6079.4497 | 4862.958 | 4542.427 | 4475.363 | 3870.8895 | 3836.8285 | 3800.6543 | 3714.0705 | 3533.7607 | 3652.693 | 3089.889 | 2866.491 | 2593.8095
FUELCONSUMED - Fuel Consumed
MEAN |  |  |  |  | 206474.7492 | 149420.6939 | 87348.5522 | 69911.7947 | 53965.0554 | 53821.8188 | 54624.4247 | 48055.3096 | 48073.0059 | 46558.8841 | 44421.0026 | 46328.2944 | 43099.5586 | 38688.6744 | 36129.262 | 32307.6004
P5 |  |  |  |  | 176013.0791 | 116884.675 | 62105.3392 | 47813.9502 | 33899.607 | 41356.3209 | 40256.12 | 34589.9236 | 35646.6438 | 32325.9667 | 31886.2779 | 33633.3984 | 31551.6605 | 28885.1237 | 26808.7961 | 23512.072
P95 |  |  |  |  | 240651.6962 | 178952.8219 | 116421.568 | 99102.9347 | 79279.9195 | 74035.3009 | 72947.6231 | 63094.6791 | 62545.2599 | 61946.0066 | 60544.6099 | 57598.9038 | 59542.1856 | 50371.1025 | 46719.8383 | 42278.1863
FUELCOST - Fuel Cost
MEAN |  |  |  |  | 326013.5493 | 252078.8631 | 161114.8178 | 133589.9651 | 108512.5569 | 108203.8628 | 113241.4982 | 102311.0969 | 104144.0987 | 104372.1551 | 101253.7486 | 107253.5966 | 101799.1772 | 95845.2688 | 91318.4686 | 84783.2814
P5 |  |  |  |  | 208115.4053 | 144963.4927 | 80825.409 | 68609.9849 | 50800.5015 | 64225.3297 | 64060.1523 | 56685.5858 | 61074.2852 | 53110.498 | 53952.2551 | 57711.021 | 59768.9133 | 56177.73 | 55446.9677 | 48723.337
P95 |  |  |  |  | 491575.415 | 369453.1108 | 262016.4483 | 266745.7606 | 219160.3322 | 186638.9851 | 194585.1634 | 166995.9185 | 168135.8407 | 186367.6332 | 166477.5341 | 166456.7768 | 166100.0855 | 150994.2793 | 138105.4863 | 131537.0149
NETPOS - Net Position (MWh)
MEAN |  |  |  |  | 24090.1349 | 17464.5477 | 10260.7565 | 8207.0429 | 6330.3805 | 6309.1368 | 6398.7782 | 5624.8127 | 5679.3831 | 5496.5964 | 5239.9444 | 5461.014 | 5077.049 | 4554.1239 | 4249.8862 | 3797.6638
P5 |  |  |  |  | 20522.1439 | 13633.0233 | 7292.95 | 5613.1592 | 3976.96 | 4845.495 | 4715.635 | 4048.92 | 4211.56 | 3816.525 | 3761.505 | 3964.8 | 3716.77 | 3400.25 | 3153.605 | 2763.85
P95 |  |  |  |  | 28106.1984 | 20947.2074 | 13673.7663 | 11632.495 | 9297.11 | 8678.59 | 8544.365 | 7384.5716 | 7389.15 | 7312.755 | 7141.893 | 6789.2855 | 7014.04 | 5929.5 | 5495.805 | 4969.0925
NETREVENUE - Net Revenue $
MEAN |  |  |  |  | 18237.4224 | 46110.0705 | 64389.2103 | 54218.216 | 40442.0038 | 47546.7396 | 48803.1433 | 48607.6657 | 51263.6145 | 50172.2909 | 49769.7273 | 53987.7695 | 49522.0763 | 42770.9302 | 41782.7024 | 35754.32
P5 |  |  |  |  | -64673.2163 | -16353.589 | 19663.4298 | 24262.6408 | 13977.7267 | 24760.2396 | 23005.522 | 23934.5678 | 26367.1197 | 27104.2758 | 25213.6292 | 30094.1764 | 29472.4656 | 23300.6196 | 23881.8106 | 18201.1091
P95 |  |  |  |  | 106362.3055 | 118669.4333 | 114963.5467 | 103161.1011 | 83020.2474 | 81097.5525 | 90596.1897 | 73693.9928 | 77666.5475 | 79690.8728 | 82825.6294 | 79220.0017 | 81829.6677 | 65720.0533 | 60634.355 | 54249.6409
STARTS - Number Starts
MEAN |  |  |  |  | 133.86 | 129.28 | 118.5 | 101.78 | 87.14 | 85.87 | 90.87 | 81 | 81.53 | 80.38 | 77.07 | 75.81 | 75.12 | 68.54 | 65.94 | 61.19
P5 |  |  |  |  | 114 | 105.5 | 98.5 | 78.5 | 69 | 67 | 69.5 | 63.5 | 63 | 59 | 55.5 | 52.5 | 57 | 47 | 52 | 46
P95 |  |  |  |  | 155 | 153.5 | 142 | 126.5 | 107.5 | 105.5 | 115.5 | 103 | 101 | 100.5 | 102.5 | 96 | 92 | 82 | 81.5 | 78
VOMCOSTS - VOM Costs
MEAN |  |  |  |  | 16381.2918 | 12225.1834 | 7285.1371 | 5909.0709 | 4684.4815 | 4731.8526 | 4927.0592 | 4387.3539 | 4543.5065 | 4507.209 | 4349.1538 | 4641.8619 | 4417.0326 | 4007.629 | 3824.8976 | 3493.8507
P5 |  |  |  |  | 13955.0579 | 9543.1163 | 5177.9945 | 4041.4747 | 2942.9504 | 3634.1213 | 3631.039 | 3158.1576 | 3369.248 | 3129.5505 | 3122.0491 | 3370.08 | 3233.5899 | 2992.22 | 2838.2445 | 2542.742
P95 |  |  |  |  | 19112.2149 | 14663.0452 | 9708.374 | 8375.3964 | 6879.8614 | 6508.9425 | 6579.161 | 5759.9659 | 5911.32 | 5996.4591 | 5927.7712 | 5770.8927 | 6102.2148 | 5217.96 | 4946.2245 | 4571.5651
15600: New 2023JAN 18V50DF_NG_B #10
CAPACITYFACTOR - Net Generation Capacity Factor
MEAN |  |  |  |  | 0.384 | 0.31351 | 0.20475 | 0.16913 | 0.14171 | 0.13301 | 0.14256 | 0.12834 | 0.12666 | 0.12126 | 0.11457 | 0.11423 | 0.11009 | 0.099087 | 0.093967 | 0.083915
P5 |  |  |  |  | 0.33103 | 0.23868 | 0.14553 | 0.12688 | 0.1046 | 0.10236 | 0.1127 | 0.10724 | 0.10513 | 0.096597 | 0.091993 | 0.088283 | 0.091176 | 0.078714 | 0.07394 | 0.067271
P95 |  |  |  |  | 0.45161 | 0.38763 | 0.26039 | 0.22427 | 0.18432 | 0.1641 | 0.16824 | 0.15465 | 0.15004 | 0.14215 | 0.13795 | 0.13378 | 0.13375 | 0.11534 | 0.11318 | 0.10148
CO2EMISSIONS - CO2 Emissions
MEAN |  |  |  |  | 12407.8736 | 10125.8823 | 6529.4292 | 5398.9546 | 4491.3134 | 4273.0766 | 4534.8508 | 4076.2598 | 4064.1779 | 3828.4233 | 3650.1208 | 3666.3087 | 3520.0966 | 3168.9708 | 2999.636 | 2666.3635
P5 |  |  |  |  | 10753.641 | 7730.8175 | 4606.1417 | 4087.2323 | 3324.667 | 3281.6075 | 3592.488 | 3402.364 | 3383.097 | 3062.7525 | 2936.296 | 2837.2658 | 2896.8128 | 2522.5365 | 2356.02 | 2139.778
P95 |  |  |  |  | 14488.6372 | 12467.176 | 8298.1498 | 7167.3922 | 5827.9955 | 5269.507 | 5368.6197 | 4846.8237 | 4831.5993 | 4484.5243 | 4365.2267 | 4298.0998 | 4230.5898 | 3665.97 | 3612.564 | 3229.278
FUELCONSUMED - Fuel Consumed
MEAN |  |  |  |  | 202301.2735 | 165144.1896 | 106432.0999 | 88009.5863 | 73219.7174 | 69645.2062 | 73917.2497 | 66441.5839 | 66251.4392 | 62398.5851 | 59501.46 | 59759.1173 | 57380.8797 | 51660.3758 | 48889.9542 | 43460.5746
P5 |  |  |  |  | 175341.2025 | 126069.1354 | 75081.5005 | 66626.6887 | 54200.5003 | 53485.4457 | 58556.6612 | 55457.0554 | 55148.7155 | 49919.0169 | 47865.0838 | 46245.9228 | 47220.6567 | 41122.1712 | 38399.8671 | 34877.4239
P95 |  |  |  |  | 236213.4016 | 203311.458 | 135263.2554 | 116837.6013 | 95011.2696 | 85886.4602 | 87508.0545 | 79002.5054 | 78761.2682 | 73094.3524 | 71158.4872 | 70057.3787 | 68962.79 | 59762.325 | 58879.7962 | 52635.7864
FUELCOST - Fuel Cost
MEAN |  |  |  |  | 319841.7074 | 278611.7557 | 193254.2348 | 165248.3048 | 143532.3008 | 137736.5185 | 150969.2837 | 137894.1583 | 140076.7004 | 136247.713 | 131940.0056 | 135585.1885 | 132595.4533 | 125112.7917 | 121037.1555 | 111553.7829
P5 |  |  |  |  | 201769.2887 | 154680.0071 | 95641.891 | 94155.2028 | 77331.4075 | 86775.4725 | 95721.6887 | 90860.1093 | 95646.8959 | 83775.3241 | 83734.256 | 84358.2841 | 87622.8898 | 81645.144 | 79463.151 | 69241.3754
P95 |  |  |  |  | 481246.1525 | 422654.1409 | 291330.0796 | 299071.3082 | 249695.995 | 212643.2714 | 230794.7166 | 205679.8759 | 201101.0143 | 210814.5112 | 196600.2575 | 185401.7215 | 189910.5245 | 170290.9076 | 166924.4591 | 153569.8925
NETPOS - Net Position (MWh)
MEAN |  |  |  |  | 23626.8127 | 19219.0264 | 12502.4115 | 10331.1732 | 8588.781 | 8164.0261 | 8658.6757 | 7776.4758 | 7826.8597 | 7366.414 | 7018.7531 | 7044.1696 | 6759.1793 | 6080.9867 | 5751.0083 | 5108.6546
P5 |  |  |  |  | 20446.6117 | 14705.7067 | 8820.665 | 7821.87 | 6357.9028 | 6270.275 | 6859.965 | 6491.52 | 6515.68 | 5893.215 | 5646.465 | 5451.6 | 5562.57 | 4840.75 | 4517.1 | 4099.85
P95 |  |  |  |  | 27624.4221 | 23703.8915 | 15888.445 | 13714.4787 | 11144.29 | 10066.4025 | 10249.7557 | 9243.99 | 9305.03 | 8626.3299 | 8393.89 | 8256.92 | 8123.1147 | 7035 | 6926.22 | 6187.35
NETREVENUE - Net Revenue $
MEAN |  |  |  |  | 21682.8047 | 18517.8869 | 53506.9415 | 43990.5887 | 28760.8107 | 38087.6845 | 37772.2609 | 37993.668 | 40024.8995 | 41584.8472 | 41070.9637 | 45419.1175 | 40723.2963 | 34177.0258 | 34394.6802 | 28921.6012
P5 |  |  |  |  | -62185.0145 | -39008.0107 | 6712.4527 | 12461.2849 | 519.3586 | 14287.4854 | 8769.182 | 10975.0285 | 13788.13 | 14501.7079 | 13941.9659 | 21044.4769 | 16874.4793 | 12377.3414 | 16046.396 | 10504.8353
P95 |  |  |  |  | 112832.7913 | 81720.0871 | 107432.0443 | 93580.5924 | 75073.453 | 73275.069 | 84028.4656 | 67310.9202 | 66246.6575 | 76956.5478 | 79945.876 | 75887.7472 | 77145.2743 | 61088.1616 | 55763.3734 | 50387.9749
STARTS - Number Starts
MEAN |  |  |  |  | 136.57 | 127.63 | 125.13 | 110.29 | 96.08 | 93.59 | 99.21 | 92.13 | 93.01 | 91.44 | 88.86 | 86.08 | 86.24 | 80.13 | 77.33 | 72.11
P5 |  |  |  |  | 119.5 | 101.5 | 105.5 | 87 | 78.5 | 73 | 78.5 | 75.5 | 77 | 70.5 | 73 | 66.5 | 68.5 | 64.5 | 60 | 54
P95 |  |  |  |  | 158.5 | 153 | 144 | 128.5 | 113.5 | 111.5 | 118.5 | 108.5 | 109 | 109.5 | 110.5 | 104.5 | 105.5 | 95 | 95.5 | 89
VOMCOSTS - VOM Costs
MEAN |  |  |  |  | 16066.2326 | 13453.3185 | 8876.7121 | 7438.4447 | 6355.6979 | 6123.0195 | 6667.1803 | 6065.6511 | 6261.4877 | 6040.4595 | 5825.5651 | 5987.5442 | 5880.486 | 5351.2683 | 5175.9074 | 4699.9623
P5 |  |  |  |  | 13903.696 | 10293.9947 | 6262.6722 | 5631.7464 | 4704.8481 | 4702.7063 | 5282.1731 | 5063.3856 | 5212.544 | 4832.4363 | 4686.566 | 4633.86 | 4839.4359 | 4259.86 | 4065.39 | 3771.862
P95 |  |  |  |  | 18784.607 | 16592.724 | 11280.7959 | 9874.4247 | 8246.7746 | 7549.8019 | 7892.3119 | 7210.3122 | 7444.024 | 7073.5905 | 6966.9287 | 7018.382 | 7067.1098 | 6190.8 | 6233.598 | 5692.362
15600: New 2023JAN 18V50DF_NG_B #2
CAPACITYFACTOR - Net Generation Capacity Factor
MEAN |  |  |  |  | 0.39517 | 0.29818 | 0.1706 | 0.13692 | 0.10452 | 0.10231 | 0.10587 | 0.09336 | 0.092652 | 0.090957 | 0.086042 | 0.089118 | 0.083734 | 0.074075 | 0.069611 | 0.06271
P5 |  |  |  |  | 0.3388 | 0.23555 | 0.11463 | 0.092252 | 0.064018 | 0.07686 | 0.075881 | 0.065861 | 0.067505 | 0.060891 | 0.059571 | 0.064567 | 0.060294 | 0.052982 | 0.051334 | 0.045913
P95 |  |  |  |  | 0.46828 | 0.35878 | 0.22795 | 0.19443 | 0.15652 | 0.13674 | 0.15068 | 0.12566 | 0.12069 | 0.12103 | 0.11787 | 0.11301 | 0.12085 | 0.0964 | 0.089485 | 0.083045
CO2EMISSIONS - CO2 Emissions
MEAN |  |  |  |  | 12791.6607 | 9596.3932 | 5446.8292 | 4367.173 | 3313.8108 | 3288.4775 | 3365.0895 | 2969.3514 | 2972.7079 | 2872.6262 | 2746.8409 | 2862.727 | 2674.8892 | 2370.7673 | 2229.2104 | 1990.1079
P5 |  |  |  |  | 10921.6225 | 7621.0132 | 3658.341 | 2942.459 | 2018.516 | 2481.8515 | 2411.8508 | 2104.7787 | 2155.457 | 1930.8083 | 1894.808 | 2063.466 | 1926.8392 | 1706.4217 | 1636.125 | 1459.93
P95 |  |  |  |  | 15171.1375 | 11411.1115 | 7232.895 | 6242.1772 | 4990.4052 | 4352.0063 | 4769.3465 | 3992.9017 | 3873.457 | 3822.5455 | 3777.1355 | 3602.9915 | 3881.7917 | 3085.5248 | 2870.854 | 2639.27
FUELCONSUMED - Fuel Consumed
MEAN |  |  |  |  | 208570.6231 | 156487.0019 | 88785.1623 | 71190.2496 | 54023.357 | 53597.598 | 54850.2735 | 48399.2729 | 48459.1011 | 46820.1652 | 44776.9253 | 46661.1047 | 43603.226 | 38648.0917 | 36333.0612 | 32437.9182
P5 |  |  |  |  | 178085.7406 | 124289.5929 | 59632.135 | 47965.5394 | 32906.7315 | 40450.5822 | 39312.548 | 34306.9794 | 35137.2894 | 31469.6498 | 30887.6025 | 33633.3984 | 31409.2151 | 27817.9394 | 26666.5744 | 23796.2058
P95 |  |  |  |  | 247355.524 | 186058.3999 | 117899.6039 | 101755.1284 | 81356.3595 | 70931.3755 | 77739.3467 | 65082.8716 | 63143.1405 | 62302.8054 | 61571.7818 | 58727.4839 | 63277.8857 | 50299.9569 | 46790.9492 | 43019.386
FUELCOST - Fuel Cost
MEAN |  |  |  |  | 329516.5003 | 262348.7248 | 163914.4978 | 136302.0941 | 109023.3557 | 107988.029 | 114280.414 | 103298.5182 | 105026.3432 | 105058.1195 | 102068.4466 | 108100.3421 | 103077.828 | 95843.74 | 91823.6387 | 85375.0573
P5 |  |  |  |  | 209110.4861 | 147264.265 | 78301.7046 | 69923.96 | 50691.1312 | 65459.4057 | 66621.8509 | 55818.9935 | 60666.0125 | 52800.5774 | 51913.1312 | 58663.9684 | 58970.8688 | 55721.5727 | 55979.6337 | 48853.4932
P95 |  |  |  |  | 492481.2497 | 375818.0733 | 267944.8819 | 277699.9034 | 220405.0677 | 180047.4512 | 200787.616 | 171083.7791 | 172840.1734 | 183390.6329 | 169192.9122 | 159773.2842 | 172356.9887 | 151423.8134 | 137815.6337 | 137425.3123
NETPOS - Net Position (MWh)
MEAN |  |  |  |  | 24326.5899 | 18268.7284 | 10429.752 | 8357.0396 | 6337.2953 | 6282.9493 | 6425.2812 | 5665.0564 | 5724.839 | 5527.4725 | 5281.7755 | 5500.1521 | 5136.2608 | 4549.3728 | 4273.9184 | 3812.9413
P5 |  |  |  |  | 20752.2451 | 14468.9088 | 7005.2263 | 5631.08 | 3860.48 | 4742.155 | 4604.8431 | 4015.8 | 4151.1862 | 3715.425 | 3643.695 | 3964.8 | 3699.99 | 3274.625 | 3136.875 | 2797.25
P95 |  |  |  |  | 28884.5131 | 21774.3878 | 13848.1244 | 11945.08 | 9542.76 | 8314.9059 | 9106.3026 | 7617.46 | 7457.4353 | 7354.735 | 7262.665 | 6921.32 | 7452.635 | 5921.125 | 5504.17 | 5055.715
NETREVENUE - Net Revenue $
MEAN |  |  |  |  | 16254.2779 | 35105.4137 | 63422.4303 | 53716.2487 | 40406.4765 | 47771.1936 | 48657.9898 | 48774.6848 | 50815.2063 | 50389.8873 | 49239.2581 | 54087.7991 | 48826.8257 | 42206.4571 | 41964.7187 | 35691.437
P5 |  |  |  |  | -65791.4974 | -28634.7301 | 18641.8811 | 23477.1929 | 14555.6889 | 24776.2371 | 22740.6688 | 25491.2529 | 26514.5593 | 26454.7751 | 25853.7873 | 30145.9753 | 28159.9971 | 24733.1773 | 23969.651 | 17747.3033
P95 |  |  |  |  | 125467.8107 | 97077.0685 | 114279.0577 | 101347.323 | 82286.4835 | 78180.1123 | 91451.8535 | 75509.4067 | 76495.6318 | 79336.1332 | 79918.0155 | 81030.1671 | 82927.2615 | 63775.1315 | 61634.736 | 54089.8392
STARTS - Number Starts
MEAN |  |  |  |  | 132.02 | 130.47 | 120.39 | 101.72 | 86.55 | 85.72 | 89.99 | 80.65 | 81.93 | 80.37 | 77.42 | 75.68 | 75.31 | 68.96 | 66.18 | 61.26
P5 |  |  |  |  | 111 | 109.5 | 102.5 | 78.5 | 65.5 | 68 | 70 | 62.5 | 65.5 | 60 | 59 | 53.5 | 56 | 49 | 53 | 45.5
P95 |  |  |  |  | 151 | 155 | 140.5 | 126.5 | 109 | 104 | 114 | 101 | 103 | 100.5 | 98 | 94 | 94.5 | 84.5 | 84 | 77
VOMCOSTS - VOM Costs
MEAN |  |  |  |  | 16542.0812 | 12788.1099 | 7405.124 | 6017.0685 | 4689.5985 | 4712.212 | 4947.4665 | 4418.744 | 4579.8712 | 4532.5275 | 4383.8736 | 4675.1293 | 4468.5469 | 4003.4481 | 3846.5266 | 3507.906
P5 |  |  |  |  | 14111.5267 | 10128.2361 | 4973.7107 | 4054.3776 | 2856.7552 | 3556.6163 | 3545.7292 | 3132.324 | 3320.949 | 3046.6485 | 3024.2668 | 3370.08 | 3218.9913 | 2881.67 | 2823.1875 | 2573.47
P95 |  |  |  |  | 19641.4689 | 15242.0715 | 9832.1684 | 8600.4576 | 7061.6424 | 6236.1795 | 7011.853 | 5941.6188 | 5965.9483 | 6030.8827 | 6028.012 | 5883.122 | 6483.7924 | 5210.59 | 4953.753 | 4651.2578
15600: New 2023JAN 18V50DF_NG_B #3
CAPACITYFACTOR - Net Generation Capacity Factor
MEAN |  |  |  |  | 0.39795 | 0.30146 | 0.16748 | 0.13393 | 0.10401 | 0.10053 | 0.10546 | 0.093961 | 0.093514 | 0.092392 | 0.086385 | 0.089444 | 0.084368 | 0.074556 | 0.070311 | 0.063367
P5 |  |  |  |  | 0.34481 | 0.23602 | 0.114 | 0.087841 | 0.064329 | 0.071753 | 0.073984 | 0.065865 | 0.068994 | 0.063266 | 0.060201 | 0.061249 | 0.06216 | 0.056477 | 0.050601 | 0.045723
P95 |  |  |  |  | 0.46912 | 0.36124 | 0.22986 | 0.19406 | 0.16717 | 0.14281 | 0.14951 | 0.12616 | 0.11892 | 0.12519 | 0.12005 | 0.11163 | 0.11738 | 0.098538 | 0.090205 | 0.082817
CO2EMISSIONS - CO2 Emissions
MEAN |  |  |  |  | 12876.0532 | 9711.0803 | 5341.7663 | 4265.4186 | 3300.1606 | 3232.0204 | 3354.9909 | 2983.4345 | 2997.3237 | 2916.1938 | 2755.1814 | 2880.2505 | 2698.1189 | 2385.7891 | 2244.5036 | 2012.758
P5 |  |  |  |  | 11085.2565 | 7564.1348 | 3636.3787 | 2775.6932 | 2042.644 | 2312.338 | 2330.721 | 2091.7595 | 2208.6233 | 1995.709 | 1916.688 | 1980.4027 | 1974.901 | 1806.7995 | 1618.673 | 1451.214
P95 |  |  |  |  | 15191.212 | 11591.731 | 7341.1268 | 6100.3197 | 5292.4518 | 4530.849 | 4746.975 | 4001.913 | 3812.8947 | 3981.6202 | 3859.9655 | 3579.4675 | 3731.3395 | 3129.1672 | 2890.9848 | 2635.9167
FUELCONSUMED - Fuel Consumed
MEAN |  |  |  |  | 209950.9742 | 158361.1388 | 87072.7136 | 69531.5209 | 53800.958 | 52677.4742 | 54685.699 | 48628.8009 | 48860.3069 | 47530.3412 | 44912.8064 | 46946.7269 | 43981.8553 | 38892.9967 | 36582.3293 | 32807.1042
P5 |  |  |  |  | 180783.007 | 123348.7941 | 59274.4419 | 45247.0074 | 33300.831 | 37687.7578 | 37990.3242 | 34094.7713 | 36003.2718 | 32527.7467 | 31244.2723 | 32279.5116 | 32192.6649 | 29454.2887 | 26382.1309 | 23654.1388
P95 |  |  |  |  | 247669.8994 | 189012.2758 | 119663.0365 | 99442.9825 | 86280.8733 | 73846.7332 | 77375.5718 | 65230.0586 | 62155.2628 | 64898.0134 | 62922.2825 | 58344.0494 | 60824.1943 | 51011.4131 | 47119.5179 | 42964.1975
FUELCOST - Fuel Cost
MEAN |  |  |  |  | 331230.8048 | 265545.547 | 161799.1317 | 133764.7406 | 109072.9091 | 106855.2858 | 114500.9197 | 103897.8085 | 105951.7145 | 106669.3092 | 102437.6597 | 108858.1467 | 103987.36 | 96508.9619 | 92609.5932 | 86282.4702
P5 |  |  |  |  | 212034.0636 | 148270.7095 | 71304.5893 | 65795.3 | 48159.2383 | 60776.3066 | 62502.2312 | 54912.1829 | 62680.4358 | 54311.2045 | 52331.0103 | 56633.306 | 61228.6745 | 56839.6071 | 57095.6189 | 48653.6665
P95 |  |  |  |  | 508375.0589 | 385664.8984 | 267883.1228 | 268301.6316 | 236672.9888 | 187525.7536 | 204686.9595 | 167638.8967 | 169880.0271 | 185935.0822 | 169382.4109 | 171607.6636 | 169246.9557 | 147745.8235 | 142614.5361 | 133500.6636
NETPOS - Net Position (MWh)
MEAN |  |  |  |  | 24476.158 | 18476.7518 | 10228.399 | 8162.2777 | 6310.9037 | 6174.9498 | 6405.9936 | 5691.8134 | 5772.3652 | 5611.2503 | 5297.9043 | 5533.8463 | 5180.8646 | 4578.1165 | 4303.1932 | 3856.337
P5 |  |  |  |  | 21004.4 | 14392.8214 | 6962.2912 | 5311.6714 | 3905.3986 | 4418.26 | 4450.195 | 3990.96 | 4253.6947 | 3840.1622 | 3685.77 | 3805.2 | 3792.28 | 3467.25 | 3103.415 | 2780.55
P95 |  |  |  |  | 28958.2183 | 22100.6272 | 14056.935 | 11673.1046 | 10119.9544 | 8655.9109 | 9061.78 | 7633.88 | 7342.66 | 7657.013 | 7421.885 | 6875.797 | 7165.06 | 6004.875 | 5541.595 | 5050.33
NETREVENUE - Net Revenue $
MEAN |  |  |  |  | 13558.1768 | 31036.4673 | 64182.2141 | 54269.3612 | 40494.6549 | 47912.1369 | 49395.0053 | 48303.1207 | 50295.2192 | 49785.1748 | 49203.7395 | 53708.9158 | 48711.9831 | 41876.9556 | 41314.2965 | 35599.3583
P5 |  |  |  |  | -81747.6263 | -30482.514 | 19751.7127 | 24536.678 | 15051.7819 | 26816.644 | 24568.8192 | 25278.0097 | 27095.0685 | 26962.0795 | 25431.1242 | 30350.6382 | 29579.4274 | 22667.2538 | 23606.5643 | 17430.9024
P95 |  |  |  |  | 108595.525 | 91091.6626 | 116043.5254 | 102553.9731 | 82236.8109 | 79312.0395 | 93133.38 | 73032.2063 | 77416.5358 | 81241.3103 | 85002.2887 | 80264.416 | 81644.3759 | 62978.131 | 60557.6814 | 53807.2061
STARTS - Number Starts
MEAN |  |  |  |  | 130.09 | 128.85 | 117.3 | 99.95 | 85.92 | 83.8 | 88.95 | 81.2 | 82.55 | 80.6 | 77.74 | 76.26 | 75.65 | 69.16 | 66.59 | 61.59
P5 |  |  |  |  | 111.5 | 105.5 | 96.5 | 75 | 63 | 65 | 69 | 63.5 | 62 | 60 | 57 | 53.5 | 58 | 50.5 | 52 | 47
P95 |  |  |  |  | 152 | 149.5 | 139.5 | 124 | 107 | 102.5 | 112.5 | 104 | 103 | 100 | 102.5 | 96 | 93.5 | 83.5 | 83 | 79.5
VOMCOSTS - VOM Costs
MEAN |  |  |  |  | 16643.7874 | 12933.7263 | 7262.1633 | 5876.84 | 4670.0687 | 4631.2124 | 4932.6151 | 4439.6144 | 4617.8922 | 4601.2252 | 4397.2606 | 4703.7694 | 4507.3522 | 4028.7425 | 3872.8738 | 3547.83
P5 |  |  |  |  | 14282.992 | 10074.975 | 4943.2267 | 3824.4034 | 2889.995 | 3313.695 | 3426.6501 | 3112.9488 | 3402.9557 | 3148.933 | 3059.1891 | 3234.42 | 3299.2836 | 3051.18 | 2793.0735 | 2558.106
P95 |  |  |  |  | 19691.5884 | 15470.4391 | 9980.4238 | 8404.6353 | 7488.7663 | 6491.9332 | 6977.5706 | 5954.4264 | 5874.128 | 6278.7506 | 6160.1646 | 5844.4275 | 6233.6022 | 5284.29 | 4987.4355 | 4646.3036
15600: New 2023JAN 18V50DF_NG_B #4
CAPACITYFACTOR - Net Generation Capacity Factor
MEAN |  |  |  |  | 0.40602 | 0.30502 | 0.16909 | 0.13516 | 0.10606 | 0.10197 | 0.10627 | 0.09543 | 0.09468 | 0.092625 | 0.086912 | 0.0901 | 0.085177 | 0.075258 | 0.071084 | 0.063766
P5 |  |  |  |  | 0.34454 | 0.25039 | 0.1111 | 0.089883 | 0.066582 | 0.072303 | 0.073619 | 0.068478 | 0.068705 | 0.064372 | 0.059583 | 0.064152 | 0.064306 | 0.057106 | 0.053356 | 0.045523
P95 |  |  |  |  | 0.48056 | 0.36814 | 0.22769 | 0.19547 | 0.16556 | 0.14301 | 0.14839 | 0.12737 | 0.12228 | 0.12119 | 0.12051 | 0.11083 | 0.116 | 0.095729 | 0.091008 | 0.081823
CO2EMISSIONS - CO2 Emissions
MEAN |  |  |  |  | 13153.4671 | 9835.5104 | 5389.575 | 4306.4335 | 3365.8411 | 3281.1871 | 3379.7117 | 3032.5203 | 3040.0581 | 2924.9358 | 2770.6306 | 2897.8816 | 2722.5368 | 2409.9827 | 2270.1995 | 2025.0681
P5 |  |  |  |  | 11252.5715 | 8037.6097 | 3544.8765 | 2846.6985 | 2115.7348 | 2334.0705 | 2319.696 | 2191.5738 | 2213.0363 | 2044.6427 | 1903.56 | 2054.7225 | 2031.7013 | 1824.2565 | 1705.933 | 1442.498
P95 |  |  |  |  | 15498.6428 | 11920.5965 | 7240.4828 | 6232.3385 | 5242.619 | 4582.9945 | 4676.5368 | 4052.7973 | 3912.6053 | 3848.8953 | 3849.1923 | 3545.824 | 3707.4763 | 3062.138 | 2888.306 | 2606.084
FUELCONSUMED - Fuel Consumed
MEAN |  |  |  |  | 214479.5387 | 160393.578 | 87852.0104 | 70200.1094 | 54871.55 | 53478.8067 | 55088.5902 | 49428.9453 | 49556.9455 | 47672.7894 | 45164.7104 | 47234.1208 | 44379.8635 | 39287.3612 | 37001.1538 | 33007.73
P5 |  |  |  |  | 183515.6998 | 131086.1242 | 57783.3403 | 46404.5308 | 34491.2222 | 38041.9661 | 37810.4681 | 35721.7002 | 36075.2608 | 33325.0033 | 31030.2704 | 33490.884 | 33118.5601 | 29738.8713 | 27804.3482 | 23512.072
P95 |  |  |  |  | 252714.8926 | 194379.6806 | 118022.4092 | 101595.3503 | 85467.5799 | 74696.4366 | 76226.5078 | 66059.0416 | 63781.4098 | 62733.1054 | 62746.8147 | 57795.3648 | 60435.3567 | 49918.7636 | 47075.3926 | 42478.0031
FUELCOST - Fuel Cost
MEAN |  |  |  |  | 337141.025 | 268937.8647 | 162907.37 | 134792.8224 | 110858.7613 | 108326.4926 | 114917.7325 | 105501.2134 | 107236.4293 | 106656.1524 | 102983.132 | 109352.2385 | 104770.2715 | 97224.0669 | 93451.5424 | 86842.3769
P5 |  |  |  |  | 212856.6308 | 159036.4451 | 72933.447 | 68121.9637 | 50459.6873 | 59864.5691 | 60224.3671 | 57061.6185 | 61841.5186 | 56826.3816 | 53430.4309 | 58547.9455 | 61807.4234 | 57089.8598 | 57973.2618 | 46787.7178
P95 |  |  |  |  | 510273.9822 | 386898.2798 | 270676.6162 | 268144.0326 | 229609.2992 | 183220.012 | 201062.3986 | 171093.4928 | 169808.4763 | 185499.2731 | 164950.9488 | 163255.5701 | 173209.8803 | 149895.6948 | 137598.9311 | 135843.7227
NETPOS - Net Position (MWh)
MEAN |  |  |  |  | 24990.7169 | 18705.0658 | 10320.0455 | 8240.8223 | 6436.7716 | 6268.9042 | 6453.3084 | 5785.3915 | 5854.6795 | 5628.0867 | 5327.5367 | 5567.7851 | 5227.794 | 4624.6488 | 4352.4331 | 3879.9949
P5 |  |  |  |  | 21298.7546 | 15254.9755 | 6787.0688 | 5447.82 | 4045.864 | 4459.785 | 4429.53 | 4181.4 | 4262.2 | 3934.475 | 3660.525 | 3948 | 3901.35 | 3500.75 | 3270.715 | 2763.85
P95 |  |  |  |  | 29462.6816 | 22708.6896 | 13864.9666 | 11925.1881 | 10025.108 | 8756.3833 | 8928.7732 | 7732.4081 | 7532.7759 | 7403.8978 | 7400.775 | 6812.4 | 7118.845 | 5875.0926 | 5537.63 | 4993.3
NETREVENUE - Net Revenue $
MEAN |  |  |  |  | 7185.4842 | 28168.8008 | 63595.7922 | 53714.4056 | 40102.9983 | 47783.316 | 48304.4695 | 47966.495 | 50400.5734 | 49843.7716 | 49207.3166 | 53349.8697 | 48636.8915 | 42117.7553 | 41351.795 | 35654.0342
P5 |  |  |  |  | -78569.241 | -43675.7165 | 21264.9211 | 23892.3259 | 14782.2749 | 26787.1273 | 23981.9114 | 23753.3085 | 25009.6202 | 25389.8062 | 24295.8121 | 29504.6552 | 28189.9442 | 23684.2438 | 23141.4977 | 18425.9802
P95 |  |  |  |  | 104713.0476 | 103177.6203 | 113578.5136 | 102150.1794 | 81253.8816 | 79985.0035 | 92559.2926 | 74745.7154 | 73953.1667 | 79936.0781 | 82056.0254 | 80167.7061 | 82426.4682 | 65333.8595 | 62745.628 | 54367.8336
STARTS - Number Starts
MEAN |  |  |  |  | 126.31 | 127.71 | 117.77 | 100.85 | 86.05 | 83.71 | 89.45 | 81.79 | 83.17 | 81.04 | 77.82 | 76.18 | 76.2 | 69.61 | 66.95 | 61.53
P5 |  |  |  |  | 111 | 105 | 96.5 | 73.5 | 63.5 | 65.5 | 67 | 64 | 65 | 60.5 | 56.5 | 54.5 | 59 | 51 | 53.5 | 46.5
P95 |  |  |  |  | 147.5 | 151 | 139.5 | 126.5 | 111 | 102 | 116 | 104.5 | 102.5 | 103.5 | 103.5 | 97 | 92 | 83.5 | 83 | 78
VOMCOSTS - VOM Costs
MEAN |  |  |  |  | 16993.6875 | 13093.5461 | 7327.2323 | 5933.392 | 4763.211 | 4701.6781 | 4969.0475 | 4512.6053 | 4683.7436 | 4615.0311 | 4421.8555 | 4732.6173 | 4548.1808 | 4069.691 | 3917.1898 | 3569.5953
P5 |  |  |  |  | 14483.1531 | 10678.4829 | 4818.8189 | 3922.4304 | 2993.9394 | 3344.8387 | 3410.7381 | 3261.492 | 3409.76 | 3226.2695 | 3038.2357 | 3355.8 | 3394.1745 | 3080.66 | 2943.6435 | 2542.742
P95 |  |  |  |  | 20034.6235 | 15896.0827 | 9844.1263 | 8586.1355 | 7418.5799 | 6567.2875 | 6875.1554 | 6031.2784 | 6026.2207 | 6071.1962 | 6142.6433 | 5790.54 | 6193.3952 | 5170.0815 | 4983.867 | 4593.836
15600: New 2023JAN 18V50DF_NG_B #5
CAPACITYFACTOR - Net Generation Capacity Factor
MEAN |  |  |  |  | 0.40377 | 0.31335 | 0.17382 | 0.13765 | 0.10837 | 0.10416 | 0.10907 | 0.097791 | 0.095703 | 0.093907 | 0.088898 | 0.09115 | 0.086087 | 0.076377 | 0.072204 | 0.065096
P5 |  |  |  |  | 0.3418 | 0.24674 | 0.1241 | 0.090048 | 0.068801 | 0.075685 | 0.073758 | 0.067051 | 0.072233 | 0.06516 | 0.066003 | 0.065336 | 0.065296 | 0.056715 | 0.054554 | 0.047483
P95 |  |  |  |  | 0.4811 | 0.36457 | 0.23274 | 0.19903 | 0.16714 | 0.14265 | 0.15074 | 0.13054 | 0.12455 | 0.12629 | 0.11835 | 0.11227 | 0.11937 | 0.098867 | 0.092038 | 0.085178
CO2EMISSIONS - CO2 Emissions
MEAN |  |  |  |  | 13074.2783 | 10115.3565 | 5546.5426 | 4388.1149 | 3437.4956 | 3349.9319 | 3468.6868 | 3109.4537 | 3067.5158 | 2964.0334 | 2840.1966 | 2929.307 | 2752.2947 | 2444.2729 | 2307.3459 | 2070.7016
P5 |  |  |  |  | 11055.0995 | 7940.9788 | 3940.975 | 2855.404 | 2178.0878 | 2434.04 | 2345.76 | 2122.1377 | 2313.828 | 2069.4417 | 2122.36 | 2102.8117 | 2092.8708 | 1806.7995 | 1736.474 | 1512.226
P95 |  |  |  |  | 15529.7455 | 11812.1865 | 7437.8297 | 6368.407 | 5294.2745 | 4597.6713 | 4775.6325 | 4140.785 | 3990.5445 | 3959.271 | 3806.8313 | 3633.259 | 3831.8322 | 3164.0813 | 2949.388 | 2709.4165
FUELCONSUMED - Fuel Consumed
MEAN |  |  |  |  | 213185.607 | 164962.7224 | 90410.6252 | 71531.6919 | 56039.7328 | 54599.271 | 56538.9319 | 50682.9241 | 50004.5052 | 48310.0049 | 46298.652 | 47746.2546 | 44864.9252 | 39846.3707 | 37606.5779 | 33751.5469
P5 |  |  |  |  | 180255.2261 | 129517.8851 | 64239.2235 | 46546.4406 | 35508.0134 | 39671.324 | 38235.3048 | 34589.9236 | 37718.2925 | 33729.2066 | 34596.9682 | 34274.7132 | 34115.6781 | 29454.2887 | 28302.1243 | 24648.6071
P95 |  |  |  |  | 253219.0497 | 192625.1266 | 121238.9928 | 103812.8216 | 86310.4637 | 74935.9797 | 77842.0689 | 67493.6118 | 65051.3291 | 64532.1884 | 62056.7472 | 59220.5088 | 62462.3167 | 51580.5781 | 48070.9447 | 44162.5545
FUELCOST - Fuel Cost
MEAN |  |  |  |  | 336420.5285 | 275813.8703 | 166777.6921 | 137155.3648 | 112866.0715 | 110314.9413 | 117718.9579 | 108022.2991 | 108208.5146 | 107952.4288 | 105278.7303 | 110291.1959 | 105727.6249 | 98644.6696 | 94892.6237 | 88550.0985
P5 |  |  |  |  | 209520.5865 | 158940.085 | 77518.4584 | 68240.9625 | 51044.4622 | 63290.4636 | 61807.8489 | 58608.0456 | 64519.5673 | 57039.1121 | 56902.7347 | 60748.7254 | 63056.7377 | 58397.1306 | 59544.7296 | 50095.7865
P95 |  |  |  |  | 514700.2103 | 378227.5185 | 270320.2719 | 271989.9285 | 231421.8836 | 189686.7755 | 200211.345 | 174665.2725 | 174018.7581 | 187979.2719 | 170819.1264 | 165748.7174 | 168743.9944 | 148572.5176 | 141739.7819 | 141565.124
NETPOS - Net Position (MWh)
MEAN |  |  |  |  | 24847.3297 | 19222.7925 | 10620.5003 | 8396.8902 | 6573.8398 | 6400.2204 | 6623.0098 | 5932.1992 | 5907.6008 | 5703.3641 | 5461.4621 | 5628.2076 | 5285.0303 | 4690.4493 | 4423.6981 | 3967.3883
P5 |  |  |  |  | 21022.2539 | 15051.1866 | 7544.6572 | 5464.48 | 4165.3974 | 4650.8 | 4479.3 | 4048.92 | 4456.32 | 3981.9094 | 4081.275 | 4040.4 | 4018.81 | 3467.25 | 3329.27 | 2897.45
P95 |  |  |  |  | 29586.4815 | 22475.4393 | 14242.28 | 12186.65 | 10123.794 | 8783.065 | 9117.8416 | 7898.84 | 7684.41 | 7615.62 | 7319.5878 | 6980.26 | 7358.03 | 6071.875 | 5654.74 | 5190.1983
NETREVENUE - Net Revenue $
MEAN |  |  |  |  | 9333.8076 | 21848.949 | 61776.2318 | 53045.3543 | 39323.6644 | 46713.547 | 47802.0603 | 47200.5268 | 49856.3666 | 49435.4886 | 49146.4958 | 52924.302 | 48123.2077 | 41911.4663 | 41152.4375 | 35090.1869
P5 |  |  |  |  | -74978.0233 | -42886.176 | 16694.599 | 22907.864 | 13713.8695 | 25972.453 | 23365.1624 | 23504.0548 | 24358.9504 | 25116.4306 | 23357.3351 | 30625.6974 | 28971.2842 | 22084.7341 | 22158.066 | 17183.8928
P95 |  |  |  |  | 107939.6824 | 92352.0122 | 112459.0888 | 98999.7875 | 82734.6695 | 79638.875 | 90694.023 | 72307.8204 | 76631.9166 | 77892.6002 | 82178.6606 | 79757.1843 | 80951.1205 | 64459.1714 | 61543.9948 | 54560.4923
STARTS - Number Starts
MEAN |  |  |  |  | 127 | 128.17 | 119.05 | 101.76 | 87.01 | 85.36 | 90.39 | 83.1 | 83.96 | 82.07 | 78.92 | 76.96 | 76.62 | 69.62 | 67.09 | 62.51
P5 |  |  |  |  | 106.5 | 107 | 97 | 77 | 65 | 65.5 | 66.5 | 63.5 | 65.5 | 59.5 | 58.5 | 54.5 | 61 | 53 | 54 | 47.5
P95 |  |  |  |  | 144 | 150.5 | 141 | 125.5 | 111 | 104 | 117 | 104 | 102 | 102.5 | 99.5 | 99 | 96.5 | 85 | 84.5 | 79
VOMCOSTS - VOM Costs
MEAN |  |  |  |  | 16896.1842 | 13455.9547 | 7540.5552 | 6045.7609 | 4864.6414 | 4800.1653 | 5099.7176 | 4627.1154 | 4726.0807 | 4676.7585 | 4533.0135 | 4783.9764 | 4597.9764 | 4127.5954 | 3981.3283 | 3649.9972
P5 |  |  |  |  | 14295.1327 | 10535.8306 | 5356.7066 | 3934.4256 | 3082.3941 | 3488.1 | 3449.061 | 3158.1576 | 3565.056 | 3265.1657 | 3387.4583 | 3434.34 | 3496.3647 | 3051.18 | 2996.343 | 2665.654
P95 |  |  |  |  | 20118.8074 | 15732.8075 | 10112.0188 | 8774.388 | 7491.6076 | 6587.2987 | 7020.738 | 6161.0952 | 6147.528 | 6244.8084 | 6075.2579 | 5933.221 | 6401.4861 | 5343.25 | 5089.266 | 4774.9824
15600: New 2023JAN 18V50DF_NG_B #6
CAPACITYFACTOR - Net Generation Capacity Factor
MEAN |  |  |  |  | 0.39673 | 0.32027 | 0.1823 | 0.1416 | 0.11361 | 0.1073 | 0.11228 | 0.099178 | 0.09774 | 0.094722 | 0.089607 | 0.091902 | 0.087092 | 0.077989 | 0.073371 | 0.065864
P5 |  |  |  |  | 0.33699 | 0.26915 | 0.1265 | 0.09959 | 0.075514 | 0.078793 | 0.082322 | 0.070551 | 0.073667 | 0.066871 | 0.064439 | 0.065099 | 0.065935 | 0.059502 | 0.054227 | 0.049091
P95 |  |  |  |  | 0.4648 | 0.37287 | 0.24055 | 0.2 | 0.16439 | 0.14447 | 0.14925 | 0.13134 | 0.12276 | 0.12615 | 0.12046 | 0.11127 | 0.11822 | 0.099244 | 0.093153 | 0.085315
CO2EMISSIONS - CO2 Emissions
MEAN |  |  |  |  | 12842.1331 | 10334.363 | 5817.0396 | 4507.6641 | 3603.2481 | 3447.7875 | 3572.1289 | 3147.5655 | 3135.9192 | 2992.4035 | 2860.1502 | 2952.7567 | 2787.0007 | 2495.428 | 2339.857 | 2092.0846
P5 |  |  |  |  | 10945.0842 | 8679.3028 | 3987.3967 | 3160.0965 | 2369.6528 | 2547.049 | 2615.088 | 2247.9905 | 2355.628 | 2101.56 | 2039.216 | 2094.0682 | 2105.9785 | 1889.7203 | 1732.111 | 1564.522
P95 |  |  |  |  | 15012.4482 | 12031.9725 | 7682.7132 | 6381.4653 | 5260.6585 | 4652.2458 | 4772.379 | 4183.8507 | 3963.9138 | 4002.7202 | 3820.248 | 3574.4077 | 3783.7705 | 3207.7238 | 2957.6105 | 2710.676
FUELCONSUMED - Fuel Consumed
MEAN |  |  |  |  | 209395.6821 | 168539.9743 | 94819.7906 | 73480.4718 | 58741.9542 | 56194.1619 | 58225.0262 | 51304.0605 | 51119.575 | 48772.3722 | 46623.9339 | 48128.474 | 45430.6651 | 40680.3275 | 38136.453 | 34100.076
P5 |  |  |  |  | 178477.7133 | 141560.0662 | 64997.1643 | 51513.2864 | 38631.3728 | 41513.2069 | 42625.2842 | 36641.2687 | 38399.8378 | 34252.68 | 33241.623 | 34132.1988 | 34329.3462 | 30806.0556 | 28231.0134 | 25501.0085
P95 |  |  |  |  | 244744.1672 | 196231.3731 | 125230.5443 | 104025.6864 | 85762.8534 | 75825.8368 | 77789.0453 | 68195.2574 | 64616.9085 | 65240.0423 | 62274.5427 | 58261.4243 | 61678.8669 | 52292.0344 | 48204.8015 | 44182.8059
FUELCOST - Fuel Cost
MEAN |  |  |  |  | 330874.1524 | 280841.9156 | 174124.0529 | 140183.8024 | 117462.017 | 113057.6223 | 121030.7499 | 108990.8258 | 110307.6091 | 108967.6983 | 105679.1053 | 111158.2098 | 106851.2122 | 100605.1637 | 96200.8786 | 89402.943
P5 |  |  |  |  | 211755.7291 | 175563.435 | 79872.7681 | 73800.2724 | 57989.2826 | 66773.4673 | 69307.8411 | 63207.5306 | 65853.6351 | 59835.2032 | 55962.7021 | 63737.2017 | 63072.1808 | 60874.5034 | 58874.563 | 51449.0088
P95 |  |  |  |  | 495393.545 | 405545.1303 | 277332.4512 | 274740.2265 | 227828.2267 | 189201.9037 | 205746.3023 | 173234.3166 | 171066.8439 | 197675.815 | 171137.0711 | 166951.8914 | 172112.5683 | 152789.337 | 145559.1088 | 136757.5692
NETPOS - Net Position (MWh)
MEAN |  |  |  |  | 24417.9362 | 19625.1743 | 11138.6251 | 8625.7978 | 6890.6627 | 6587.258 | 6820.5295 | 6005.0835 | 6039.316 | 5758.007 | 5499.8495 | 5673.2848 | 5351.6428 | 4788.5323 | 4486.0568 | 4008.3641
P5 |  |  |  |  | 20773.8588 | 16432.6565 | 7632.4181 | 6047.58 | 4531.8016 | 4866.73 | 4993.59 | 4289.04 | 4536.43 | 4044 | 3921.39 | 4023.6 | 4043.98 | 3626.375 | 3320.905 | 2997.65
P95 |  |  |  |  | 28645.0511 | 22872.7996 | 14712.235 | 12211.64 | 10058.0442 | 8886.97 | 9111.84 | 7981.78 | 7633.91 | 7700.015 | 7346.295 | 6866.79 | 7265.74 | 6155.625 | 5670.4071 | 5193.7
NETREVENUE - Net Revenue $
MEAN |  |  |  |  | 14505.7699 | 16428.9639 | 60355.5385 | 51683.7243 | 37213.978 | 46131.2648 | 46639.4656 | 46919.2716 | 49192.4206 | 49248.6087 | 48393.0105 | 52771.4745 | 47479.6919 | 41041.7921 | 40409.8475 | 34759.3232
P5 |  |  |  |  | -70046.5862 | -65645.5236 | 15003.0726 | 21330.1878 | 10748.0378 | 24676.4407 | 19974.8463 | 22376.177 | 24924.0304 | 24606.4324 | 24985.4476 | 29010.7022 | 26877.7238 | 20864.5384 | 23464.3197 | 16976.4208
P95 |  |  |  |  | 112889.8604 | 98049.4554 | 115603.5794 | 100341.1994 | 81401.9919 | 75762.309 | 90076.9048 | 73553.7608 | 74096.7503 | 79291.6496 | 80534.8141 | 80210.4696 | 80604.3288 | 64590.2693 | 60591.1557 | 53167.7677
STARTS - Number Starts
MEAN |  |  |  |  | 130.38 | 127.44 | 120.86 | 103.46 | 89.63 | 85.61 | 92.04 | 83.24 | 85 | 82.46 | 79.99 | 77.95 | 77.84 | 71.02 | 68.01 | 63.55
P5 |  |  |  |  | 111 | 102 | 99.5 | 79.5 | 68.5 | 67.5 | 69 | 62.5 | 66 | 62 | 62 | 56 | 60 | 52.5 | 54.5 | 49
P95 |  |  |  |  | 149 | 150 | 147 | 128 | 111 | 106.5 | 120 | 103.5 | 103 | 102 | 101.5 | 97 | 95 | 86.5 | 87.5 | 81.5
VOMCOSTS - VOM Costs
MEAN |  |  |  |  | 16604.1966 | 13737.622 | 7908.4238 | 6210.5744 | 5099.0904 | 4940.4435 | 5251.8077 | 4683.9651 | 4831.4528 | 4721.5658 | 4564.8751 | 4822.2921 | 4655.9292 | 4213.9084 | 4037.4511 | 3687.695
P5 |  |  |  |  | 14126.224 | 11502.8596 | 5419.0169 | 4354.2576 | 3353.5332 | 3650.0475 | 3845.0643 | 3345.4512 | 3629.144 | 3316.08 | 3254.7537 | 3420.06 | 3518.2626 | 3191.21 | 2988.8145 | 2757.838
P95 |  |  |  |  | 19478.6347 | 16010.9597 | 10445.6869 | 8792.3808 | 7442.9527 | 6665.2275 | 7016.1168 | 6225.7884 | 6107.128 | 6314.0123 | 6097.4249 | 5836.7715 | 6321.1938 | 5416.95 | 5103.3664 | 4778.204
15600: New 2023JAN 18V50DF_NG_B #7
CAPACITYFACTOR - Net Generation Capacity Factor
MEAN |  |  |  |  | 0.3835 | 0.31543 | 0.19085 | 0.14872 | 0.12253 | 0.11416 | 0.11696 | 0.10267 | 0.10044 | 0.097673 | 0.092325 | 0.094169 | 0.089651 | 0.079749 | 0.075006 | 0.067012
P5 |  |  |  |  | 0.31942 | 0.26338 | 0.13465 | 0.10442 | 0.081622 | 0.085352 | 0.085194 | 0.075456 | 0.075503 | 0.068111 | 0.065755 | 0.069056 | 0.068284 | 0.06087 | 0.056069 | 0.050176
P95 |  |  |  |  | 0.46099 | 0.37998 | 0.24524 | 0.2025 | 0.17381 | 0.15024 | 0.1518 | 0.13397 | 0.12412 | 0.12433 | 0.12444 | 0.11473 | 0.12195 | 0.10098 | 0.095179 | 0.08683
CO2EMISSIONS - CO2 Emissions
MEAN |  |  |  |  | 12388.698 | 10188.2774 | 6086.7506 | 4736.4862 | 3887.2892 | 3668.9025 | 3721.2038 | 3259.7151 | 3225.9694 | 3081.3725 | 2943.9594 | 3026.9195 | 2867.7681 | 2555.462 | 2395.983 | 2129.1397
P5 |  |  |  |  | 10315.4463 | 8566.622 | 4286.536 | 3312.4428 | 2597.0993 | 2738.295 | 2719.344 | 2386.8625 | 2454.06 | 2149.7207 | 2100.0028 | 2216.4772 | 2188.9943 | 1946.4555 | 1793.193 | 1588.658
P95 |  |  |  |  | 14947.387 | 12230.4003 | 7902.1725 | 6458.5503 | 5519.7963 | 4839.7852 | 4814.028 | 4215.2447 | 4003.354 | 3928.0265 | 3977.784 | 3694.1287 | 3927.9558 | 3210.0748 | 3047.7213 | 2765.9345
FUELCONSUMED - Fuel Consumed
MEAN |  |  |  |  | 201990.4545 | 166159.0813 | 99216.2103 | 77210.54 | 63372.5516 | 59798.0871 | 60654.9319 | 53132.0891 | 52587.5482 | 50222.5606 | 47990.1696 | 49337.3356 | 46747.2857 | 41659.0213 | 39051.323 | 34704.0693
P5 |  |  |  |  | 168193.444 | 139729.7167 | 69872.1265 | 53996.7093 | 42339.049 | 44630.2395 | 44324.6311 | 38904.822 | 40004.2496 | 35037.6372 | 34232.898 | 36127.4004 | 35682.5777 | 31730.9487 | 29226.5655 | 25894.5699
P95 |  |  |  |  | 243687.9261 | 199434.8161 | 128808.1456 | 105282.448 | 89987.4588 | 78882.2698 | 78469.164 | 68707.2137 | 65259.834 | 64023.7376 | 64842.5651 | 60212.334 | 64029.2163 | 52330.5152 | 49673.7958 | 45084.0804
FUELCOST - Fuel Cost
MEAN |  |  |  |  | 320649.4331 | 277157.1246 | 181678.4029 | 146362.7307 | 125877.1808 | 119889.5975 | 125586.0427 | 112503.9375 | 113451.705 | 111931.119 | 108781.3365 | 113772.7743 | 110158.0935 | 102900.5955 | 98403.1638 | 90951.707
P5 |  |  |  |  | 194382.7237 | 176848.3039 | 83018.1651 | 79321.9165 | 59956.8132 | 70459.8033 | 73226.0839 | 63892.6268 | 66984.2731 | 60325.6085 | 58745.9098 | 62339.6427 | 67658.5878 | 62243.9144 | 62277.3599 | 52546.8327
P95 |  |  |  |  | 500762.5912 | 403462.9612 | 280416.6714 | 274863.6121 | 242206.3225 | 196684.2805 | 208075.1391 | 181588.0245 | 173800.8491 | 189036.1756 | 173514.8352 | 173833.4588 | 181798.4126 | 151643.2133 | 145583.6586 | 143171.4824
NETPOS - Net Position (MWh)
MEAN |  |  |  |  | 23585.2706 | 19343.8741 | 11654.8395 | 9063.6428 | 7433.777 | 7009.5584 | 7105.14 | 6218.8766 | 6212.5849 | 5929.0051 | 5660.8027 | 5815.685 | 5506.6891 | 4903.6151 | 4593.3981 | 4079.3476
P5 |  |  |  |  | 19618.2738 | 16217.708 | 8205.8067 | 6339.13 | 4967.04 | 5232.15 | 5192.67 | 4554 | 4726.4 | 4136.675 | 4038.1897 | 4258.8 | 4203.39 | 3735.25 | 3438.015 | 3043.505
P95 |  |  |  |  | 28509.3562 | 23293.7928 | 15131.9555 | 12358.9151 | 10553.29 | 9245.4312 | 9188.5075 | 8040.2 | 7709.87 | 7557.0828 | 7649.235 | 7098 | 7542.61 | 6159.745 | 5842.88 | 5298.4613
NETREVENUE - Net Revenue $
MEAN |  |  |  |  | 24571.1808 | 18368.3921 | 58375.3222 | 49821.1357 | 35321.9116 | 44150.5343 | 45236.485 | 45666.6116 | 48438.6381 | 48114.9791 | 47524.2148 | 51808.6321 | 46972.8959 | 40477.7485 | 40160.7477 | 34257.612
P5 |  |  |  |  | -49557.7272 | -84679.9911 | 14968.8017 | 18773.1244 | 8072.3776 | 22073.8339 | 20765.2074 | 21332.7179 | 23544.4995 | 24240.4158 | 22561.2257 | 28091.1168 | 25776.9249 | 20577.5306 | 21970.3577 | 17542.7543
P95 |  |  |  |  | 127678.724 | 83192.0214 | 109268.2765 | 96860.0662 | 77730.4306 | 76076.5042 | 86895.4368 | 71429.9685 | 76513.766 | 79306.722 | 80260.2213 | 79637.22 | 81060.428 | 62238.7349 | 61195.3956 | 53523.1628
STARTS - Number Starts
MEAN |  |  |  |  | 135.33 | 129.14 | 121.86 | 105.4 | 91.45 | 87.61 | 92.44 | 84.95 | 86.21 | 83.36 | 80.63 | 78.99 | 78.89 | 71.66 | 68.97 | 63.76
P5 |  |  |  |  | 114 | 107 | 102.5 | 81 | 70 | 73 | 73 | 66.5 | 71.5 | 62.5 | 60 | 57 | 62 | 53.5 | 55 | 48.5
P95 |  |  |  |  | 157 | 152.5 | 141.5 | 129.5 | 111 | 105.5 | 116 | 105 | 108 | 100.5 | 105 | 98 | 97 | 87.5 | 87 | 80
VOMCOSTS - VOM Costs
MEAN |  |  |  |  | 16037.984 | 13540.7119 | 8274.9361 | 6525.8228 | 5500.995 | 5257.1688 | 5470.9578 | 4850.7238 | 4970.0679 | 4861.7842 | 4698.4662 | 4943.3323 | 4790.8196 | 4315.1813 | 4134.0583 | 3752.9998
P5 |  |  |  |  | 13340.4262 | 11352.3956 | 5826.1228 | 4564.1736 | 3675.6096 | 3924.1125 | 3998.3559 | 3552.12 | 3781.12 | 3392.0735 | 3351.6974 | 3619.98 | 3656.9493 | 3287.02 | 3094.2135 | 2800.0246
P95 |  |  |  |  | 19386.3622 | 16305.6549 | 10743.6884 | 8898.4189 | 7809.4346 | 6934.0734 | 7075.1508 | 6271.356 | 6167.896 | 6196.8079 | 6348.8651 | 6033.3 | 6562.0707 | 5420.5756 | 5258.592 | 4874.5844
15600: New 2023JAN 18V50DF_NG_B #8
CAPACITYFACTOR - Net Generation Capacity Factor
MEAN |  |  |  |  | 0.38505 | 0.31002 | 0.19592 | 0.15855 | 0.12895 | 0.12149 | 0.1273 | 0.10616 | 0.10475 | 0.10102 | 0.095628 | 0.097565 | 0.092673 | 0.083314 | 0.077103 | 0.069153
P5 |  |  |  |  | 0.32086 | 0.24319 | 0.1398 | 0.11373 | 0.090651 | 0.091327 | 0.096151 | 0.081995 | 0.083182 | 0.072878 | 0.067695 | 0.072371 | 0.069834 | 0.063672 | 0.059889 | 0.051558
P95 |  |  |  |  | 0.45868 | 0.37602 | 0.25427 | 0.21449 | 0.16912 | 0.15626 | 0.15877 | 0.13758 | 0.13015 | 0.13251 | 0.1275 | 0.11776 | 0.12525 | 0.10527 | 0.097221 | 0.088898
CO2EMISSIONS - CO2 Emissions
MEAN |  |  |  |  | 12441.6776 | 9988.1877 | 6251.8176 | 5055.2824 | 4083.6773 | 3907.9076 | 4053.6252 | 3368.1188 | 3357.639 | 3186.1308 | 3047.3985 | 3135.7019 | 2964.8519 | 2662.4427 | 2460.643 | 2200.2538
P5 |  |  |  |  | 10317.6805 | 7784.0805 | 4453.3835 | 3635.3733 | 2883.6475 | 2937.7435 | 3069.201 | 2589.4535 | 2662.3855 | 2311.716 | 2148.616 | 2321.3992 | 2241.4252 | 2042.469 | 1915.357 | 1642.966
P95 |  |  |  |  | 14834.2707 | 12103.941 | 8086.302 | 6862.557 | 5358.2855 | 5048.627 | 5075.5148 | 4349.1062 | 4156.7328 | 4175.1613 | 4069.68 | 3778.155 | 3985.7958 | 3362.8235 | 3117.5293 | 2830.688
FUELCONSUMED - Fuel Consumed
MEAN |  |  |  |  | 202850.2859 | 162892.0253 | 101906.9185 | 82407.2529 | 66574.1382 | 63693.5594 | 66073.3678 | 54899.0222 | 54733.9228 | 51929.9241 | 49676.2784 | 51110.4317 | 48329.8815 | 43402.9972 | 40105.1132 | 35863.191
P5 |  |  |  |  | 168220.3358 | 126964.8481 | 72591.4361 | 59260.4767 | 47010.6075 | 47880.8247 | 50027.3646 | 42206.8654 | 43400.369 | 37677.948 | 35024.9719 | 37837.5732 | 36537.2502 | 33296.1525 | 31217.6697 | 26779.6106
P95 |  |  |  |  | 241843.831 | 197371.7738 | 131809.618 | 111868.4615 | 87354.114 | 82285.4648 | 82730.5432 | 70889.6405 | 67760.0996 | 68050.137 | 66340.5782 | 61582.2217 | 64973.6138 | 54820.6121 | 50811.5697 | 46139.1031
FUELCOST - Fuel Cost
MEAN |  |  |  |  | 322366.1955 | 273512.6351 | 186132.674 | 155761.8189 | 131465.1752 | 126962.4702 | 135839.7709 | 115906.1561 | 117481.6017 | 115448.6688 | 112321.3846 | 117530.9669 | 113724.3169 | 106870.2406 | 100933.1924 | 93815.8286
P5 |  |  |  |  | 198263.6897 | 154563.7336 | 90681.6344 | 84652.8681 | 66745.8586 | 75601.1666 | 82942.3257 | 65044.0664 | 75889.7594 | 60770.8681 | 60745.426 | 66344.4189 | 68687.6839 | 65080.3891 | 63676.058 | 55099.9391
P95 |  |  |  |  | 507705.5461 | 395208.0892 | 290164.8941 | 292705.8842 | 235924.2201 | 204950.5161 | 219543.5086 | 180491.1065 | 178189.4876 | 199456.4458 | 179158.8291 | 174793.8495 | 186451.0797 | 162257.5056 | 146337.2029 | 144999.6383
NETPOS - Net Position (MWh)
MEAN |  |  |  |  | 23696.2487 | 18973.7568 | 11971.006 | 9673.683 | 7809.5143 | 7466.156 | 7739.7613 | 6425.7879 | 6466.2476 | 6130.6809 | 5859.9004 | 6024.7219 | 5692.994 | 5108.9563 | 4717.6045 | 4215.6019
P5 |  |  |  |  | 19649.5783 | 14739.5134 | 8528.0903 | 6956.4492 | 5514.9626 | 5613.1482 | 5860.345 | 4940.2667 | 5127.23 | 4448.4 | 4131.765 | 4460.4 | 4304.07 | 3919.5 | 3672.235 | 3147.95
P95 |  |  |  |  | 28290.5401 | 23055.6512 | 15483.93 | 13130.2344 | 10245.132 | 9646.19 | 9689.6656 | 8295.4709 | 8005.27 | 8033.02 | 7825.95 | 7257.9407 | 7652.1805 | 6452.87 | 5976.72 | 5422.4252
NETREVENUE - Net Revenue $
MEAN |  |  |  |  | 25731.7363 | 22617.9053 | 56864.0921 | 47643.9318 | 32891.1003 | 42040.9522 | 42773.6492 | 44557.114 | 47024.8184 | 46874.5596 | 46827.6749 | 51192.6638 | 46149.2207 | 39070.594 | 39296.4181 | 33727.4926
P5 |  |  |  |  | -51747.4702 | -49821.5601 | 10253.3958 | 16365.8385 | 4094.8116 | 19819.7196 | 16044.4 | 19248.8171 | 21825.0184 | 22195.4216 | 23745.036 | 26607.7936 | 26574.632 | 19879.8447 | 21865.6826 | 16790.4283
P95 |  |  |  |  | 121867.1766 | 97189.9392 | 108527.3197 | 96605.0566 | 77328.6935 | 78210.4873 | 88145.4384 | 70883.7784 | 70708.6487 | 76513.0962 | 81090.1506 | 78447.4673 | 78996.24 | 63127.866 | 57178.3968 | 53030.1554
STARTS - Number Starts
MEAN |  |  |  |  | 133.2 | 128.13 | 123.12 | 107.5 | 93.6 | 89.8 | 94.87 | 84.77 | 87.54 | 85.9 | 81.41 | 79.89 | 80.11 | 73.91 | 70.24 | 64.9
P5 |  |  |  |  | 113 | 105.5 | 105.5 | 85.5 | 75.5 | 73 | 75 | 65 | 70 | 66 | 60.5 | 57.5 | 60 | 56 | 56 | 49
P95 |  |  |  |  | 154.5 | 154.5 | 145 | 130 | 116.5 | 108 | 116 | 104.5 | 106 | 105 | 102.5 | 99 | 99.5 | 90 | 90 | 81
VOMCOSTS - VOM Costs
MEAN |  |  |  |  | 16113.4491 | 13281.6298 | 8499.4143 | 6965.0518 | 5779.0405 | 5599.617 | 5959.6162 | 5012.1146 | 5172.9981 | 5027.1583 | 4863.7173 | 5121.0136 | 4952.9047 | 4495.8815 | 4245.8441 | 3878.3537
P5 |  |  |  |  | 13361.7132 | 10317.6594 | 6054.9441 | 5008.6434 | 4081.0723 | 4209.8611 | 4512.4657 | 3853.408 | 4101.784 | 3647.688 | 3429.365 | 3791.34 | 3744.5409 | 3449.16 | 3305.0115 | 2896.114
P95 |  |  |  |  | 19237.5673 | 16138.9558 | 10993.5903 | 9453.7687 | 7581.3977 | 7234.6425 | 7461.0425 | 6470.4673 | 6404.216 | 6587.0764 | 6495.5385 | 6169.2496 | 6657.397 | 5678.5256 | 5379.048 | 4988.6311
15600: New 2023JAN 18V50DF_NG_B #9
CAPACITYFACTOR - Net Generation Capacity Factor
MEAN |  |  |  |  | 0.3892 | 0.30838 | 0.20197 | 0.1668 | 0.138 | 0.12978 | 0.1371 | 0.12337 | 0.12205 | 0.11488 | 0.10841 | 0.11032 | 0.10512 | 0.093973 | 0.085785 | 0.077334
P5 |  |  |  |  | 0.32776 | 0.23236 | 0.14646 | 0.12216 | 0.10451 | 0.1041 | 0.11175 | 0.099361 | 0.094477 | 0.090541 | 0.086259 | 0.083333 | 0.084515 | 0.073679 | 0.06681 | 0.059868
P95 |  |  |  |  | 0.45643 | 0.37685 | 0.25726 | 0.22384 | 0.18563 | 0.16005 | 0.16363 | 0.14782 | 0.14632 | 0.13856 | 0.13534 | 0.12641 | 0.13131 | 0.11431 | 0.10669 | 0.094882
CO2EMISSIONS - CO2 Emissions
MEAN |  |  |  |  | 12568.8355 | 9953.9355 | 6448.3825 | 5312.7539 | 4378.5577 | 4171.0093 | 4363.6075 | 3918.2208 | 3919.4796 | 3624.7384 | 3454.7406 | 3547.6537 | 3354.485 | 3005.7378 | 2741.5954 | 2457.2079
P5 |  |  |  |  | 10618.4248 | 7509.5903 | 4689.8692 | 3872.1417 | 3306.19 | 3368.5375 | 3544.704 | 3150.6585 | 3028.1348 | 2872.132 | 2730.624 | 2675.511 | 2704.5658 | 2334.8738 | 2150.959 | 1895.73
P95 |  |  |  |  | 14667.7835 | 12170.7753 | 8227.8317 | 7167.2558 | 5910.9845 | 5177.3505 | 5233.8857 | 4693.9372 | 4686.985 | 4328.4 | 4301.9415 | 4097.0813 | 4201.2015 | 3668.321 | 3418.5763 | 3031.156
FUELCONSUMED - Fuel Consumed
MEAN |  |  |  |  | 204927.0352 | 162333.9365 | 105110.9944 | 86604.4281 | 71381.4979 | 67981.7161 | 71126.0545 | 63865.5598 | 63892.7283 | 59078.712 | 56316.533 | 57825.0273 | 54681.2086 | 48999.3637 | 44684.2508 | 40051.4171
P5 |  |  |  |  | 173134.5116 | 122456.1669 | 76446.5596 | 63120.3105 | 53898.9568 | 54902.2787 | 57777.7939 | 51354.365 | 49362.3866 | 46811.996 | 44512.3879 | 43609.4064 | 44086.8575 | 38062.9094 | 35057.6564 | 30899.5507
P95 |  |  |  |  | 239148.8457 | 198482.3471 | 134117.0359 | 116836.9707 | 96364.4868 | 84383.9584 | 85312.0878 | 76509.5995 | 76403.8749 | 70547.7283 | 70127.0119 | 66781.326 | 68483.5229 | 59800.8058 | 55718.2194 | 49406.6418
FUELCOST - Fuel Cost
MEAN |  |  |  |  | 324525.8905 | 274166.6415 | 191057.9504 | 162919.2242 | 140469.8638 | 134746.0247 | 145460.9476 | 132998.1192 | 135708.7627 | 129433.0458 | 125557.0844 | 131542.6261 | 126742.7154 | 119130.89 | 111412.5808 | 103811.7674
P5 |  |  |  |  | 198892.9643 | 147903.7781 | 97725.0302 | 92684.3595 | 78385.4651 | 87598.5671 | 92619.7904 | 86164.0126 | 85962.9378 | 76409.3755 | 77225.6788 | 83275.6613 | 84809.7373 | 75100.2968 | 72278.5661 | 64307.7701
P95 |  |  |  |  | 485511.5182 | 409353.9696 | 293756.7417 | 289090.6712 | 249306.2149 | 203052.0015 | 228137.3372 | 190953.3226 | 196100.4502 | 201469.0997 | 187467.3535 | 182039.1701 | 189352.1616 | 167882.9242 | 154184.9117 | 152269.2096
NETPOS - Net Position (MWh)
MEAN |  |  |  |  | 23929.3688 | 18907.5403 | 12347.2777 | 10166.2725 | 8373.1493 | 7968.9167 | 8331.5634 | 7475.0997 | 7548.2298 | 6974.5156 | 6643.0151 | 6816.1645 | 6441.2472 | 5767.8084 | 5256.2582 | 4707.9484
P5 |  |  |  |  | 20194.9351 | 14297.1502 | 8980.3373 | 7409.8944 | 6323.2 | 6436.375 | 6768.72 | 6011.28 | 5832.04 | 5526.8 | 5250.96 | 5140.8 | 5193.41 | 4480.625 | 4123.945 | 3632.25
P95 |  |  |  |  | 27940.0723 | 23159.5093 | 15754.5155 | 13710.8177 | 11302.23 | 9890.985 | 9992.4641 | 8954.61 | 9026.51 | 8327.895 | 8271.8 | 7871.5417 | 8066.915 | 7039.12 | 6553.905 | 5807.355
NETREVENUE - Net Revenue $
MEAN |  |  |  |  | 20945.2258 | 23418.365 | 54367.6531 | 45269.2686 | 30449.8718 | 39005.6478 | 39408.1604 | 39922.8076 | 42365.9738 | 43095.6665 | 42800.6684 | 47242.4483 | 41823.124 | 35924.8072 | 36757.7957 | 31007.0975
P5 |  |  |  |  | -55740.9358 | -30248.2076 | 7942.7721 | 12701.2236 | 1160.0075 | 16251.2708 | 12858.912 | 15155.1519 | 18913.0406 | 16746.0501 | 17954.2131 | 20807.8277 | 19918.5908 | 15843.6493 | 17622.015 | 12984.1029
P95 |  |  |  |  | 126186.8885 | 86945.0723 | 107142.5728 | 97299.1593 | 76934.6643 | 74336.5197 | 87394.3455 | 69414.4585 | 69206.9551 | 75181.2491 | 75509.1857 | 77525.1653 | 77757.1819 | 61794.7459 | 57775.971 | 52707.3008
STARTS - Number Starts
MEAN |  |  |  |  | 134.85 | 127.39 | 125.17 | 109.61 | 95.01 | 92.07 | 97.45 | 90.78 | 93.37 | 89.45 | 86.23 | 84.32 | 85.97 | 78.48 | 73.52 | 68.49
P5 |  |  |  |  | 115.5 | 105.5 | 106.5 | 86.5 | 78 | 75.5 | 80 | 70.5 | 77 | 71 | 66.5 | 64 | 70 | 62.5 | 58 | 52
P95 |  |  |  |  | 155.5 | 153 | 147 | 131 | 114 | 109 | 120 | 107 | 110.5 | 107.5 | 106 | 102 | 105.5 | 93 | 93.5 | 84.5
VOMCOSTS - VOM Costs
MEAN |  |  |  |  | 16271.9708 | 13235.2782 | 8766.5672 | 7319.7162 | 6196.1305 | 5976.6875 | 6415.3039 | 5830.5777 | 6038.5839 | 5719.1028 | 5513.7025 | 5793.7398 | 5603.885 | 5075.6714 | 4730.6324 | 4331.3125
P5 |  |  |  |  | 13732.5559 | 10008.0051 | 6376.0395 | 5335.124 | 4679.168 | 4827.2812 | 5211.9144 | 4688.7984 | 4665.632 | 4531.976 | 4358.2968 | 4369.68 | 4518.2667 | 3942.95 | 3711.5505 | 3341.67
P95 |  |  |  |  | 18999.2492 | 16211.6565 | 11185.706 | 9871.7888 | 8363.6502 | 7418.2388 | 7694.1973 | 6984.5958 | 7221.208 | 6828.8739 | 6865.594 | 6690.8104 | 7018.216 | 6194.4256 | 5898.5145 | 5342.7666
15600: New 2024JAN 18V50DF_NG_B #1
CAPACITYFACTOR - Net Generation Capacity Factor
MEAN | [5 empty] | 0.30412 | 0.19833 | 0.16259 | 0.13375 | 0.12611 | 0.13334 | 0.1147 | 0.11274 | 0.10714 | 0.10046 | 0.10236 | 0.097238 | 0.087581 | 0.080951 | 0.072225
P5 | [5 empty] | 0.22312 | 0.14248 | 0.11825 | 0.093701 | 0.098122 | 0.10819 | 0.089365 | 0.087751 | 0.083021 | 0.07485 | 0.078215 | 0.075994 | 0.06695 | 0.060558 | 0.052391
P95 | [5 empty] | 0.36571 | 0.25493 | 0.21444 | 0.18037 | 0.16156 | 0.16422 | 0.14099 | 0.13828 | 0.13026 | 0.13403 | 0.12065 | 0.12636 | 0.10679 | 0.10366 | 0.089504
CO2EMISSIONS - CO2 Emissions
MEAN | [5 empty] | 9796.8961 | 6326.0683 | 5177.0106 | 4242.8582 | 4050.5863 | 4239.2939 | 3647.4116 | 3617.7791 | 3385.752 | 3202.1095 | 3291.3726 | 3109.2211 | 2802.7025 | 2586.1818 | 2293.757
P5 | [5 empty] | 7170.0095 | 4523.6803 | 3743.7623 | 2954.334 | 3177.2915 | 3444.792 | 2833.8567 | 2809.0222 | 2622.5718 | 2393.672 | 2491.8975 | 2442.4108 | 2129.754 | 1945.898 | 1660.398
P95 | [5 empty] | 11748.6987 | 8072.9847 | 6801.408 | 5727.2745 | 5168.6575 | 5228.169 | 4480.9978 | 4459.0725 | 4117.5207 | 4247.0747 | 3897.9172 | 4059.3685 | 3411.5057 | 3331.0068 | 2845.4485
FUELCONSUMED - Fuel Consumed
MEAN | [5 empty] | 159770.3742 | 103117.2644 | 84391.6181 | 69169.2438 | 66018.953 | 69099.6669 | 59451.4693 | 58974.5131 | 55183.4849 | 52198.3683 | 53647.7296 | 50683.2183 | 45689.5133 | 42151.2281 | 37387.2679
P5 | [5 empty] | 116930.5679 | 73737.4843 | 61027.8651 | 48162.9473 | 51785.2461 | 56149.2532 | 46190.6341 | 45790.5786 | 42744.4903 | 39019.6734 | 40616.604 | 39813.4949 | 34719.065 | 31715.4458 | 27063.7444
P95 | [5 empty] | 191588.767 | 131592.9079 | 110871.335 | 93369.7876 | 84242.2751 | 85218.0062 | 73039.9676 | 72688.5571 | 67110.9178 | 69232.4704 | 63534.4571 | 66171.6721 | 55614.8459 | 54291.2663 | 46379.8056
FUELCOST - Fuel Cost
MEAN | [5 empty] | 269366.9488 | 188154.7041 | 159131.2757 | 136653.4393 | 131141.843 | 141375.4326 | 124454.7078 | 125917.0693 | 121788.2477 | 117372.8179 | 122968.6297 | 118503.6072 | 111950.4713 | 105799.4588 | 97465.304
P5 | [5 empty] | 140413.205 | 92438.8638 | 89501.4926 | 71043.5154 | 82495.3371 | 87489.4263 | 76807.698 | 80707.9444 | 70959.9538 | 67221.6506 | 72154.1542 | 74744.9123 | 69246.384 | 66486.5581 | 54651.0247
P95 | [5 empty] | 400350.4603 | 289272.9565 | 288928.0418 | 253738.5451 | 205752.1487 | 218869.2016 | 183513.4161 | 191983.5028 | 192825.8584 | 185269.443 | 171591.5904 | 186183.0246 | 164001.4157 | 155316.3175 | 143431.4053
NETPOS - Net Position (MWh)
MEAN | [5 empty] | 18615.7498 | 12112.9573 | 9906.6093 | 8113.7094 | 7738.8996 | 8094.4368 | 6958.4092 | 6967.3181 | 6514.8888 | 6157.216 | 6323.9069 | 5970.2529 | 5378.0966 | 4958.2388 | 4394.718
P5 | [5 empty] | 13623.6134 | 8661.9746 | 7163.7939 | 5649.5193 | 6070.955 | 6577.935 | 5406.84 | 5410.04 | 5046.575 | 4603.005 | 4788 | 4690.01 | 4087 | 3730.79 | 3181.35
P95 | [5 empty] | 22354.1338 | 15457.5365 | 13015.7012 | 10950.6843 | 9874.375 | 9982.96 | 8544.9302 | 8587.5547 | 7922.8136 | 8166.685 | 7488.39 | 7794.17 | 6544.725 | 6385.107 | 5451.0186
NETREVENUE - Net Revenue $
MEAN | [5 empty] | 26456.058 | 55677.3198 | 46203.7432 | 31955.4907 | 40797.2487 | 40562.7502 | 42034.5653 | 44700.1643 | 44911.0205 | 44725.9671 | 49394.9456 | 44510.8429 | 38006.4724 | 38524.2625 | 32480.1934
P5 | [5 empty] | -31609.3281 | 13385.1185 | 13039.2387 | 4481.8871 | 16569.1017 | 12122.9671 | 17810.6036 | 19195.7739 | 19995.4661 | 22107.6343 | 23056.3726 | 23622.0143 | 18446.5758 | 20213.6941 | 15109.3292
P95 | [5 empty] | 89579.3659 | 107889.7441 | 95098.328 | 75322.1027 | 74286.7846 | 84455.6666 | 67737.396 | 69555.2512 | 76848.1642 | 79287.2676 | 78492.9777 | 79568.5207 | 62351.5239 | 57459.7487 | 51143.1714
STARTS - Number Starts
MEAN | [5 empty] | 128.2 | 123.81 | 107.35 | 94.09 | 91.17 | 96.51 | 88.91 | 89.99 | 87.67 | 83.94 | 82.26 | 82.25 | 75.65 | 71.89 | 66.69
P5 | [5 empty] | 103 | 101.5 | 84.5 | 76.5 | 73 | 77 | 70 | 72.5 | 70 | 64 | 60.5 | 62.5 | 59 | 57.5 | 51.5
P95 | [5 empty] | 155 | 144 | 128 | 116 | 110 | 116.5 | 107.5 | 106.5 | 107.5 | 105.5 | 103 | 100.5 | 89 | 90 | 81.5
VOMCOSTS - VOM Costs
MEAN | [5 empty] | 13031.0249 | 8600.1997 | 7132.7587 | 6004.145 | 5804.1747 | 6232.7163 | 5427.5592 | 5573.8545 | 5342.2088 | 5110.4893 | 5375.3209 | 5194.1201 | 4732.725 | 4462.4149 | 4043.1406
P5 | [5 empty] | 9536.5294 | 6150.0019 | 5157.9316 | 4180.6443 | 4553.2163 | 5065.0099 | 4217.3352 | 4328.032 | 4138.1915 | 3820.4941 | 4069.8 | 4080.3087 | 3596.56 | 3357.711 | 2926.842
P95 | [5 empty] | 15647.8937 | 10974.8509 | 9371.3049 | 8103.5064 | 7405.7812 | 7686.8792 | 6665.0455 | 6870.0437 | 6496.7072 | 6778.3485 | 6365.1315 | 6780.9279 | 5759.358 | 5746.5963 | 5014.9371
15600: New 2024JAN 18V50DF_NG_B #10
CAPACITYFACTOR - Net Generation Capacity Factor
MEAN | [5 empty] | 0.2689 | 0.20293 | 0.16561 | 0.13639 | 0.12779 | 0.13714 | 0.13114 | 0.13316 | 0.13058 | 0.12472 | 0.12378 | 0.1226 | 0.11176 | 0.10871 | 0.098641
P5 | [5 empty] | 0.20251 | 0.1636 | 0.12681 | 0.10559 | 0.10222 | 0.10772 | 0.10467 | 0.10397 | 0.10326 | 0.095115 | 0.094112 | 0.095057 | 0.086516 | 0.087423 | 0.077116
P95 | [5 empty] | 0.3342 | 0.253 | 0.22092 | 0.192 | 0.16507 | 0.17955 | 0.17454 | 0.16665 | 0.16998 | 0.15853 | 0.15007 | 0.15653 | 0.14215 | 0.13071 | 0.12299
CO2EMISSIONS - CO2 Emissions
MEAN | [5 empty] | 8629.099 | 6470.3881 | 5275.8512 | 4319.3607 | 4111.696 | 4357.7974 | 4169.3026 | 4267.9376 | 4121.2281 | 3978.3561 | 3978.8902 | 3918.3016 | 3577.9093 | 3468.7426 | 3133.9152
P5 | [5 empty] | 6521.9667 | 5229.3 | 4060.804 | 3344.0892 | 3277.261 | 3414.3838 | 3306.8895 | 3299.8342 | 3261.7962 | 3041.32 | 3016.5075 | 3027.8902 | 2757.3353 | 2805.409 | 2455.9
P95 | [5 empty] | 10687.6022 | 8081.613 | 7037.182 | 6111.5865 | 5319.703 | 5706.4957 | 5556.5167 | 5371.983 | 5389.3933 | 5068.9722 | 4814.3038 | 5001.1095 | 4563.6677 | 4157.2788 | 3885.658
FUELCONSUMED - Fuel Consumed
MEAN | [5 empty] | 140699.0084 | 105469.7883 | 86003.0249 | 70416.4663 | 67015.1324 | 71031.5437 | 67958.4224 | 69573.2488 | 67171.1046 | 64852.4405 | 64854.2552 | 63872.1143 | 58326.9888 | 56535.7893 | 51081.5463
P5 | [5 empty] | 106341.6271 | 85239.168 | 66196.0634 | 54517.0128 | 53414.6041 | 55653.6103 | 53900.8625 | 53791.4285 | 53163.0137 | 49577.0987 | 49167.468 | 49357.338 | 44949.8438 | 45724.2862 | 40030.2264
P95 | [5 empty] | 174249.3561 | 131732.8824 | 114715.1895 | 99635.2559 | 86705.1803 | 93016.8809 | 90571.4307 | 87570.9587 | 87842.7828 | 82634.1684 | 78471.554 | 81523.0534 | 74397.2909 | 67757.8146 | 63334.9527
FUELCOST - Fuel Cost
MEAN | [5 empty] | 239316.3584 | 190097.0856 | 161945.2734 | 138442.7171 | 133863.2788 | 147098.5588 | 143965.1202 | 150241.8002 | 148924.7769 | 146567.535 | 149113.3347 | 149319.0812 | 143311.9225 | 141580.753 | 132829.3281
P5 | [5 empty] | 133017.8532 | 107292.638 | 96589.6931 | 78085.4186 | 87610.8222 | 90096.7249 | 87117.9603 | 93749.8638 | 85886.1873 | 83948.1588 | 88863.8099 | 92561.667 | 90166.7542 | 97277.8266 | 84664.2676
P95 | [5 empty] | 361121.7215 | 287224.3517 | 301876.7331 | 262046.5889 | 214931.6295 | 244902.6738 | 234820.8366 | 233821.6058 | 252165.4737 | 231038.4041 | 224431.8301 | 223309.5194 | 216144.2355 | 199583.2096 | 199000.9617
NETPOS - Net Position (MWh)
MEAN | [5 empty] | 16463.7528 | 12389.2746 | 10095.1969 | 8259.859 | 7855.2442 | 8319.9342 | 7953.3433 | 8218.6551 | 7929.4769 | 7649.2038 | 7644.1788 | 7523.6222 | 6865.3681 | 6650.1866 | 6004.2598
P5 | [5 empty] | 12436.2232 | 10014 | 7771.2328 | 6395.4403 | 6261.97 | 6519.87 | 6309.36 | 6355.32 | 6276.625 | 5848.425 | 5796 | 5814.27 | 5291.1597 | 5378.695 | 4705.155
P95 | [5 empty] | 20425.8433 | 15475.73 | 13464.5196 | 11683.4509 | 10161.097 | 10889.7226 | 10595.1432 | 10343.4837 | 10365.5761 | 9738.5195 | 9247.9854 | 9602.145 | 8755.725 | 7968.7615 | 7443.815
NETREVENUE - Net Revenue $
MEAN | [5 empty] | 57126.679 | 54758.6127 | 44271.3309 | 30557.615 | 39239.6303 | 38669.782 | 36734.4732 | 38122.5003 | 37949.2462 | 37387.0385 | 42785.5779 | 36642.2665 | 30425.2931 | 29012.9813 | 23967.134
P5 | [5 empty] | -6939.0068 | 5003.9852 | 11216.8627 | 654.0336 | 14085.8889 | 11894.3992 | 11767.0452 | 11955.5798 | 10618.0205 | 13498.8305 | 15090.4556 | 14423.2649 | 12992.7045 | 10723.8073 | 4748.3039
P95 | [5 empty] | 117494.952 | 111692.5758 | 93655.6492 | 73012.7225 | 73276.3154 | 77261.5377 | 65204.7198 | 62509.6141 | 66889.5939 | 69965.0729 | 73802.0984 | 69141.1839 | 53619.4761 | 49402.3389 | 45987.5005
STARTS - Number Starts
MEAN | [5 empty] | 133.04 | 127.93 | 111.18 | 97.87 | 94.56 | 99.79 | 93.74 | 96.22 | 92.66 | 90.36 | 88 | 88.23 | 81.4 | 79.74 | 74.85
P5 | [5 empty] | 107.5 | 109.5 | 90.5 | 82.5 | 78.5 | 82.5 | 77.5 | 79.5 | 78 | 71.5 | 69 | 72.5 | 64 | 65 | 57
P95 | [5 empty] | 158 | 149.5 | 131 | 118.5 | 114.5 | 121 | 114 | 119 | 111 | 110.5 | 109 | 109.5 | 97 | 97.5 | 91
VOMCOSTS - VOM Costs
MEAN | [5 empty] | 11524.627 | 8796.3849 | 7268.5417 | 6112.2957 | 5891.4331 | 6406.3493 | 6203.6078 | 6574.9241 | 6502.1711 | 6348.8391 | 6497.552 | 6545.5513 | 6041.5239 | 5985.168 | 5523.919
P5 | [5 empty] | 8705.3563 | 7109.94 | 5595.2876 | 4732.6258 | 4696.4775 | 5020.2999 | 4921.3008 | 5084.256 | 5146.8325 | 4854.1928 | 4926.6 | 5058.4149 | 4656.2206 | 4840.8255 | 4328.7426
P95 | [5 empty] | 14298.0903 | 10987.7683 | 9694.4541 | 8645.7537 | 7620.8227 | 8385.0864 | 8264.2117 | 8274.7869 | 8499.7724 | 8082.9712 | 7860.7876 | 8353.8661 | 7705.038 | 7171.8854 | 6848.3098
15600: New 2024JAN 18V50DF_NG_B #11
CAPACITYFACTOR - Net Generation Capacity Factor
MEAN | [5 empty] | 0.27417 | 0.20537 | 0.16841 | 0.14179 | 0.13298 | 0.13978 | 0.12949 | 0.13204 | 0.13041 | 0.12387 | 0.12259 | 0.12109 | 0.11044 | 0.10616 | 0.097957
P5 | [5 empty] | 0.2036 | 0.16587 | 0.12987 | 0.11607 | 0.10848 | 0.11311 | 0.10057 | 0.10173 | 0.10143 | 0.096422 | 0.09305 | 0.097325 | 0.087334 | 0.084667 | 0.074966
P95 | [5 empty] | 0.34603 | 0.25482 | 0.22368 | 0.18698 | 0.16462 | 0.17494 | 0.16783 | 0.1621 | 0.17578 | 0.15474 | 0.15296 | 0.15479 | 0.14077 | 0.1295 | 0.1206
CO2EMISSIONS - CO2 Emissions
MEAN | [5 empty] | 8811.7609 | 6554.3127 | 5372.0513 | 4500.0262 | 4269.5494 | 4445.7242 | 4114.4691 | 4236.4452 | 4112.6719 | 3951.7787 | 3939.8877 | 3871.5595 | 3534.9335 | 3393.8962 | 3112.8142
P5 | [5 empty] | 6536.4585 | 5272.8775 | 4139.4653 | 3657.2835 | 3472.8535 | 3583.8 | 3194.056 | 3286.6875 | 3191.7443 | 3067.576 | 3003.3922 | 3119.6445 | 2788.153 | 2696.334 | 2383.826
P95 | [5 empty] | 11111.6215 | 8071.2155 | 7180.6955 | 5950.873 | 5266.9028 | 5566.353 | 5348.8865 | 5215.7217 | 5540.4857 | 4943.1923 | 4909.5323 | 4952.273 | 4490.104 | 4142.8342 | 3855.152
FUELCONSUMED - Fuel Consumed
MEAN | [5 empty] | 143682.8325 | 106837.6257 | 87571.1936 | 73361.8223 | 69587.8501 | 72464.6766 | 67064.6206 | 69060.0013 | 67031.8104 | 64419.1353 | 64218.6326 | 63110.1695 | 57626.3966 | 55315.9616 | 50737.6376
P5 | [5 empty] | 106576.322 | 85949.4944 | 67478.1479 | 59622.7853 | 56602.4783 | 58415.049 | 52061.7254 | 53577.12 | 52021.2577 | 50005.1025 | 48953.6964 | 50853.0149 | 45452.291 | 43946.5146 | 38855.2971
P95 | [5 empty] | 181179.5085 | 131563.8552 | 117054.5346 | 97015.5308 | 85842.9891 | 90731.0007 | 87185.8249 | 85024.9286 | 90304.5454 | 80580.3034 | 80024.4923 | 80727.7108 | 73198.512 | 67522.6229 | 62837.7185
FUELCOST - Fuel Cost
MEAN | [5 empty] | 244171.2173 | 192001.1011 | 163861.8089 | 142741.6055 | 137459.9246 | 149008.2964 | 141811.659 | 149437.8842 | 148882.2372 | 145622.3938 | 147822.861 | 148053.9623 | 141649.78 | 139197.2149 | 132404.6664
P5 | [5 empty] | 125886.562 | 109409.7928 | 97424.5062 | 85905.5721 | 93008.8809 | 94339.6236 | 85477.0837 | 94892.6754 | 88645.3931 | 85532.4659 | 88876.7593 | 92479.3276 | 88348.3485 | 95931.0891 | 81816.8871
P95 | [5 empty] | 366312.0338 | 286906.8201 | 307358.6365 | 260964.4299 | 207219.1328 | 239372.0349 | 229359.5056 | 232998.127 | 264369.6996 | 220474.7415 | 222630.2236 | 220058.1694 | 217551.8766 | 197043.9901 | 200703.4048
NETPOS - Net Position (MWh)
MEAN | [5 empty] | 16798.6463 | 12550.2402 | 10279.4507 | 8605.3119 | 8157.0086 | 8488.0518 | 7848.7448 | 8157.8771 | 7912.6939 | 7598.2035 | 7569.0845 | 7433.8339 | 6782.9255 | 6506.5729 | 5963.71
P5 | [5 empty] | 12475.9002 | 10097.45 | 7921.83 | 6994.4305 | 6635.695 | 6843.375 | 6094.08 | 6330 | 6141.825 | 5898.915 | 5770.8 | 5990.46 | 5350.3509 | 5169.57 | 4567.45
P95 | [5 empty] | 21194.7533 | 15454.65 | 13739.985 | 11371.7736 | 10063.4402 | 10626.9297 | 10202.4751 | 10041.1141 | 10655.6869 | 9504.525 | 9429.0796 | 9507.368 | 8613.8295 | 7942.495 | 7385.365
NETREVENUE - Net Revenue $
MEAN | [5 empty] | 51980.9822 | 54336.5864 | 44500.7956 | 28785.0677 | 37532.4391 | 38210.7739 | 37219.8207 | 37882.2388 | 37947.6773 | 37499.6229 | 43056.4663 | 36874.8287 | 30923.0218 | 29838.0285 | 24027.0511
P5 | [5 empty] | -3167.8725 | 4500.5535 | 10674.5973 | -3410.327 | 11479.0205 | 9408.7099 | 14183.4204 | 13101.2797 | 12439.3442 | 13640.5894 | 16842.3736 | 15129.2181 | 12943.4953 | 11527.3814 | 6586.9353
P95 | [5 empty] | 109960.5813 | 110453.3838 | 92409.2607 | 75833.8971 | 72628.4298 | 81899.476 | 61895.0002 | 62807.7364 | 67997.218 | 72736.619 | 71686.4431 | 68395.5286 | 54292.3286 | 49216.6774 | 44815.7429
STARTS - Number Starts
MEAN | [5 empty] | 134.92 | 128.93 | 113.3 | 100.3 | 96.11 | 101.07 | 93.32 | 95.53 | 91.66 | 90.5 | 87.95 | 87.72 | 80.64 | 79.39 | 74.58
P5 | [5 empty] | 111 | 111 | 93 | 85.5 | 80.5 | 82.5 | 77 | 79 | 73.5 | 73.5 | 66.5 | 71.5 | 63 | 65.5 | 57
P95 | [5 empty] | 158 | 147.5 | 132 | 119 | 112.5 | 121.5 | 111 | 113.5 | 110 | 109.5 | 110.5 | 104 | 97 | 96.5 | 92
VOMCOSTS - VOM Costs
MEAN | [5 empty] | 11759.0524 | 8910.6706 | 7401.2045 | 6367.9308 | 6117.7565 | 6535.7999 | 6122.021 | 6526.3017 | 6488.409 | 6306.5089 | 6433.7218 | 6467.4355 | 5968.9745 | 5855.9156 | 5486.6132
P5 | [5 empty] | 8733.1301 | 7169.1895 | 5703.7176 | 5175.8786 | 4976.7712 | 5269.3988 | 4753.3824 | 5064 | 5036.2965 | 4896.0994 | 4905.18 | 5211.7002 | 4708.3088 | 4652.613 | 4202.054
P95 | [5 empty] | 14836.3273 | 10972.8015 | 9892.7892 | 8415.1124 | 7547.5802 | 8182.7358 | 7957.9306 | 8032.8912 | 8737.6633 | 7888.7557 | 8014.7176 | 8271.4101 | 7580.1699 | 7148.2455 | 6794.5358
15600: New 2024JAN 18V50DF_NG_B #2
CAPACITYFACTOR - Net Generation Capacity Factor
MEAN | [5 empty] | 0.31181 | 0.20536 | 0.17239 | 0.14278 | 0.13766 | 0.14547 | 0.13226 | 0.12937 | 0.12431 | 0.11846 | 0.11815 | 0.11355 | 0.10262 | 0.099578 | 0.088905
P5 | [5 empty] | 0.24054 | 0.14342 | 0.12749 | 0.10365 | 0.11116 | 0.12014 | 0.11007 | 0.10666 | 0.099525 | 0.097366 | 0.092591 | 0.09301 | 0.079614 | 0.078236 | 0.071886
P95 | [5 empty] | 0.3845 | 0.25748 | 0.2187 | 0.18505 | 0.16682 | 0.17092 | 0.15836 | 0.15218 | 0.14857 | 0.14371 | 0.13707 | 0.13631 | 0.12012 | 0.11804 | 0.10881
CO2EMISSIONS - CO2 Emissions
MEAN | [5 empty] | 10053.6497 | 6546.1486 | 5485.2308 | 4528.3527 | 4427.0356 | 4627.6883 | 4205.3063 | 4149.111 | 3920.2595 | 3774.2629 | 3797.5239 | 3634.8524 | 3285.9979 | 3182.6373 | 2824.043
P5 | [5 empty] | 7713.8668 | 4600.5132 | 4078.32 | 3287.2807 | 3546.744 | 3809.688 | 3510.8578 | 3438.6835 | 3110.9133 | 3106.96 | 2983.8868 | 2953.613 | 2538.38 | 2499.999 | 2266.16
P95 | [5 empty] | 12442.8322 | 8201.6167 | 6995.8705 | 5915.0005 | 5344.5235 | 5428.323 | 5000.3552 | 4896.8583 | 4645.3233 | 4603.2627 | 4411.0958 | 4362.8638 | 3862.5343 | 3765.269 | 3451.536
FUELCONSUMED - Fuel Consumed
MEAN | [5 empty] | 163957.514 | 106704.8751 | 89415.9927 | 73823.4705 | 72154.6292 | 75430.4916 | 68544.9487 | 67636.1078 | 63895.4038 | 61525.1172 | 61897.9352 | 59251.4733 | 53568.1254 | 51872.6792 | 46030.6686
P5 | [5 empty] | 125787.6294 | 74991.0042 | 66481.3987 | 53590.6592 | 57806.7864 | 62096.9672 | 57225.4564 | 56055.0829 | 50703.9742 | 50647.1081 | 48635.9268 | 48146.552 | 41380.358 | 40746.5256 | 36937.394
P95 | [5 empty] | 202909.0629 | 133689.1314 | 114041.8218 | 96429.6632 | 87108.4736 | 88480.7694 | 81504.4096 | 79825.4547 | 75712.6947 | 75040.2666 | 71898.5148 | 71118.7632 | 62966.9154 | 61368.6765 | 56258.4924
FUELCOST - Fuel Cost
MEAN | [5 empty] | 276854.9794 | 193932.2566 | 167277.3012 | 144672.1484 | 142341.4049 | 153927.427 | 142016.0153 | 143227.3925 | 139389.014 | 136595.0313 | 140572.2568 | 136910.843 | 129202.3084 | 127954.0202 | 117746.8163
P5 | [5 empty] | 153735.9386 | 96227.0443 | 97880.5537 | 74965.3114 | 90150.9747 | 101511.7162 | 96800.9858 | 96745.36 | 87967.1169 | 86985.8836 | 88873.9964 | 92004.6927 | 87386.0044 | 90548.5748 | 78457.2644
P95 | [5 empty] | 409401.9284 | 292769.2473 | 297368.4381 | 257234.7338 | 210545.0286 | 232572.4799 | 200191.5907 | 206224.0114 | 215004.7614 | 202798.3083 | 200025.4929 | 198629.7968 | 176218.0925 | 171967.8511 | 164488.1888
NETPOS - Net Position (MWh)
MEAN | [5 empty] | 19103.7585 | 12533.8524 | 10496.3511 | 8659.767 | 8457.9502 | 8835.8941 | 8022.87 | 7990.2153 | 7543.1463 | 7257.4674 | 7296.0307 | 6979.5922 | 6305.5575 | 6101.7203 | 5410.8232
P5 | [5 empty] | 14685.1465 | 8807.1096 | 7804.7742 | 6286.7429 | 6776.88 | 7274.715 | 6698.52 | 6622.4672 | 5985.89 | 5974.65 | 5732.93 | 5671.64 | 4870.8397 | 4793.145 | 4342
P95 | [5 empty] | 23672.7997 | 15705.145 | 13385.89 | 11310.69 | 10210.795 | 10364.53 | 9538.91 | 9430.6229 | 8938.925 | 8850.2659 | 8475.6 | 8377.345 | 7411.3917 | 7218.995 | 6613.2
NETREVENUE - Net Revenue $
MEAN | [5 empty] | 25428.2562 | 53068.9346 | 42772.6761 | 28231.5711 | 36079.3513 | 36787.4367 | 36927.7181 | 39007.2822 | 40161.3113 | 39330.1238 | 44952.7526 | 39369.5035 | 33448.85 | 32718.801 | 27802.3104
P5 | [5 empty] | -25363.4368 | 8984.7646 | 8453.5412 | 111.9518 | 12415.5054 | 8840.1522 | 8463.9038 | 12815.6234 | 14077.6356 | 12951.1771 | 17896.9192 | 16646.3771 | 11101.4448 | 13450.1612 | 9578.9108
P95 | [5 empty] | 88913.1087 | 105143.7533 | 97678.3595 | 74797.8867 | 72218.6925 | 86858.0917 | 66089.9757 | 67043.0439 | 73150.9664 | 75274.0253 | 72806.093 | 77048.8468 | 59126.8259 | 56737.8206 | 50294.6425
STARTS - Number Starts
MEAN | [5 empty] | 123.22 | 124.94 | 111.57 | 97.63 | 94.69 | 100.11 | 92.29 | 95.34 | 92.13 | 89.38 | 86.21 | 87.11 | 80.12 | 78.44 | 73.54
P5 | [5 empty] | 101 | 104 | 89.5 | 79 | 75.5 | 82 | 76 | 78.5 | 75 | 70.5 | 67.5 | 68 | 62.5 | 62.5 | 54
P95 | [5 empty] | 147 | 144.5 | 135 | 116 | 110.5 | 121.5 | 108 | 114 | 109.5 | 109.5 | 107.5 | 107 | 94 | 94.5 | 92
VOMCOSTS - VOM Costs
MEAN | [5 empty] | 13372.6309 | 8899.0352 | 7557.3728 | 6408.2276 | 6343.4626 | 6803.6385 | 6257.8386 | 6392.1722 | 6185.3799 | 6023.6979 | 6201.6261 | 6072.2453 | 5548.8906 | 5491.5483 | 4977.9574
P5 | [5 empty] | 10279.6026 | 6253.0478 | 5619.4374 | 4652.1898 | 5082.66 | 5601.5306 | 5224.8456 | 5297.9738 | 4908.4298 | 4958.9595 | 4872.9905 | 4934.3268 | 4286.3389 | 4313.8305 | 3994.64
P95 | [5 empty] | 16570.9598 | 11150.6529 | 9637.8408 | 8369.9106 | 7658.0962 | 7980.6881 | 7440.3498 | 7544.4983 | 7329.9185 | 7345.7207 | 7204.26 | 7288.2901 | 6522.0247 | 6497.0955 | 6084.144
15600: New 2024JAN 18V50DF_NG_B #3
CAPACITYFACTOR - Net Generation Capacity Factor
MEAN | [5 empty] | 0.29899 | 0.20443 | 0.17311 | 0.14067 | 0.13664 | 0.14731 | 0.13593 | 0.13447 | 0.12752 | 0.12054 | 0.12063 | 0.11762 | 0.10619 | 0.10218 | 0.092299
P5 | [5 empty] | 0.23086 | 0.14643 | 0.12928 | 0.10089 | 0.10846 | 0.12079 | 0.11382 | 0.11128 | 0.10467 | 0.0973 | 0.097191 | 0.09779 | 0.084267 | 0.083557 | 0.07668
P95 | [5 empty] | 0.36858 | 0.25923 | 0.22348 | 0.18668 | 0.17113 | 0.17269 | 0.15821 | 0.16146 | 0.15203 | 0.14522 | 0.14072 | 0.13996 | 0.1236 | 0.12169 | 0.10868
CO2EMISSIONS - CO2 Emissions
MEAN | [5 empty] | 9628.5584 | 6519.4977 | 5518.8893 | 4461.8443 | 4390.1272 | 4682.4404 | 4313.7922 | 4311.2954 | 4022.0146 | 3846.0156 | 3873.6784 | 3765.9279 | 3395.2676 | 3264.2215 | 2934.8236
P5 | [5 empty] | 7507.6093 | 4635.4625 | 4135.3657 | 3188.0372 | 3471.211 | 3788.4028 | 3630.3668 | 3566.1982 | 3274.931 | 3093.832 | 3103.2582 | 3130.7353 | 2701.4707 | 2670.156 | 2444.838
P95 | [5 empty] | 11971.468 | 8258.93 | 7086.0247 | 5922.2122 | 5494.6997 | 5480.094 | 5015.4105 | 5155.615 | 4801.5842 | 4642.936 | 4488.1035 | 4420.3438 | 3959.0502 | 3876.6912 | 3484.388
FUELCONSUMED - Fuel Consumed
MEAN | [5 empty] | 157012.2215 | 106270.3598 | 89964.7942 | 72739.1943 | 71553.059 | 76322.9859 | 70313.183 | 70279.7845 | 65553.9161 | 62694.8286 | 63139.134 | 61388.1118 | 55349.4283 | 53202.3306 | 47836.319
P5 | [5 empty] | 122437.0905 | 75560.0413 | 67411.1016 | 51972.6525 | 56575.5316 | 61750.4367 | 59173.5549 | 58133.8459 | 53377.093 | 50433.1062 | 50581.9446 | 51033.959 | 44039.1419 | 43519.8494 | 39849.7654
P95 | [5 empty] | 195203.8007 | 134623.9617 | 115511.0216 | 96547.0369 | 89556.8703 | 89326.2887 | 81749.7813 | 84043.3236 | 78260.3249 | 75685.3263 | 73154.1791 | 72055.8592 | 64540.7138 | 63184.8602 | 56794.1206
FUELCOST - Fuel Cost
MEAN | [5 empty] | 265317.6139 | 193404.9077 | 168600.5649 | 142933.8225 | 141293.3051 | 155534.8766 | 145474.5036 | 148984.2439 | 143003.643 | 139342.472 | 143257.6168 | 141541.5999 | 133334.5281 | 131100.1459 | 122223.3788
P5 | [5 empty] | 148689.4207 | 95767.9038 | 98689.6267 | 74430.2936 | 92101.695 | 101972.1141 | 97799.1203 | 101512.6237 | 91748.7483 | 86746.0646 | 90624.6777 | 97673.8387 | 88196.7966 | 92824.4797 | 82959.7465
P95 | [5 empty] | 386474.4636 | 295626.3687 | 301034.2786 | 253422.1265 | 212650.2886 | 237177.0553 | 205387.3297 | 210036.3786 | 215074.3954 | 207378.6581 | 196064.5567 | 201857.8945 | 178493.8491 | 175415.8575 | 172801.9012
NETPOS - Net Position (MWh)
MEAN | [5 empty] | 18327.7688 | 12482.8369 | 10560.4209 | 8532.5099 | 8387.4017 | 8940.2304 | 8229.8369 | 8302.7194 | 7738.9019 | 7395.3934 | 7442.4747 | 7231.271 | 6515.261 | 6258.2051 | 5623.0975
P5 | [5 empty] | 14261.6989 | 8874.8974 | 7913.19 | 6097.0937 | 6632.2397 | 7233.3155 | 6926.15 | 6868.1381 | 6301.9 | 5949.405 | 5962.5526 | 6011.365 | 5184.125 | 5119.38 | 4684.35
P95 | [5 empty] | 22824.2584 | 15813.34 | 13559.0218 | 11323.3499 | 10496.5269 | 10459.202 | 9567.19 | 9929.0158 | 9237.65 | 8928.315 | 8622.39 | 8487.0033 | 7595.855 | 7432.23 | 6675.755
NETREVENUE - Net Revenue $
MEAN | [5 empty] | 37905.6115 | 53105.5761 | 42409.6662 | 28497.0729 | 35965.8001 | 35550.5975 | 35784.4217 | 37624.011 | 38941.0179 | 38677.2871 | 43987.9636 | 37993.4647 | 31950.5161 | 31627.4511 | 26473.7883
P5 | [5 empty] | -20042.972 | 10251.5006 | 9241.3908 | -55.0503 | 11551.6798 | 7104.6526 | 9514.2919 | 8725.8256 | 9413.0228 | 13478.8749 | 16152.5713 | 13701.5444 | 9421.6068 | 12449.271 | 6594.3158
P95 | [5 empty] | 94254.3569 | 107530.706 | 96207.1035 | 72303.7738 | 72155.996 | 78769.6267 | 65308.3137 | 66031.5569 | 74163.3681 | 74631.9009 | 74157.0901 | 72630.4814 | 59385.0073 | 53963.1717 | 49364.1667
STARTS - Number Starts
MEAN | [5 empty] | 125.42 | 127.35 | 111.74 | 98.26 | 93.55 | 100.77 | 94.16 | 95.86 | 92.49 | 90.07 | 86.88 | 87.77 | 81.34 | 79.03 | 74.03
P5 | [5 empty] | 101 | 103.5 | 89.5 | 79 | 76 | 81 | 76.5 | 78 | 74 | 68.5 | 67.5 | 69 | 66 | 62 | 58
P95 | [5 empty] | 148.5 | 148 | 132 | 116 | 110 | 120.5 | 109.5 | 114.5 | 112.5 | 113 | 106.5 | 105.5 | 95.5 | 94.5 | 91
VOMCOSTS - VOM Costs
MEAN | [5 empty] | 12829.4382 | 8862.8142 | 7603.5031 | 6314.0573 | 6290.5513 | 6883.9774 | 6419.2728 | 6642.1755 | 6345.8996 | 6138.1765 | 6326.1035 | 6291.2058 | 5733.4297 | 5632.3846 | 5173.2497
P5 | [5 empty] | 9983.1892 | 6301.1772 | 5697.4968 | 4511.8493 | 4974.1798 | 5569.6529 | 5402.397 | 5494.5104 | 5167.558 | 4938.0062 | 5068.1697 | 5229.8876 | 4562.03 | 4607.442 | 4309.602
P95 | [5 empty] | 15976.9809 | 11227.4714 | 9762.4957 | 8379.2789 | 7872.3952 | 8053.5856 | 7462.4082 | 7943.2127 | 7574.873 | 7410.5014 | 7329.0315 | 7383.6928 | 6684.3524 | 6689.007 | 6141.6946
15600: New 2024JAN 18V50DF_NG_B #4
CAPACITYFACTOR - Net Generation Capacity Factor
MEAN | [5 empty] | 0.29045 | 0.20224 | 0.17347 | 0.13985 | 0.13548 | 0.14722 | 0.13937 | 0.13986 | 0.13264 | 0.12465 | 0.12351 | 0.12276 | 0.10994 | 0.10424 | 0.095014
P5 | [5 empty] | 0.22179 | 0.14535 | 0.12966 | 0.096762 | 0.1086 | 0.12012 | 0.113 | 0.11851 | 0.10818 | 0.099621 | 0.095822 | 0.10182 | 0.091079 | 0.085814 | 0.075429
P95 | [5 empty] | 0.36088 | 0.26226 | 0.22689 | 0.19329 | 0.16937 | 0.17461 | 0.16323 | 0.1696 | 0.15922 | 0.14699 | 0.14322 | 0.14694 | 0.12811 | 0.12826 | 0.11135
CO2EMISSIONS - CO2 Emissions
MEAN | [5 empty] | 9322.1419 | 6447.8933 | 5529.0756 | 4431.3562 | 4359.7481 | 4681.0368 | 4425.1625 | 4485.2403 | 4188.8866 | 3972.4993 | 3965.8864 | 3925.402 | 3522.1722 | 3326.6327 | 3020.0044
P5 | [5 empty] | 7095.8237 | 4621.4218 | 4152.595 | 3070.6635 | 3498.9325 | 3831.738 | 3580.9572 | 3799.748 | 3400.639 | 3167.2018 | 3077.633 | 3272.5682 | 2928.4118 | 2766.142 | 2375.11
P95 | [5 empty] | 11545.0525 | 8347.767 | 7263.1405 | 6081.3387 | 5381.3893 | 5576.6545 | 5194.93 | 5447.474 | 5016.4222 | 4662.7948 | 4627.6647 | 4701.313 | 4111.1235 | 4051.2112 | 3556.128
FUELCONSUMED - Fuel Consumed
MEAN | [5 empty] | 152004.7034 | 105103.2226 | 90130.7998 | 72242.2327 | 71057.9159 | 76300.0059 | 72128.5544 | 73115.4281 | 68273.6721 | 64756.6939 | 64642.129 | 63987.6998 | 57418.2388 | 54219.5545 | 49224.7802
P5 | [5 empty] | 115710.3612 | 75330.4876 | 67692.1456 | 50060.1418 | 57027.5283 | 62456.6795 | 58368.6627 | 61940.9544 | 55427.0545 | 51629.3115 | 50164.3143 | 53345.8098 | 47738.7144 | 45084.2884 | 38713.2303
P95 | [5 empty] | 188234.0178 | 136071.5764 | 118397.6142 | 99140.8844 | 87709.239 | 90899.1002 | 84675.7189 | 88800.9505 | 81762.1691 | 76009.1961 | 75428.634 | 76635.636 | 67019.1788 | 66029.2948 | 57963.2952
FUELCOST - Fuel Cost
MEAN | [5 empty] | 257401.4165 | 191834.3825 | 169096.666 | 142598.1589 | 140607.8926 | 155743.9338 | 149220.3818 | 154713.712 | 148948.8487 | 143763.5515 | 146543.1432 | 147075.8704 | 138048.0068 | 133711.0465 | 125613.2535
P5 | [5 empty] | 144884.8438 | 94631.5341 | 98803.1313 | 71577.4665 | 88740.7834 | 94572.9473 | 100798.2226 | 105266.4003 | 91647.735 | 92239.3365 | 90416.7854 | 102835.117 | 96516.7789 | 95842.2813 | 85540.567
P95 | [5 empty] | 377762.3749 | 302646.3367 | 304292.8762 | 260143.7385 | 213465.9004 | 228265.2214 | 210270.7257 | 224316.5534 | 225563.5726 | 210078.5382 | 200280.1217 | 203887.4005 | 189379.4875 | 182025.5279 | 172849.5778
NETPOS - Net Position (MWh)
MEAN | [5 empty] | 17772.2579 | 12345.7064 | 10580.0162 | 8474.1425 | 8329.448 | 8937.883 | 8442.1099 | 8637.6031 | 8059.9207 | 7638.5214 | 7619.6725 | 7537.5327 | 6758.8065 | 6377.8844 | 5786.2259
P5 | [5 empty] | 13508.4662 | 8847.8215 | 7946.127 | 5870.9397 | 6685.525 | 7316.045 | 6830.72 | 7317.34 | 6543.5531 | 6090.2957 | 5913.4329 | 6284.11 | 5619.625 | 5303.41 | 4550.75
P95 | [5 empty] | 22052.8268 | 15984.63 | 13898.5564 | 11629.8609 | 10280.8008 | 10646.9126 | 9910.01 | 10490.78 | 9650.2678 | 8966.11 | 8891.33 | 9027.64 | 7889.25 | 7766.83 | 6813.6
NETREVENUE - Net Revenue $
MEAN | [5 empty] | 47621.144 | 53501.5874 | 42693.2399 | 29055.3205 | 36934.1498 | 35768.6526 | 34487.3613 | 35693.9293 | 37571.5698 | 37212.4898 | 42879.2862 | 36287.1624 | 30653.2454 | 30799.8165 | 25317.0584
P5 | [5 empty] | -15271.248 | 8408.2403 | 10704.5962 | 2325.7278 | 14171.7375 | 8615.791 | 6733.0528 | 9077.5422 | 10388.3608 | 10206.0919 | 17044.5427 | 11598.9645 | 8067.316 | 11957.9431 | 5292.0853
P95 | [5 empty] | 106847.5175 | 108057.6669 | 95056.4079 | 72056.5949 | 69615.9243 | 81598.324 | 64058.1122 | 64039.8417 | 71851.2867 | 73658.2482 | 74483.9078 | 72170.1147 | 57402.2843 | 52263.5233 | 46313.5846
STARTS - Number Starts
MEAN | [5 empty] | 124.03 | 126.69 | 112.54 | 98.96 | 95.77 | 102.38 | 95.28 | 97.12 | 93.44 | 91.05 | 87.53 | 89.52 | 80.72 | 79.55 | 75.02
P5 | [5 empty] | 99 | 107.5 | 90.5 | 81 | 80 | 83 | 79 | 81 | 73 | 73 | 67 | 71.5 | 64.5 | 65 | 56.5
P95 | [5 empty] | 152 | 147 | 134 | 118 | 114.5 | 121.5 | 113 | 114.5 | 110.5 | 113.5 | 108 | 110.5 | 94.5 | 93 | 94.5
VOMCOSTS - VOM Costs
MEAN | [5 empty] | 12440.5805 | 8765.4515 | 7617.6117 | 6270.8655 | 6247.086 | 6882.1699 | 6584.8457 | 6910.0825 | 6609.135 | 6339.9728 | 6476.7216 | 6557.6534 | 5947.7497 | 5740.096 | 5323.3278
P5 | [5 empty] | 9455.9263 | 6281.9533 | 5721.2115 | 4344.4954 | 5014.1438 | 5633.3547 | 5327.9616 | 5853.872 | 5365.7136 | 5054.9454 | 5026.418 | 5467.1757 | 4945.27 | 4773.069 | 4186.69
P95 | [5 empty] | 15436.9787 | 11349.0873 | 10006.9606 | 8606.097 | 7710.6006 | 8198.1227 | 7729.8078 | 8392.624 | 7913.2196 | 7441.8713 | 7557.6305 | 7854.0468 | 6942.54 | 6990.147 | 6268.512
15600: New 2024JAN 18V50DF_NG_B #5
CAPACITYFACTOR - Net Generation Capacity Factor
MEAN | [5 empty] | 0.27308 | 0.19526 | 0.17002 | 0.13314 | 0.13053 | 0.14404 | 0.13976 | 0.1437 | 0.13886 | 0.13074 | 0.12848 | 0.12971 | 0.11591 | 0.11161 | 0.10048
P5 | [5 empty] | 0.20231 | 0.14006 | 0.12041 | 0.089579 | 0.10176 | 0.11639 | 0.11749 | 0.12044 | 0.11684 | 0.10651 | 0.10566 | 0.10958 | 0.098333 | 0.092021 | 0.0843
P95 | [5 empty] | 0.33986 | 0.25634 | 0.2306 | 0.19096 | 0.17242 | 0.17632 | 0.1617 | 0.17085 | 0.1624 | 0.15377 | 0.14573 | 0.15244 | 0.13213 | 0.13288 | 0.11921
CO2EMISSIONS - CO2 Emissions
MEAN | [5 empty] | 8769.2754 | 6233.8953 | 5412.5379 | 4218.3012 | 4196.94 | 4576.1433 | 4442.3846 | 4610.2476 | 4381.6972 | 4167.8187 | 4129.267 | 4146.7825 | 3712.2064 | 3566.1912 | 3189.8539
P5 | [5 empty] | 6517.138 | 4519.389 | 3829.5943 | 2841.6385 | 3280.4862 | 3682.848 | 3719.1658 | 3858.7398 | 3684.092 | 3375.7627 | 3383.7345 | 3482.2922 | 3168.4455 | 2923.5415 | 2658.38
P95 | [5 empty] | 10972.043 | 8190.5567 | 7459.2715 | 5993.4243 | 5564.151 | 5612.778 | 5194.9565 | 5515.5675 | 5124.2525 | 4908.1843 | 4710.728 | 4878.4353 | 4230.9438 | 4219.3525 | 3791.46
FUELCONSUMED - Fuel Consumed
MEAN | [5 empty] | 142981.5627 | 101615.0301 | 88231.2864 | 68768.9896 | 68404.464 | 74590.348 | 72409.281 | 75153.1669 | 71416.3158 | 67940.7084 | 67305.0991 | 67596.4342 | 60516.146 | 58124.044 | 51993.2776
P5 | [5 empty] | 106263.1725 | 73667.5775 | 62426.9645 | 46325.4828 | 53467.503 | 60029.5077 | 60620.7863 | 62902.4407 | 60046.6331 | 55029.4147 | 55153.0728 | 56764.4999 | 51651.7237 | 47649.9928 | 43330.4045
P95 | [5 empty] | 178901.3116 | 133508.6984 | 121595.6507 | 97710.2026 | 90689.4566 | 91487.1887 | 84676.1993 | 89911.1128 | 83519.3588 | 80009.6318 | 76782.5208 | 79523.043 | 68972.8072 | 68769.9197 | 61799.1015
FUELCOST - Fuel Cost
MEAN | [5 empty] | 243208.3471 | 186530.2996 | 166812.383 | 137066.4462 | 136354.115 | 153239.3974 | 150046.2546 | 158934.9173 | 155229.6908 | 150399.6904 | 152171.7603 | 155173.933 | 145082.522 | 142995.069 | 132480.1357
P5 | [5 empty] | 130687.9786 | 90700.9922 | 90885.8767 | 65888.7289 | 84436.0712 | 94842.7194 | 98719.1982 | 109879.3929 | 99927.348 | 96325.2353 | 101391.4189 | 110149.2807 | 106841.5226 | 104518.5245 | 89527.6826
P95 | [5 empty] | 357602.1395 | 301028.2418 | 311779.9021 | 263825.3808 | 219435.8576 | 234361.072 | 211230.7287 | 224308.935 | 241652.4572 | 213968.1816 | 206716.7384 | 217819.0695 | 198264.8001 | 192852.6289 | 182297.9109
NETPOS - Net Position (MWh)
MEAN | [5 empty] | 16738.4648 | 11935.8479 | 10356.6793 | 8066.4015 | 8018.1495 | 8737.3116 | 8474.8753 | 8878.2976 | 8431.01 | 8013.9603 | 7933.5897 | 7962.5237 | 7123.4851 | 6837.135 | 6111.5877
P5 | [5 empty] | 12433.9726 | 8652.9257 | 7328.6594 | 5434.065 | 6267.9169 | 7032.3433 | 7095.96 | 7431.35 | 7088.7769 | 6491.0667 | 6501.6 | 6686.83 | 6080.25 | 5604.405 | 5093.5
P95 | [5 empty] | 20933.1514 | 15684.355 | 14273.105 | 11455.6367 | 10626.6954 | 10716.995 | 9910.0656 | 10621.53 | 9859.1495 | 9437.205 | 9050.93 | 9367.365 | 8117.8734 | 8088.955 | 7264.5
NETREVENUE - Net Revenue $
MEAN | [5 empty] | 58669.9724 | 54919.6494 | 42812.5037 | 30485.3821 | 38287.6724 | 36917.1931 | 33986.3442 | 34811.239 | 35761.4908 | 35595.9718 | 41397.7266 | 34212.0877 | 28402.5285 | 28440.6362 | 23345.4064
P5 | [5 empty] | -2415.2626 | 12900.8555 | 12275.8321 | 4877.5201 | 13595.737 | 8516.3344 | 6564.0117 | 7183.6922 | 9280.2926 | 9270.8716 | 15770.0945 | 8507.7714 | 6310.2352 | 8914.2789 | 2917.1451
P95 | [5 empty] | 121935.573 | 105749.2628 | 89943.9426 | 72302.4643 | 72161.7609 | 82838.7516 | 63995.788 | 61934.1105 | 70011.318 | 70778.9676 | 72030.5886 | 68475.1008 | 55832.4345 | 51828.6188 | 45539.0082
STARTS - Number Starts
MEAN | [5 empty] | 130.07 | 125.84 | 113 | 96.65 | 94.92 | 101.66 | 96.81 | 100.08 | 95.25 | 93.4 | 89.05 | 91.59 | 83.47 | 81.08 | 75.89
P5 | [5 empty] | 105.5 | 105.5 | 90 | 78 | 79 | 85 | 80 | 84 | 78 | 75.5 | 70.5 | 76.5 | 70 | 64.5 | 58
P95 | [5 empty] | 155 | 144 | 135 | 115.5 | 112.5 | 119.5 | 111.5 | 117.5 | 111.5 | 111 | 108.5 | 109.5 | 97.5 | 98 | 94.5
VOMCOSTS - VOM Costs
MEAN | [5 empty] | 11716.9254 | 8474.452 | 7456.8091 | 5969.1371 | 6013.6121 | 6727.73 | 6610.4027 | 7102.6381 | 6913.4282 | 6651.587 | 6743.5512 | 6927.3956 | 6268.6669 | 6153.4215 | 5622.6607
P5 | [5 empty] | 8703.7808 | 6143.5772 | 5276.6348 | 4021.2081 | 4700.9377 | 5414.9043 | 5534.8488 | 5945.08 | 5812.7971 | 5387.5854 | 5526.36 | 5817.5421 | 5350.62 | 5043.9645 | 4686.02
P95 | [5 empty] | 14653.206 | 11135.8921 | 10276.6356 | 8477.1711 | 7970.0216 | 8252.0861 | 7729.8512 | 8497.224 | 8084.5026 | 7832.8801 | 7693.2905 | 8149.6075 | 7143.7286 | 7280.0595 | 6683.34
15600: New 2024JAN 18V50DF_NG_B #6
CAPACITYFACTOR - Net Generation Capacity Factor
MEAN | [5 empty] | 0.27868 | 0.19607 | 0.173 | 0.13727 | 0.13341 | 0.14634 | 0.14019 | 0.14329 | 0.13558 | 0.12859 | 0.12722 | 0.12695 | 0.11386 | 0.10802 | 0.098236
P5 | [5 empty] | 0.20985 | 0.13977 | 0.12703 | 0.094634 | 0.10466 | 0.11918 | 0.11694 | 0.12251 | 0.11216 | 0.10474 | 0.1018 | 0.10657 | 0.090037 | 0.088827 | 0.082468
P95 | [5 empty] | 0.34794 | 0.25183 | 0.22432 | 0.19306 | 0.16926 | 0.17516 | 0.16465 | 0.16859 | 0.16117 | 0.15277 | 0.14685 | 0.14469 | 0.13194 | 0.12832 | 0.11356
CO2EMISSIONS - CO2 Emissions
MEAN | [5 empty] | 8934.9668 | 6254.4269 | 5510.6184 | 4350.0379 | 4285.2467 | 4656.0856 | 4457.845 | 4594.972 | 4279.4023 | 4106.0268 | 4088.335 | 4062.135 | 3643.8478 | 3448.5784 | 3116.2963
P5 | [5 empty] | 6676.9415 | 4442.2958 | 4037.3425 | 3009.1723 | 3368.5375 | 3773.3035 | 3718.0158 | 3937.6202 | 3539.9817 | 3334.512 | 3291.9277 | 3412.3843 | 2887.1202 | 2840.313 | 2619.492
P95 | [5 empty] | 11195.0292 | 8118.123 | 7102.6798 | 6135.44 | 5403.9825 | 5595.8575 | 5258.4573 | 5390.842 | 5083.1483 | 4890.6803 | 4752.7617 | 4631.405 | 4237.6867 | 4105.26 | 3604.066
FUELCONSUMED - Fuel Consumed
MEAN | [5 empty] | 145684.9021 | 101949.6659 | 89829.9576 | 70916.6677 | 69843.6531 | 75893.4134 | 72661.345 | 74904.2144 | 69748.965 | 66933.3111 | 66637.9882 | 66216.637 | 59401.8006 | 56207.1388 | 50794.3399
P5 | [5 empty] | 108867.7964 | 72410.3621 | 65813.5791 | 49056.5419 | 54902.2787 | 61503.7525 | 60602.2711 | 64188.2916 | 57697.2297 | 54356.4737 | 53656.6716 | 55624.9365 | 47065.7389 | 46293.1731 | 42696.8581
P95 | [5 empty] | 182535.4247 | 132328.7668 | 115783.09 | 100024.7411 | 88077.4392 | 91211.7862 | 85711.0791 | 87878.0841 | 82848.6698 | 79724.296 | 77468.1275 | 75496.0726 | 69082.4019 | 66910.2181 | 58744.6632
FUELCOST - Fuel Cost
MEAN | [5 empty] | 247062.468 | 186987.3726 | 168899.5971 | 140755.2807 | 138602.3092 | 155355.8705 | 150251.4957 | 158162.2093 | 151889.2144 | 148299.1109 | 150628.4359 | 152232.7873 | 142682.044 | 138277.2538 | 129420.9292
P5 | [5 empty] | 135580.8786 | 89076.0233 | 95326.4324 | 71224.8803 | 90214.9496 | 95832.0434 | 102713.1492 | 110070.6033 | 94735.2374 | 98392.8909 | 97061.78 | 103727.0811 | 100856.2195 | 101552.9278 | 91350.7614
P95 | [5 empty] | 363244.2966 | 299825.8216 | 305321.6391 | 261669.64 | 212265.5797 | 238827.4938 | 212038.0336 | 223781.9233 | 235127.1927 | 215558.0545 | 204873.4307 | 209244.0691 | 191896.8789 | 188856.6452 | 173821.8072
NETPOS - Net Position (MWh)
MEAN | [5 empty] | 17050.4579 | 11975.192 | 10544.7107 | 8318.2363 | 8186.9947 | 8889.9328 | 8504.241 | 8848.9752 | 8234.2298 | 7895.2879 | 7854.8036 | 7799.9349 | 6992.2342 | 6611.6098 | 5970.6175
P5 | [5 empty] | 12741.9461 | 8506.3978 | 7726.005 | 5754.9102 | 6436.375 | 7204.9224 | 7093.5442 | 7583.27 | 6811.54 | 6412.23 | 6325.2 | 6552.59 | 5539.995 | 5445.615 | 5018.21
P95 | [5 empty] | 21363.1676 | 15542.5909 | 13590.045 | 11729.4791 | 10324.1366 | 10682.2561 | 10030.914 | 10380.92 | 9781.425 | 9403.545 | 9130.52 | 8893.4 | 8132.125 | 7869.9387 | 6905.45
NETREVENUE - Net Revenue $
MEAN | [5 empty] | 55666.7293 | 54465.6268 | 42196.605 | 29942.2476 | 37510.5396 | 35970.2264 | 33706.3808 | 35240.0806 | 36770.2773 | 36321.4688 | 41821.0804 | 35111.3521 | 29251.9436 | 29360.3789 | 24005.3227
P5 | [5 empty] | -2630.1005 | 11200.3877 | 8490.4799 | 4977.0276 | 12731.7628 | 6155.4 | 6352.8016 | 7574.9651 | 9735.2882 | 8931.6745 | 16438.0835 | 9147.1349 | 8764.1223 | 9444.7497 | 3039.1052
P95 | [5 empty] | 109517.2233 | 107759.3951 | 89020.7233 | 71427.5797 | 71316.1489 | 79183.6614 | 62500.2177 | 66021.8291 | 70304.135 | 74100.8476 | 74266.0751 | 71181.8633 | 57476.5608 | 50952.69 | 46549.0509
STARTS - Number Starts
MEAN | [5 empty] | 128.23 | 127.05 | 112.85 | 97.66 | 95.42 | 101.58 | 95.64 | 97.61 | 94.73 | 91.63 | 89.61 | 90.52 | 83.12 | 80.55 | 75.66
P5 | [5 empty] | 106.5 | 106.5 | 91 | 77 | 81 | 83 | 75.5 | 82 | 78 | 74 | 67.5 | 72.5 | 65.5 | 65 | 58
P95 | [5 empty] | 153 | 148.5 | 131.5 | 117.5 | 113.5 | 124 | 112 | 116 | 112 | 111.5 | 108.5 | 109.5 | 98.5 | 96 | 93
VOMCOSTS - VOM Costs
MEAN | [5 empty] | 11935.3205 | 8502.3863 | 7592.1917 | 6155.4949 | 6140.2461 | 6845.2483 | 6633.308 | 7079.1801 | 6752.0684 | 6553.0889 | 6676.583 | 6785.9434 | 6153.1661 | 5950.4488 | 5492.9681
P5 | [5 empty] | 8919.3623 | 6039.5424 | 5562.7236 | 4258.6336 | 4827.2812 | 5547.7902 | 5532.9645 | 6066.616 | 5585.4628 | 5322.1509 | 5376.42 | 5700.7533 | 4875.1956 | 4901.0535 | 4616.7532
P95 | [5 empty] | 14954.2173 | 11035.2395 | 9784.8324 | 8679.8145 | 7743.1024 | 8225.3372 | 7824.1129 | 8304.736 | 8020.7685 | 7804.9424 | 7760.942 | 7737.258 | 7156.27 | 7082.9448 | 6353.014
15600: New 2024JAN 18V50DF_NG_B #7
CAPACITYFACTOR - Net Generation Capacity Factor
MEAN | [5 empty] | 0.26883 | 0.19853 | 0.16497 | 0.13385 | 0.12797 | 0.13983 | 0.13629 | 0.14156 | 0.13931 | 0.13089 | 0.12986 | 0.12846 | 0.11635 | 0.11011 | 0.1007
P5 | [5 empty] | 0.19727 | 0.14606 | 0.12086 | 0.094871 | 0.097145 | 0.10431 | 0.1094 | 0.1185 | 0.10988 | 0.10566 | 0.10225 | 0.10731 | 0.096512 | 0.090354 | 0.083724
P95 | [5 empty] | 0.33909 | 0.25667 | 0.22868 | 0.20736 | 0.17222 | 0.18914 | 0.16574 | 0.16964 | 0.16961 | 0.15776 | 0.14814 | 0.152 | 0.13879 | 0.12879 | 0.11721
CO2EMISSIONS - CO2 Emissions
MEAN | [5 empty] | 8622.2461 | 6337.1984 | 5254.4761 | 4240.0347 | 4117.6765 | 4442.25 | 4332.5107 | 4532.1701 | 4400.1781 | 4172.42 | 4173.6991 | 4109.028 | 3723.3079 | 3515.6507 | 3199.6619
P5 | [5 empty] | 6327.406 | 4704.7055 | 3835.5425 | 3014.7233 | 3120.787 | 3314.2745 | 3450.1013 | 3803.793 | 3475.0158 | 3386.0045 | 3311.768 | 3434.2305 | 3070.7435 | 2879.9115 | 2654.022
P95 | [5 empty] | 10780.098 | 8136.1727 | 7292.8588 | 6600.9715 | 5516.5712 | 5952.1302 | 5251.6455 | 5393.387 | 5357.289 | 5026.3363 | 4769.5792 | 4845.4982 | 4458.2503 | 4127.398 | 3699.942
FUELCONSUMED - Fuel Consumed
MEAN | [5 empty] | 140583.2612 | 103298.8881 | 85654.6024 | 69123.4486 | 67112.6347 | 72408.0153 | 70618.3981 | 73880.5149 | 71717.5814 | 68015.7711 | 68029.4748 | 66981.0257 | 60697.1776 | 57300.3056 | 52153.1088
P5 | [5 empty] | 103168.3501 | 76687.8149 | 62524.01 | 49147.3382 | 50864.3047 | 54021.6569 | 56235.1518 | 62006.5869 | 56638.6321 | 55196.0581 | 53980.2168 | 55981.0501 | 50058.6969 | 46938.8842 | 43259.3711
P95 | [5 empty] | 175755.1143 | 132624.6513 | 118883.991 | 107613.1476 | 89913.2021 | 97020.9253 | 85600.2055 | 87920.4309 | 87318.4246 | 81935.6486 | 77741.6052 | 78985.9854 | 72678.1639 | 67270.8783 | 60307.399
FUELCOST - Fuel Cost
MEAN | [5 empty] | 239196.3699 | 189136.2368 | 162633.2803 | 138330.9666 | 135178.4313 | 150625.0406 | 147505.0859 | 157318.2239 | 156552.7748 | 151228.8234 | 154329.2059 | 154701.4607 | 146995.3117 | 141283.8634 | 133293.941
P5 | [5 empty] | 129212.0753 | 98600.8947 | 88079.7555 | 73710.829 | 80964.7255 | 92546.7615 | 93431.2336 | 106470.0736 | 93548.2532 | 94023.1246 | 99791.352 | 104594.0883 | 103674.0177 | 103784.3955 | 87145.4697
P95 | [5 empty] | 365782.7002 | 300961.8172 | 318467.3633 | 288592.9785 | 223533.4343 | 255768.585 | 220520.6953 | 228082.7942 | 247241.7185 | 224616.6716 | 213808.7209 | 224023.401 | 210273.5851 | 190950.79 | 180691.6655
NETPOS - Net Position (MWh)
MEAN | [5 empty] | 16460.5818 | 12133.8951 | 10054.2308 | 8107.6096 | 7866.5504 | 8481.4683 | 8265.1265 | 8727.8072 | 8466.437 | 8022.6993 | 8018.6602 | 7890.0252 | 7144.5714 | 6740.2496 | 6130.4397
P5 | [5 empty] | 12075.2901 | 9009.0896 | 7339.5086 | 5765.76 | 5962.99 | 6327.8309 | 6582.6 | 7325.92 | 6686.6643 | 6511.0512 | 6362.93 | 6594.54 | 5892.4314 | 5520.9 | 5085.15
P95 | [5 empty] | 20608.3657 | 15573.0575 | 13951.91 | 12619.8347 | 10538.3443 | 11359.2272 | 10018.2773 | 10384.6078 | 10306.0682 | 9664.41 | 9164.4 | 9304.51 | 8554.995 | 7913.29 | 7089.15
NETREVENUE - Net Revenue $
MEAN | [5 empty] | 59366.2701 | 55094.2576 | 43895.501 | 30895.4733 | 38809.3387 | 37723.0322 | 35759.8156 | 36120.2002 | 35569.9255 | 35629.8792 | 41017.4133 | 34658.7402 | 29027.0004 | 29016.7582 | 23410.6503
P5 | [5 empty] | 6548.8029 | 8982.0914 | 12764.1241 | 1826.6578 | 13968.2734 | 11600.994 | 8919.3531 | 9253.55 | 6782.2397 | 9118.2239 | 17495.4005 | 10788.8975 | 6967.7431 | 9969.1942 | 3016.8538
P95 | [5 empty] | 115093.47 | 105677.2784 | 88450.907 | 69548.9151 | 72658.2109 | 78249.2482 | 64700.666 | 63789.3951 | 67493.4526 | 70323.5319 | 71468.945 | 67643.8663 | 54465.2135 | 51253.2593 | 46983.3143
STARTS - Number Starts
MEAN | [5 empty] | 131.73 | 125.7 | 111.91 | 96.55 | 94.16 | 99.52 | 95.48 | 99.51 | 96.14 | 93.05 | 91.05 | 91.63 | 84.34 | 81.81 | 76.28
P5 | [5 empty] | 108 | 104 | 92 | 80 | 77 | 82 | 79 | 85 | 75 | 74.5 | 68 | 75.5 | 67.5 | 65.5 | 59
P95 | [5 empty] | 156 | 147.5 | 133.5 | 116 | 112.5 | 117.5 | 111.5 | 117.5 | 112 | 110 | 113 | 107.5 | 98 | 96.5 | 90
VOMCOSTS - VOM Costs
MEAN | [5 empty] | 11522.4072 | 8615.0655 | 7239.0462 | 5999.6311 | 5899.9128 | 6530.7306 | 6446.7987 | 6982.2457 | 6942.4784 | 6658.8404 | 6815.8612 | 6864.3219 | 6287.2228 | 6066.2246 | 5640.0045
P5 | [5 empty] | 8452.7031 | 6396.4537 | 5284.4462 | 4266.6624 | 4472.2425 | 4872.4298 | 5134.428 | 5860.736 | 5483.0648 | 5404.1725 | 5408.4905 | 5737.2498 | 5185.3396 | 4968.81 | 4678.338
P95 | [5 empty] | 14425.856 | 11056.8708 | 10045.3752 | 9338.6776 | 7903.7583 | 8746.6049 | 7814.2563 | 8307.6863 | 8450.9759 | 8021.4603 | 7789.74 | 8094.9237 | 7528.3956 | 7121.961 | 6522.018
15600: New 2024JAN 18V50DF_NG_B #8
CAPACITYFACTOR - Net Generation Capacity Factor
MEAN | [5 empty] | 0.26671 | 0.20239 | 0.16501 | 0.13388 | 0.12748 | 0.13953 | 0.13509 | 0.13909 | 0.13966 | 0.1312 | 0.12995 | 0.12782 | 0.11669 | 0.10939 | 0.099959
P5 | [5 empty] | 0.19952 | 0.15198 | 0.12243 | 0.097718 | 0.098339 | 0.10655 | 0.11077 | 0.11232 | 0.11036 | 0.10296 | 0.10286 | 0.10586 | 0.094643 | 0.091277 | 0.083958
P95 | [5 empty] | 0.3359 | 0.26119 | 0.23171 | 0.19672 | 0.16813 | 0.18087 | 0.17447 | 0.1683 | 0.17603 | 0.15943 | 0.15238 | 0.15655 | 0.13898 | 0.12826 | 0.11586
CO2EMISSIONS - CO2 Emissions
MEAN | [5 empty] | 8558.6144 | 6460.3817 | 5259.6969 | 4247.2284 | 4098.8427 | 4437.6879 | 4290.9083 | 4461.2418 | 4404.4423 | 4188.9627 | 4176.0455 | 4088.471 | 3733.6334 | 3496.8414 | 3176.2882
P5 | [5 empty] | 6444.7615 | 4850.165 | 3892.6575 | 3093.0278 | 3156.5167 | 3381.8488 | 3521.873 | 3584.6805 | 3489.4653 | 3303.88 | 3300.6712 | 3373.061 | 3028.7895 | 2862.128 | 2658.38
P95 | [5 empty] | 10772.9155 | 8343.3852 | 7422.4383 | 6236.2425 | 5409.631 | 5779.17 | 5570.9552 | 5404.868 | 5530.1268 | 5065.5998 | 4853.6467 | 5016.2343 | 4440.7932 | 4092.494 | 3675.0212
FUELCONSUMED - Fuel Consumed
MEAN | [5 empty] | 139546.7679 | 105306.9712 | 85739.8726 | 69240.7351 | 66805.7226 | 72333.8097 | 69940.3768 | 72724.4051 | 71787.2436 | 68285.4622 | 68067.7707 | 66645.9453 | 60865.5171 | 56993.7516 | 51772.1959
P5 | [5 empty] | 105090.3492 | 79059.1347 | 63455.0341 | 50423.8925 | 51446.6369 | 55123.5878 | 57405.1539 | 58434.7789 | 56873.7208 | 53857.136 | 53799.186 | 54983.9321 | 49375.0638 | 46648.7274 | 43330.4045
P95 | [5 empty] | 175638.6343 | 136002.5862 | 120995.3745 | 101670.287 | 88170.5113 | 94200.5477 | 90806.3154 | 88106.8613 | 90135.4811 | 82576.5249 | 79112.8187 | 81769.4456 | 72393.5814 | 66701.9914 | 59902.0793
FUELCOST - Fuel Cost
MEAN | [5 empty] | 237271.3582 | 192036.1539 | 162994.545 | 137863.795 | 134559.8475 | 150686.9221 | 147144.0069 | 155978.9581 | 158108.896 | 153179.3383 | 155103.2829 | 154897.0362 | 148192.7516 | 140860.258 | 132599.5222
P5 | [5 empty] | 129677.8522 | 101570.1951 | 91189.7735 | 72656.5383 | 81850.58 | 90043.1794 | 94488.3277 | 100765.1228 | 96209.5258 | 91727.7404 | 94291.4352 | 103456.0386 | 99033.2685 | 103951.9152 | 87828.3004
P95 | [5 empty] | 361220.6197 | 301387.0384 | 327208.5345 | 274012.1943 | 216977.8637 | 256728.4399 | 233882.7052 | 234445.234 | 265424.329 | 229970.4224 | 219994.7421 | 222063.6371 | 215022.1347 | 192535.0902 | 178838.987
NETPOS - Net Position (MWh)
MEAN | [5 empty] | 16336.7416 | 12369.1878 | 10063.918 | 8121.4805 | 7830.4861 | 8472.3792 | 8185.7461 | 8590.8901 | 8474.1779 | 8054.4428 | 8023.0471 | 7850.4448 | 7164.3912 | 6704.1609 | 6085.5172
P5 | [5 empty] | 12277.3153 | 9287.9623 | 7448.914 | 5915.52 | 6030.6061 | 6457.3321 | 6719.15 | 6903.92 | 6714.725 | 6353.325 | 6342 | 6477.08 | 5812.25 | 5487.44 | 5093.5
P95 | [5 empty] | 20593.2081 | 15970.3301 | 14202.2263 | 11916.5035 | 10333.5036 | 11031.625 | 10623.8016 | 10407.25 | 10638.2119 | 9739.0391 | 9323.58 | 9631.58 | 8521.495 | 7846.37 | 7039.1055
NETREVENUE - Net Revenue $
MEAN | [5 empty] | 59503.2502 | 54453.0554 | 44432.476 | 30932.6429 | 39170.6425 | 37732.243 | 35210.1816 | 36022.5776 | 35494.7939 | 35780.3951 | 41748.412 | 35435.4227 | 29099.3538 | 28993.0949 | 23744.9114
P5 | [5 empty] | 564.0555 | 5678.9886 | 12350.5534 | 3686.7246 | 14651.9291 | 11952.5234 | 8728.9123 | 12699.7995 | 9341.2443 | 8648.4723 | 17461.7734 | 13034.2744 | 10083.8669 | 9666.847 | 4449.3072
P95 | [5 empty] | 123328.8029 | 105074.1771 | 89558.8376 | 72223.1726 | 72344.5079 | 80072.9001 | 61621.6182 | 62230.7063 | 67357.9784 | 70352.6604 | 70120.8593 | 70222.7578 | 54983.3458 | 48814.441 | 45187.2581
STARTS - Number Starts
MEAN | [5 empty] | 132.35 | 126.58 | 111.86 | 96.69 | 93.66 | 99.55 | 95.42 | 97.43 | 95.35 | 93.04 | 89.79 | 90.09 | 83.85 | 82.47 | 76.75
P5 | [5 empty] | 108.5 | 107 | 91.5 | 79.5 | 78.5 | 80 | 80.5 | 81 | 76.5 | 74 | 69.5 | 76.5 | 65 | 66.5 | 60
P95 | [5 empty] | 157 | 145.5 | 130.5 | 117.5 | 109.5 | 118 | 111.5 | 114 | 113.5 | 112 | 107 | 110.5 | 99.5 | 97 | 94
VOMCOSTS - VOM Costs
MEAN | [5 empty] | 11435.7191 | 8782.1233 | 7246.021 | 6009.8956 | 5872.8646 | 6523.732 | 6384.882 | 6872.7121 | 6948.8258 | 6685.1875 | 6819.59 | 6829.887 | 6304.6643 | 6033.7448 | 5598.6758
P5 | [5 empty] | 8594.1207 | 6594.4532 | 5363.2181 | 4377.4848 | 4522.9546 | 4972.1457 | 5240.937 | 5523.136 | 5506.0745 | 5273.2598 | 5390.7 | 5635.0596 | 5114.78 | 4938.696 | 4686.02
P95 | [5 empty] | 14415.2457 | 11338.9344 | 10225.6029 | 8818.2126 | 7750.1277 | 8494.3512 | 8286.5653 | 8325.8 | 8723.3338 | 8083.4025 | 7925.043 | 8379.4746 | 7498.9156 | 7061.733 | 6475.9771
15600: New 2024JAN 18V50DF_NG_B #9
CAPACITYFACTOR - Net Generation Capacity Factor
MEAN | [5 empty] | 0.26842 | 0.20415 | 0.16443 | 0.13516 | 0.12741 | 0.13787 | 0.13144 | 0.13455 | 0.13496 | 0.12623 | 0.12625 | 0.12491 | 0.11311 | 0.10976 | 0.098729
P5 | [5 empty] | 0.19756 | 0.15924 | 0.12369 | 0.099256 | 0.097283 | 0.10716 | 0.1025 | 0.10933 | 0.10601 | 0.095938 | 0.09464 | 0.10239 | 0.091445 | 0.091429 | 0.080545
P95 | [5 empty] | 0.33582 | 0.2544 | 0.22871 | 0.1981 | 0.16881 | 0.18201 | 0.16964 | 0.16852 | 0.17697 | 0.15864 | 0.14951 | 0.15319 | 0.14478 | 0.13261 | 0.11558
CO2EMISSIONS - CO2 Emissions
MEAN | [5 empty] | 8624.3692 | 6505.2766 | 5231.9747 | 4284.5114 | 4096.9166 | 4380.9549 | 4176.7998 | 4317.7499 | 4265.8412 | 4028.7224 | 4060.0311 | 3993.1351 | 3620.5461 | 3505.7302 | 3133.1401
P5 | [5 empty] | 6359.4552 | 5061.8427 | 3927.7022 | 3144.9792 | 3119.4445 | 3404.839 | 3241.7933 | 3483.8888 | 3336.2265 | 3050.072 | 3064.5968 | 3281.1377 | 2915.319 | 2890.6532 | 2571.22
P95 | [5 empty] | 10820.4703 | 8150.6758 | 7281.5647 | 6268.9215 | 5462.2135 | 5795.8247 | 5406.4275 | 5422.0425 | 5590.729 | 5068.6115 | 4826.402 | 4893.56 | 4659.2285 | 4243.1833 | 3693.906
FUELCONSUMED - Fuel Consumed
MEAN | [5 empty] | 140618.998 | 106038.6233 | 85287.9284 | 69848.4324 | 66774.1888 | 71408.9466 | 68080.6028 | 70385.2902 | 69528.1668 | 65673.4305 | 66176.8369 | 65091.9129 | 59021.9928 | 57138.6661 | 51068.8655
P5 | [5 empty] | 103694.4104 | 82510.1001 | 64026.4906 | 51270.7362 | 50842.419 | 55498.0474 | 52839.8219 | 56791.7472 | 54376.1295 | 49719.7666 | 49951.2972 | 53485.8652 | 47525.2775 | 47113.8047 | 41909.7355
P95 | [5 empty] | 176420.57 | 132858.5776 | 118699.6571 | 102200.8731 | 89026.9747 | 94474.2448 | 88124.1293 | 88387.9702 | 91123.7829 | 82627.5261 | 78669.8613 | 79769.4352 | 75955.6746 | 69158.1728 | 60209.4809
FUELCOST - Fuel Cost
MEAN | [5 empty] | 239413.624 | 191903.7076 | 161463.1039 | 138489.7575 | 134037.7143 | 148113.0433 | 144193.3375 | 151472.0305 | 153904.7698 | 147871.8605 | 151630.1279 | 152112.7865 | 144624.5518 | 142021.0682 | 131880.8865
P5 | [5 empty] | 133753.5351 | 104816.0759 | 91091.6421 | 73013.5986 | 81008.5086 | 88010.2125 | 87873.1203 | 100253.4271 | 89542.3302 | 89625.8633 | 87982.6997 | 96025.5971 | 95877.8396 | 102257.4032 | 86964.7877
P95 | [5 empty] | 364126.5162 | 297857.2789 | 305179.1078 | 271230.5681 | 222158.9613 | 247443.9996 | 232548.1169 | 233735.6721 | 268892.7318 | 228469.0758 | 223683.0721 | 224019.0973 | 222559.8951 | 192461.4683 | 188525.4083
NETPOS - Net Position (MWh)
MEAN | [5 empty] | 16461.8507 | 12455.5506 | 10011.0095 | 8193.0811 | 7827.0883 | 8364.398 | 7967.6706 | 8314.6483 | 8207.5408 | 7746.1849 | 7800.0855 | 7667.2925 | 6947.3322 | 6721.0657 | 6002.9116
P5 | [5 empty] | 12104.9272 | 9692.9617 | 7515.1802 | 6014.8298 | 5960.1659 | 6501.4783 | 6185.16 | 6709.8 | 6419.85 | 5865.255 | 5888.4 | 6300.5324 | 5594.5 | 5541.74 | 4926.5
P95 | [5 empty] | 20667.3666 | 15607.8555 | 13930.6381 | 11984.5005 | 10434.895 | 11059.094 | 10309.9657 | 10438.5471 | 10752.9911 | 9738.6066 | 9268.49 | 9396.8 | 8937.3206 | 8134.89 | 7076.415
NETREVENUE - Net Revenue $
MEAN | [5 empty] | 59710.0447 | 54179.0956 | 44425.6081 | 30723.3458 | 39222.5902 | 38692.5273 | 36619.7616 | 37645.6726 | 36633.8108 | 36954.4663 | 41980.2344 | 36145.9097 | 29957.6175 | 29120.6418 | 24142.5224
P5 | [5 empty] | 1442.194 | 4911.1532 | 11818.2498 | 4918.4724 | 16085.5185 | 10470.62 | 12969.2066 | 11718.1657 | 11762.0322 | 12051.2423 | 18083.0534 | 14389.8474 | 10192.8808 | 9684.2269 | 5905.6149
P95 | [5 empty] | 115403.2971 | 109062.3725 | 92591.8764 | 69618.3274 | 73801.2241 | 81050.2697 | 61523.8718 | 63658.8249 | 64393.4443 | 70356.2103 | 71698.1749 | 71008.7766 | 53977.2376 | 49773.6424 | 44733.0765
STARTS - Number Starts
MEAN | [5 empty] | 132.74 | 126.4 | 111.85 | 96.5 | 94.04 | 100.15 | 93.52 | 97.46 | 94.3 | 91.56 | 88.63 | 88.66 | 82.41 | 81.64 | 75.66
P5 | [5 empty] | 107 | 104.5 | 90 | 77.5 | 76.5 | 79.5 | 78 | 81.5 | 74.5 | 75 | 70 | 73 | 62 | 65 | 57.5
P95 | [5 empty] | 159 | 147 | 132.5 | 115.5 | 113 | 118.5 | 110 | 114 | 114 | 113.5 | 109.5 | 108 | 99 | 98.5 | 96
VOMCOSTS - VOM Costs
MEAN | [5 empty] | 11523.2955 | 8843.4409 | 7207.9269 | 6062.88 | 5870.3162 | 6440.5865 | 6214.7831 | 6651.7187 | 6730.1834 | 6429.3335 | 6630.0727 | 6670.5445 | 6113.6524 | 6048.9591 | 5522.6787
P5 | [5 empty] | 8473.449 | 6882.0028 | 5410.9297 | 4450.974 | 4470.1244 | 5006.1383 | 4824.4248 | 5367.84 | 5264.277 | 4868.1617 | 5005.14 | 5481.4632 | 4923.16 | 4987.566 | 4532.38
P95 | [5 empty] | 14467.1566 | 11081.5774 | 10030.0594 | 8868.5303 | 7826.1712 | 8515.5024 | 8041.7733 | 8350.8377 | 8817.4527 | 8083.0435 | 7878.2165 | 8175.216 | 7864.8422 | 7321.401 | 6510.3018
15600: New 2025JAN 18V50DF_NG_B #1
CAPACITYFACTOR - Net Generation Capacity Factor
MEAN | [6 empty] | 0.19596 | 0.16564 | 0.14354 | 0.13501 | 0.14061 | 0.12831 | 0.13102 | 0.13007 | 0.12257 | 0.12242 | 0.1209 | 0.11086 | 0.10413 | 0.096217
P5 | [6 empty] | 0.15809 | 0.12895 | 0.11502 | 0.11187 | 0.11494 | 0.10331 | 0.10437 | 0.1013 | 0.093075 | 0.093379 | 0.097078 | 0.087069 | 0.083082 | 0.073963
P95 | [6 empty] | 0.24342 | 0.2177 | 0.18823 | 0.16308 | 0.17821 | 0.16273 | 0.16428 | 0.17251 | 0.15364 | 0.14781 | 0.15357 | 0.14127 | 0.12689 | 0.11953
CO2EMISSIONS - CO2 Emissions
MEAN | [6 empty] | 6244.0125 | 5273.4025 | 4551.0419 | 4345.4954 | 4466.4238 | 4074.1415 | 4201.1265 | 4106.5921 | 3910.5505 | 3937.0539 | 3868.3861 | 3545.7595 | 3326.7711 | 3057.4609
P5 | [6 empty] | 5041.477 | 4087.2323 | 3641.2863 | 3618.6285 | 3653.3032 | 3295.6177 | 3348.039 | 3207.2348 | 2971.304 | 3012.1357 | 3102.1675 | 2788.7557 | 2648.341 | 2353.32
P95 | [6 empty] | 7772.4102 | 6939.878 | 5994.6885 | 5225.162 | 5697.7662 | 5174.282 | 5270.2075 | 5462.5198 | 4873.1763 | 4747.1592 | 4900.6168 | 4512.6345 | 4047.8427 | 3792.1182
FUELCONSUMED - Fuel Consumed
MEAN | [6 empty] | 101779.5856 | 85963.0921 | 74193.3926 | 70825.6672 | 72802.0052 | 66407.2923 | 68484.2666 | 66932.6696 | 63747.172 | 64172.4985 | 63058.3613 | 57802.9061 | 54221.8591 | 49835.3816
P5 | [6 empty] | 82177.5514 | 66626.6887 | 59361.8828 | 58978.5619 | 59547.9469 | 53717.4382 | 54577.2262 | 52273.8887 | 48435.7554 | 49096.2108 | 50568.1241 | 45462.0544 | 43164.2951 | 38358.063
P95 | [6 empty] | 126693.2985 | 113129.9056 | 97729.167 | 85163.2165 | 92875.2722 | 84343.7759 | 85913.1984 | 89034.9633 | 79438.9602 | 77377.3236 | 79884.9311 | 73564.5762 | 65975.3237 | 61809.6905
FUELCOST - Fuel Cost
MEAN | [6 empty] | 184269.144 | 160843.449 | 144050.5349 | 139373.9021 | 149099.0541 | 140032.9537 | 148223.0802 | 148923.6445 | 144243.3354 | 147780.752 | 147997.4859 | 142143.3055 | 136373.66 | 130204.1256
P5 | [6 empty] | 104706.5149 | 96303.0603 | 86520.9245 | 97266.288 | 94423.3506 | 86028.0294 | 93272.7524 | 85492.5796 | 80356.2791 | 87936.6657 | 95147.1345 | 88048.4732 | 90790.38 | 81330.0312
P95 | [6 empty] | 281281.6609 | 290465.4341 | 261159.1712 | 209335.9048 | 240932.0095 | 221495.2424 | 230302.0225 | 267934.1764 | 220890.5883 | 223235.3432 | 224236.3568 | 215438.4146 | 195497.4972 | 193380.6229
NETPOS - Net Position (MWh)
MEAN | [6 empty] | 11956.3201 | 10090.7446 | 8703.0728 | 8302.199 | 8527.6666 | 7771.7579 | 8089.8382 | 7901.1064 | 7518.7676 | 7563.5477 | 7427.8708 | 6803.7349 | 6377.9908 | 5857.7523
P5 | [6 empty] | 9654.2377 | 7821.87 | 6963.2635 | 6913.845 | 6976.095 | 6287.3542 | 6448.16 | 6171.24 | 5713.785 | 5787.6 | 5956.9 | 5351.625 | 5077.555 | 4509
P95 | [6 empty] | 14881.9643 | 13277.1633 | 11461.6759 | 9982.34 | 10872.2065 | 9859.1 | 10146.4219 | 10503.4859 | 9369.885 | 9117.8197 | 9409.175 | 8659.75 | 7758.03 | 7265.044
NETREVENUE - Net Revenue $
MEAN | [6 empty] | 57112.9923 | 45240.9107 | 28854.5364 | 37216.5565 | 38028.394 | 37097.5291 | 38869.5464 | 38280.57 | 38166.1359 | 43270.4559 | 37314.9664 | 30355.4399 | 30675.9738 | 24729.0775
P5 | [6 empty] | 8999.3153 | 11551.2671 | -974.6184 | 10642.6512 | 9051.8683 | 10222.8563 | 11815.1457 | 12428.7022 | 15740.7837 | 18578.2798 | 14974.8514 | 11579.5487 | 12829.242 | 5603.8326
P95 | [6 empty] | 110202.6638 | 94179.8076 | 72186.407 | 72898.1676 | 79127.0044 | 65110.6264 | 63478.3573 | 67789.3804 | 70783.9275 | 72156.0643 | 67028.5017 | 53976.9281 | 51473.45 | 42834.1947
STARTS - Number Starts
MEAN | [6 empty] | 127.79 | 113.66 | 100.05 | 97.26 | 102.24 | 93.87 | 95.61 | 92.92 | 90.6 | 87.51 | 87.81 | 81.91 | 78.91 | 73.47
P5 | [6 empty] | 107 | 91.5 | 83 | 84.5 | 85.5 | 79 | 79.5 | 75 | 74 | 65.5 | 71.5 | 65 | 62 | 59
P95 | [6 empty] | 149.5 | 134.5 | 119.5 | 115 | 120 | 110.5 | 114 | 108.5 | 112 | 113 | 106 | 97 | 97 | 91.5
VOMCOSTS - VOM Costs
MEAN | [6 empty] | 8488.9873 | 7265.3361 | 6440.2738 | 6226.6493 | 6566.3033 | 6061.9712 | 6471.8706 | 6478.9073 | 6240.5771 | 6429.0156 | 6462.2476 | 5987.2867 | 5740.1917 | 5389.1321
P5 | [6 empty] | 6854.5088 | 5631.7464 | 5152.815 | 5185.3837 | 5371.5931 | 4904.1363 | 5158.528 | 5060.4168 | 4742.4415 | 4919.46 | 5182.503 | 4709.43 | 4569.7995 | 4148.28
P95 | [6 empty] | 10566.1947 | 9559.5576 | 8481.6402 | 7486.755 | 8371.599 | 7690.098 | 8117.1375 | 8612.8585 | 7777.0045 | 7750.1468 | 8185.9823 | 7620.58 | 6982.227 | 6683.8405
15600: New 2025JAN 18V50DF_NG_B #10
CAPACITYFACTOR - Net Generation Capacity Factor
MEAN | [6 empty] | 0.1642 | 0.13456 | 0.10655 | 0.10648 | 0.11329 | 0.10727 | 0.10661 | 0.11064 | 0.10365 | 0.10546 | 0.11477 | 0.10238 | 0.10457 | 0.093821
P5 | [6 empty] | 0.11329 | 0.088831 | 0.071475 | 0.080658 | 0.087175 | 0.08117 | 0.083208 | 0.084913 | 0.080447 | 0.080728 | 0.093964 | 0.084074 | 0.085009 | 0.075809
P95 | [6 empty] | 0.22545 | 0.19749 | 0.16506 | 0.14652 | 0.15158 | 0.13892 | 0.13206 | 0.13317 | 0.12848 | 0.12369 | 0.13734 | 0.1175 | 0.12505 | 0.11097
CO2EMISSIONS - CO2 Emissions
MEAN | [6 empty] | 5234.9787 | 4287.8039 | 3374.7783 | 3422.7258 | 3604.6273 | 3401.7249 | 3422.2187 | 3495.9428 | 3307.3012 | 3391.4629 | 3671.2611 | 3276.6236 | 3337.7916 | 2980.318
P5 | [6 empty] | 3623.6348 | 2827.9575 | 2253.4295 | 2597.201 | 2754.096 | 2543.0935 | 2664.408 | 2701.3803 | 2581.84 | 2596.8195 | 3023.521 | 2679.6495 | 2709.423 | 2418.69
P95 | [6 empty] | 7088.9203 | 6338.9195 | 5239.5498 | 4728.992 | 4787.2243 | 4431.5482 | 4277.4132 | 4184.3557 | 4076.4108 | 3973.9208 | 4364.8808 | 3753.255 | 4000.871 | 3514.894
FUELCONSUMED - Fuel Consumed
MEAN | [6 empty] | 85331.9437 | 69896.4546 | 55017.3224 | 55785.6696 | 58754.7205 | 55446.8119 | 55786.6739 | 56979.4493 | 53913.0605 | 55279.2191 | 59844.9275 | 53415.2776 | 54401.4396 | 48577.9077
P5 | [6 empty] | 59066.4916 | 46099.0534 | 36736.3942 | 42330.7742 | 44891.0801 | 41451.3194 | 43433.1853 | 44028.9658 | 42087.0335 | 42326.7768 | 49286.1153 | 43683.4137 | 44159.8472 | 39423.5647
P95 | [6 empty] | 115552.1979 | 103332.2351 | 85418.9386 | 77075.7152 | 78031.389 | 72232.9265 | 69727.4958 | 68199.6207 | 66450.4462 | 64772.7948 | 71151.4873 | 61185.2375 | 65208.6632 | 57291.3548
FUELCOST - Fuel Cost
MEAN | [6 empty] | 158436.8046 | 134476.5569 | 111062.0734 | 112382.4512 | 122097.0878 | 117262.514 | 120256.231 | 125682.012 | 120829.1904 | 126334.077 | 137659.6191 | 128337.2721 | 134320.5128 | 124570.2267
P5 | [6 empty] | 71307.4643 | 66410.2536 | 52988.9024 | 68320.4574 | 70077.8229 | 69628.0589 | 74710.5548 | 73127.3449 | 71431.2757 | 74996.3498 | 95368.3171 | 90525.4278 | 98571.7048 | 80912.3548
P95 | [6 empty] | 259998.9951 | 275240.9442 | 236398.5841 | 193024.0845 | 199477.2873 | 188719.9896 | 188952.6055 | 201177.9967 | 181603.2955 | 179235.7391 | 198689.0243 | 172995.042 | 181431.8518 | 174498.3279
NETPOS - Net Position (MWh)
MEAN | [6 empty] | 10024.3036 | 8205.069 | 6453.7921 | 6539.4339 | 6882.6541 | 6489.8929 | 6590.5024 | 6726.8318 | 6359.5309 | 6516.1678 | 7049.5337 | 6287.6973 | 6399.243 | 5710.1805
P5 | [6 empty] | 6938.795 | 5411.6972 | 4309.76 | 4962.17 | 5259.03 | 4852.08 | 5131.52 | 5198.225 | 4964.85 | 4989.6 | 5805.88 | 5142.25 | 5194.665 | 4634.25
P95 | [6 empty] | 13573.2262 | 12129.5656 | 10016.11 | 9035.84 | 9139.6987 | 8453.6 | 8237.3 | 8051.6489 | 7838.5 | 7635.6 | 8381.61 | 7202.5 | 7670.705 | 6734.205
NETREVENUE - Net Revenue $
MEAN | [6 empty] | 65241.9954 | 54228.5234 | 39898.3107 | 46731.2584 | 46675.8567 | 44847.7131 | 47217.7424 | 45156.8253 | 44475.3239 | 49238.3203 | 40044.1559 | 34180.2657 | 31849.8601 | 26706.4658
P5 | [6 empty] | 20799.5114 | 26190.5342 | 14732.3034 | 23601.1106 | 20799.3154 | 19377.5674 | 20951.3337 | 20502.5797 | 20952.5201 | 24656.7845 | 17875.4849 | 13301.7266 | 12464.3584 | 7138.354
P95 | [6 empty] | 114291.4605 | 101603.2633 | 76320.3421 | 79740.0559 | 89901.627 | 70729.8799 | 72757.723 | 77066.048 | 81668.4994 | 78322.6109 | 74898.9084 | 61899.9876 | 53842.7498 | 49065.8718
STARTS - Number Starts
MEAN | [6 empty] | 116.61 | 100.63 | 87.84 | 87.02 | 93.47 | 86.83 | 87.87 | 89.17 | 84.93 | 83.08 | 88.77 | 80.88 | 80.16 | 74.14
P5 | [6 empty] | 94.5 | 75 | 66.5 | 71.5 | 74.5 | 71 | 71.5 | 70.5 | 67.5 | 62 | 73 | 63 | 60 | 56
P95 | [6 empty] | 137.5 | 124 | 108.5 | 104 | 116 | 105.5 | 104.5 | 108.5 | 104 | 100 | 111 | 95.5 | 98.5 | 91
VOMCOSTS - VOM Costs
MEAN | [6 empty] | 7117.2556 | 5907.6497 | 4775.8061 | 4904.5754 | 5299.6437 | 5062.1165 | 5272.4019 | 5516.0021 | 5278.4107 | 5538.7426 | 6133.0943 | 5533.1737 | 5759.3187 | 5253.3661
P5 | [6 empty] | 4926.5445 | 3896.422 | 3189.2224 | 3721.6275 | 4049.4531 | 3784.6224 | 4105.216 | 4262.5445 | 4120.8255 | 4241.16 | 5051.1156 | 4525.18 | 4675.1985 | 4263.51
P95 | [6 empty] | 9636.9906 | 8733.2872 | 7411.9214 | 6776.88 | 7037.568 | 6593.808 | 6589.84 | 6602.3521 | 6505.955 | 6490.26 | 7292.0007 | 6338.2 | 6903.6345 | 6195.4686
15600: New 2025JAN 18V50DF_NG_B #11
CAPACITYFACTOR - Net Generation Capacity Factor
MEAN | [6 empty] | 0.16623 | 0.13566 | 0.10927 | 0.10832 | 0.11464 | 0.12146 | 0.12042 | 0.12422 | 0.117 | 0.11661 | 0.10653 | 0.096759 | 0.10948 | 0.098027
P5 | [6 empty] | 0.11772 | 0.089365 | 0.06941 | 0.082963 | 0.085949 | 0.099644 | 0.099343 | 0.10404 | 0.092753 | 0.095574 | 0.083501 | 0.077511 | 0.091631 | 0.082873
P95 | [6 empty] | 0.22459 | 0.19628 | 0.16476 | 0.14491 | 0.1486 | 0.14525 | 0.14457 | 0.14224 | 0.14077 | 0.13453 | 0.13507 | 0.11559 | 0.12838 | 0.11474
CO2EMISSIONS - CO2 Emissions
MEAN | [6 empty] | 5304.5984 | 4321.8549 | 3472.6787 | 3485.6192 | 3641.0051 | 3857.373 | 3866.0704 | 3916.4026 | 3733.0353 | 3745.0771 | 3400.4306 | 3095.9395 | 3492.4904 | 3113.1962
P5 | [6 empty] | 3730.234 | 2824.9347 | 2179.4752 | 2681.7905 | 2726.7863 | 3141.979 | 3168.3668 | 3292.444 | 2980.056 | 3055.8533 | 2669.6118 | 2470.1655 | 2931.936 | 2627.874
P95 | [6 empty] | 7203.3607 | 6255.5692 | 5236.0247 | 4709.9345 | 4745.628 | 4596.4587 | 4621.5737 | 4524.7833 | 4467.896 | 4341.1478 | 4303.7113 | 3690.48 | 4083.768 | 3645.634
FUELCONSUMED - Fuel Consumed
MEAN | [6 empty] | 86466.7562 | 70451.4878 | 56613.348 | 56810.7051 | 59347.6536 | 62873.7239 | 63022.0521 | 63832.4096 | 60853.0532 | 61042.9667 | 55430.1855 | 50469.8226 | 56922.8724 | 50743.776
P5 | [6 empty] | 60803.9398 | 46049.7561 | 35530.7597 | 43709.298 | 44446.1665 | 51212.893 | 51648.3437 | 53662.532 | 48578.4234 | 49808.7828 | 43517.0758 | 40268.4238 | 47786.5013 | 42833.1704
P95 | [6 empty] | 117416.9539 | 101973.7376 | 85362.3213 | 76765.5927 | 77354.3728 | 74920.896 | 75338.9791 | 73749.1486 | 72831.9681 | 70758.3996 | 70154.3693 | 60162.3499 | 66559.7696 | 59422.3583
FUELCOST - Fuel Cost
MEAN | [6 empty] | 160184.9071 | 135321.9101 | 113890.2262 | 114095.9588 | 122861.7531 | 130825.5862 | 133437.3373 | 138744.213 | 134772.5672 | 137949.3394 | 128904.5139 | 122853.1223 | 139766.3267 | 129437.4934
P5 | [6 empty] | 76889.0957 | 68586.595 | 51660.3323 | 67750.4749 | 69709.4906 | 86451.7241 | 88933.7074 | 88013.1719 | 85602.445 | 88164.3544 | 84452.8904 | 80193.0606 | 102840.1664 | 89224.111
P95 | [6 empty] | 263929.2535 | 275749.9587 | 235732.4239 | 187951.1305 | 201875.9273 | 189992.69 | 197298.4537 | 211368.9447 | 197178.8962 | 191855.669 | 195037.8365 | 174659.5699 | 185040.2418 | 177943.6378
NETPOS - Net Position (MWh)
MEAN | [6 empty] | 10157.6374 | 8270.4045 | 6641.0168 | 6659.6985 | 6952.1643 | 7359.0883 | 7445.2914 | 7535.8258 | 7178.2373 | 7195.4644 | 6529.4699 | 5940.8618 | 6695.7199 | 5964.7524
P5 | [6 empty] | 7143.32 | 5406.17 | 4168.32 | 5124.185 | 5206.6405 | 5994.72 | 6102.12 | 6335.6 | 5730.615 | 5871.6 | 5126.29 | 4740.25 | 5621.28 | 5035.05
P95 | [6 empty] | 13794.285 | 11969.93 | 10007.84 | 8998.265 | 9057.27 | 8768.24 | 8898.0279 | 8704.8173 | 8591.715 | 8341.2 | 8264.15 | 7080.995 | 7829.64 | 6984.705
NETREVENUE - Net Revenue $
MEAN | [6 empty] | 65417.0121 | 53944.7242 | 39115.837 | 45803.4713 | 45734.8351 | 40986.3263 | 43146.9685 | 41589.1959 | 41203.3622 | 45589.6609 | 42314.0872 | 36289.9106 | 29745.001 | 24897.9373
P5 | [6 empty] | 20051.4063 | 24600.5612 | 13544.2718 | 22620.3914 | 18999.754 | 14659.556 | 17958.1126 | 15386.2057 | 14930.7151 | 19375.4226 | 20687.2939 | 17272.1399 | 9086.6215 | 3657.7131
P95 | [6 empty] | 115500.0048 | 102481.9613 | 81980.1426 | 78109.059 | 91437.6719 | 69117.2335 | 71742.4822 | 73735.961 | 78220.474 | 79336.5237 | 75262.6163 | 59423.5281 | 54582.8533 | 47765.5203
STARTS - Number Starts
MEAN | [6 empty] | 117.13 | 102.12 | 89.25 | 88.39 | 94.48 | 91.79 | 94.36 | 93.17 | 90.23 | 87.31 | 84.94 | 78.21 | 83.37 | 77.38
P5 | [6 empty] | 95 | 77 | 65.5 | 71.5 | 75.5 | 75.5 | 79 | 73.5 | 71.5 | 66 | 68 | 60.5 | 65 | 56
P95 | [6 empty] | 140.5 | 126.5 | 110 | 105 | 118 | 109.5 | 111 | 113.5 | 111 | 106.5 | 104 | 92.5 | 100 | 97.5
VOMCOSTS - VOM Costs
MEAN | [6 empty] | 7211.9225 | 5954.6913 | 4914.3524 | 4994.7739 | 5353.1665 | 5740.0889 | 5956.2331 | 6179.3772 | 5957.9369 | 6116.1447 | 5680.6388 | 5227.9584 | 6026.1479 | 5487.5722
P5 | [6 empty] | 5071.7572 | 3892.4424 | 3084.5568 | 3843.1388 | 4009.1132 | 4675.8816 | 4881.696 | 5195.192 | 4756.4105 | 4990.86 | 4459.8723 | 4171.42 | 5059.152 | 4632.246
P95 | [6 empty] | 9793.9423 | 8618.3496 | 7405.8016 | 6748.6987 | 6974.0979 | 6839.2272 | 7118.4223 | 7137.9502 | 7131.1235 | 7090.02 | 7189.8105 | 6231.2756 | 7046.676 | 6425.9286
15600: New 2025JAN 18V50DF_NG_B #12
CAPACITYFACTOR - Net Generation Capacity Factor
MEAN | [6 empty] | 0.16798 | 0.13314 | 0.10317 | 0.10341 | 0.1118 | 0.10469 | 0.10444 | 0.10384 | 0.097398 | 0.09986 | 0.10002 | 0.08857 | 0.10452 | 0.093892
P5 | [6 empty] | 0.11792 | 0.089234 | 0.067278 | 0.075467 | 0.083114 | 0.077838 | 0.081893 | 0.076079 | 0.070199 | 0.071897 | 0.079296 | 0.068293 | 0.08573 | 0.076735
P95 | [6 empty] | 0.22395 | 0.19599 | 0.16256 | 0.14406 | 0.1538 | 0.13949 | 0.13337 | 0.13299 | 0.12546 | 0.11805 | 0.1264 | 0.11224 | 0.12561 | 0.1094
CO2EMISSIONS - CO2 Emissions
MEAN | [6 empty] | 5358.242 | 4241.257 | 3273.4103 | 3327.5472 | 3548.3505 | 3331.0451 | 3345.5525 | 3275.0401 | 3106.8423 | 3210.5605 | 3200.2444 | 2834.0874 | 3339.1493 | 2984.3595
P5 | [6 empty] | 3755.04 | 2846.6985 | 2135.9727 | 2436.3805 | 2630.457 | 2469.3178 | 2620.5855 | 2386.1462 | 2227.384 | 2325.771 | 2529.7958 | 2199.582 | 2731.238 | 2440.48
P95 | [6 empty] | 7111.1608 | 6216.0607 | 5140.366 | 4642.062 | 4894.2795 | 4465.9345 | 4286.515 | 4166.0715 | 4006.3947 | 3808.129 | 4048.2778 | 3602.8573 | 3979.056 | 3468.968
FUELCONSUMED - Fuel Consumed
MEAN | [6 empty] | 87341.298 | 69137.6551 | 53364.7405 | 54234.3515 | 57837.3834 | 54294.8021 | 54536.9117 | 53379.0331 | 50645.3503 | 52330.6086 | 52166.9623 | 46201.1296 | 54423.5514 | 48643.7645
P5 | [6 empty] | 61208.3356 | 46404.5308 | 34821.5629 | 39709.6331 | 42875.9465 | 40248.8068 | 42718.8237 | 38891.0638 | 36308.9831 | 37908.8304 | 41237.9491 | 35857.395 | 44515.4015 | 39778.732
P95 | [6 empty] | 115914.7024 | 101329.3987 | 83802.7643 | 75658.8822 | 79776.0679 | 72793.1 | 69876.1718 | 67901.6739 | 65309.1029 | 62070.7968 | 65990.7281 | 58733.6214 | 64853.1089 | 56542.6262
FUELCOST - Fuel Cost
MEAN | [6 empty] | 161269.9661 | 132818.0941 | 108108.7784 | 109692.2842 | 120270.0652 | 115319.8782 | 117653.1867 | 118706.7129 | 114641.8622 | 120374.6831 | 121822.5032 | 113138.2933 | 134011.4248 | 124269.2552
P5 | [6 empty] | 77478.8461 | 67961.4649 | 50823.2231 | 63375.5704 | 69608.2636 | 70209.7885 | 71860.021 | 64995.7386 | 61998.1615 | 70768.9558 | 76455.6983 | 71882.9093 | 97446.5679 | 80615.6706
P95 | [6 empty] | 261940.2118 | 272836.3146 | 230986.2066 | 186768.3281 | 202297.0615 | 188051.3567 | 189032.5692 | 202861.9075 | 184729.969 | 178338.2502 | 182143.0482 | 170831.3052 | 181712.9539 | 169938.8904
NETPOS - Net Position (MWh)
MEAN | [6 empty] | 10259.9674 | 8116.1646 | 6259.9717 | 6357.6755 | 6775.2465 | 6354.9003 | 6442.8686 | 6301.7738 | 5974.1115 | 6168.4922 | 6144.9993 | 5438.4017 | 6401.9063 | 5717.9641
P5 | [6 empty] | 7189.7197 | 5447.82 | 4085.12 | 4654.885 | 5022.55 | 4711.32 | 5047.12 | 4591.625 | 4283.235 | 4468.8 | 4857.81 | 4221 | 5236.49 | 4676
P95 | [6 empty] | 13615.0607 | 11895.1 | 9824.0542 | 8869.74 | 9344.1063 | 8519.98 | 8254.04 | 8016.315 | 7703.86 | 7316.26 | 7773.265 | 6913.495 | 7628.88 | 6646.6
NETREVENUE - Net Revenue $
MEAN | [6 empty] | 64442.2576 | 54575.3469 | 41233.6214 | 47886.0809 | 46799.3126 | 45209.4885 | 47482.0522 | 46850.8657 | 46271.1174 | 50598.6181 | 44045.6235 | 38362.678 | 32417.127 | 27207.3008
P5 | [6 empty] | 16692.5109 | 24527.537 | 15530.3553 | 24963.0096 | 21942.7917 | 21239.6828 | 21609.2061 | 22516.7634 | 23237.2636 | 26532.143 | 22959.6563 | 20439.5373 | 12730.8534 | 7501.332
P95 | [6 empty] | 114109.1984 | 98614.8123 | 82668.3703 | 80434.9886 | 88254.1329 | 68933.81 | 73882.181 | 75697.0356 | 81132.9603 | 78948.4368 | 78679.7931 | 63673.1872 | 53360.4927 | 49625.6815
STARTS - Number Starts
MEAN | [6 empty] | 119.52 | 100.32 | 85.51 | 85.07 | 92.83 | 86.88 | 86.4 | 85.8 | 82.07 | 80.3 | 81.43 | 74.64 | 80.51 | 75.03
P5 | [6 empty] | 100 | 78 | 67 | 67 | 72.5 | 65.5 | 70.5 | 63 | 62 | 59 | 68.5 | 56.5 | 61 | 58.5
P95 | [6 empty] | 143 | 123 | 104.5 | 104 | 116 | 107 | 105 | 104.5 | 101.5 | 100.5 | 96.5 | 91 | 94.5 | 94
VOMCOSTS - VOM Costs
MEAN | [6 empty] | 7284.5769 | 5843.6385 | 4632.379 | 4768.2567 | 5216.9398 | 4956.8222 | 5154.2949 | 5167.4545 | 4958.5126 | 5243.2184 | 5346.1494 | 4785.7935 | 5761.7157 | 5260.5269
P5 | [6 empty] | 5104.701 | 3922.4304 | 3022.9888 | 3491.1638 | 3867.3635 | 3674.8296 | 4037.696 | 3765.1325 | 3555.0851 | 3798.48 | 4226.2947 | 3714.48 | 4712.841 | 4301.92
P95 | [6 empty] | 9666.6931 | 8564.472 | 7269.8001 | 6652.305 | 7194.9619 | 6645.5844 | 6603.232 | 6573.3783 | 6394.2038 | 6218.821 | 6762.7406 | 6083.8756 | 6865.992 | 6114.872
15600: New 2025JAN 18V50DF_NG_B #2
CAPACITYFACTOR - Net Generation Capacity Factor
MEAN | [6 empty] | 0.19664 | 0.16678 | 0.1336 | 0.12793 | 0.1419 | 0.13762 | 0.14256 | 0.13957 | 0.13154 | 0.13025 | 0.12918 | 0.11647 | 0.11159 | 0.10188
P5 | [6 empty] | 0.14758 | 0.12033 | 0.092795 | 0.097254 | 0.11129 | 0.1144 | 0.12026 | 0.11091 | 0.10683 | 0.10575 | 0.10449 | 0.09464 | 0.091758 | 0.083538
P95 | [6 empty] | 0.25958 | 0.22795 | 0.19722 | 0.17085 | 0.18102 | 0.16124 | 0.17012 | 0.16423 | 0.15624 | 0.1499 | 0.15383 | 0.13552 | 0.12985 | 0.11771
CO2EMISSIONS - CO2 Emissions
MEAN | [6 empty] | 6272.2457 | 5320.7437 | 4242.3791 | 4115.2565 | 4517.5377 | 4370.6982 | 4575.5345 | 4406.1075 | 4198.798 | 4186.9572 | 4132.8764 | 3726.3126 | 3564.5757 | 3233.8433
P5 | [6 empty] | 4698.8453 | 3837.0012 | 2955.1795 | 3120.5568 | 3535.6485 | 3623.6912 | 3860.7623 | 3505.6078 | 3430.784 | 3392.478 | 3358.4572 | 3050.6107 | 2914.484 | 2654.022
P95 | [6 empty] | 8274.1185 | 7259.4532 | 6270.7267 | 5492.3045 | 5762.7965 | 5138.244 | 5467.6485 | 5176.956 | 4992.665 | 4791.438 | 4874.066 | 4356.108 | 4162.302 | 3739.164
FUELCONSUMED - Fuel Consumed
MEAN | [6 empty] | 102240.305 | 86734.9048 | 69161.6445 | 67073.1702 | 73635.1685 | 71240.7637 | 74587.3384 | 71814.2667 | 68445.6922 | 68245.4309 | 67369.7498 | 60746.155 | 58097.7184 | 52710.2644
P5 | [6 empty] | 76592.6098 | 62547.9312 | 48176.9488 | 50860.509 | 57630.2776 | 59064.5934 | 62935.257 | 57137.0978 | 55925.8207 | 55295.5872 | 54746.344 | 49730.7919 | 47502.0578 | 43259.3711
P95 | [6 empty] | 134872.1447 | 118339.4262 | 102230.7197 | 89517.0897 | 93933.0365 | 83751.6636 | 89129.7067 | 84379.4559 | 81387.0997 | 78097.8912 | 79451.8203 | 71013.65 | 67839.7652 | 60946.7001
FUELCOST - Fuel Cost
MEAN | [6 empty] | 187504.2482 | 164762.9138 | 138519.9496 | 134921.1609 | 152544.0403 | 147968.9866 | 158061.5897 | 156293.934 | 151570.5501 | 154133.7048 | 155171.6016 | 146478.3398 | 142983.0407 | 134194.6533
P5 | [6 empty] | 96174.1344 | 92448.1426 | 69604.224 | 81817.6873 | 89424.301 | 96035.7871 | 110680.9597 | 97997.6185 | 95336.877 | 102397.5708 | 104813.3778 | 101565.8378 | 101404.2379 | 92010.9897
P95 | [6 empty] | 301932.4057 | 309115.3061 | 278659.7277 | 220819.9554 | 245250.6256 | 211362.6752 | 222492.7914 | 239936.7801 | 221378.525 | 203613.844 | 214543.2537 | 199747.744 | 192094.7308 | 187110.0201
NETPOS - Net Position (MWh)
MEAN | [6 empty] | 12009.1535 | 10181.0361 | 8112.0417 | 7862.0802 | 8625.1918 | 8338.2703 | 8811.5093 | 8477.8082 | 8073.4986 | 8044.4507 | 7935.8183 | 7150.4466 | 6834.0122 | 6195.9178
P5 | [6 empty] | 8997.5768 | 7342.583 | 5651.2999 | 5962.506 | 6751.3573 | 6913.8 | 7435.64 | 6745.5215 | 6597.36 | 6518.4 | 6448.7465 | 5854.125 | 5587.82 | 5085.15
P95 | [6 empty] | 15841.148 | 13886.5682 | 11985.7711 | 10493.165 | 11002.2307 | 9801.804 | 10530.1515 | 9959.7473 | 9599.9208 | 9206.4 | 9358.975 | 8356.9428 | 7980.21 | 7164.3
NETREVENUE - Net Revenue $
MEAN | [6 empty] | 55106.7178 | 43975.6772 | 30469.642 | 38860.1314 | 37248.5103 | 34518.0381 | 35382.4256 | 35392.8882 | 35540.8517 | 40805.0862 | 34313.7025 | 28876.0066 | 28352.3323 | 22996.1406
P5 | [6 empty] | 9900.1445 | 12219.8217 | 2986.4943 | 15885.8182 | 11156.6809 | 8566.445 | 8874.726 | 9009.8923 | 10281.1075 | 15369.7547 | 10545.882 | 7957.4601 | 8291.9169 | 3313.0167
P95 | [6 empty] | 108055.5226 | 90347.9885 | 70569.0208 | 71020.5512 | 80582.2898 | 64084.5365 | 66510.8963 | 70901.6937 | 73355.7974 | 72229.0204 | 69698.9652 | 56218.4115 | 52093.5456 | 47202.5648
STARTS - Number Starts
MEAN | [6 empty] | 125.38 | 111.5 | 96.33 | 94.69 | 100.71 | 96.72 | 99.1 | 96.47 | 94.06 | 90.14 | 91.43 | 83.93 | 81.12 | 77.2
P5 | [6 empty] | 104 | 87.5 | 78.5 | 78.5 | 80 | 80 | 82 | 79.5 | 77.5 | 68.5 | 76.5 | 68 | 62 | 58.5
P95 | [6 empty] | 146.5 | 131.5 | 117.5 | 113 | 123.5 | 112 | 116.5 | 114 | 112.5 | 111 | 112 | 96.5 | 97 | 93
VOMCOSTS - VOM Costs
MEAN | [6 empty] | 8526.499 | 7330.346 | 6002.9109 | 5896.5601 | 6641.3977 | 6503.8508 | 7049.2074 | 6951.8027 | 6701.0039 | 6837.7831 | 6904.162 | 6292.393 | 6150.611 | 5700.2444
P5 | [6 empty] | 6388.2796 | 5286.6598 | 4181.9619 | 4471.8795 | 5198.5451 | 5392.764 | 5948.512 | 5531.3276 | 5475.8088 | 5540.64 | 5610.4094 | 5151.63 | 5029.038 | 4678.338
P95 | [6 empty] | 11247.2151 | 9998.3291 | 8869.4706 | 7869.8737 | 8471.7177 | 7645.4071 | 8424.1212 | 8166.9928 | 7967.9343 | 7825.44 | 8142.3083 | 7354.1097 | 7182.189 | 6591.156
15600: New 2025JAN 18V50DF_NG_B #3
CAPACITYFACTOR - Net Generation Capacity Factor
MEAN | [6 empty] | 0.20245 | 0.16889 | 0.14708 | 0.13826 | 0.14207 | 0.12703 | 0.12944 | 0.12812 | 0.12176 | 0.1211 | 0.12101 | 0.11016 | 0.1028 | 0.093969
P5 | [6 empty] | 0.15257 | 0.13143 | 0.11514 | 0.11707 | 0.11767 | 0.10077 | 0.10302 | 0.10096 | 0.094273 | 0.090418 | 0.093087 | 0.085727 | 0.080688 | 0.073774
P95 | [6 empty] | 0.25394 | 0.21743 | 0.18655 | 0.16208 | 0.17378 | 0.15953 | 0.1579 | 0.16754 | 0.15329 | 0.14629 | 0.15255 | 0.13602 | 0.12646 | 0.1192
CO2EMISSIONS - CO2 Emissions
MEAN | [6 empty] | 6455.2566 | 5382.0398 | 4662.2246 | 4447.3558 | 4520.5706 | 4025.6509 | 4152.8923 | 4046.6093 | 3885.1828 | 3895.3592 | 3868.8333 | 3525.2409 | 3283.8897 | 2984.903
P5 | [6 empty] | 4819.6715 | 4217.8147 | 3666.4257 | 3772.762 | 3720.345 | 3188.726 | 3304.2165 | 3174.2312 | 2997.56 | 2898.4702 | 2971.09 | 2749.4775 | 2586.9997 | 2340.246
P95 | [6 empty] | 8136.5818 | 6885.376 | 5870.81 | 5238.293 | 5552.292 | 5066.147 | 5086.4442 | 5291.9483 | 4880.2405 | 4698.7212 | 4874.066 | 4368.6142 | 4017.88 | 3762.1735
FUELCONSUMED - Fuel Consumed
MEAN | [6 empty] | 105222.8638 | 87733.8108 | 76005.9055 | 72485.7284 | 73684.588 | 65616.8836 | 67698.0777 | 65954.9713 | 63333.477 | 63492.728 | 63065.6732 | 57468.4108 | 53522.9818 | 48652.6846
P5 | [6 empty] | 78562.0998 | 68755.3369 | 59771.7332 | 61490.5522 | 60640.7742 | 51975.0972 | 53862.8646 | 51735.8187 | 48863.7592 | 47243.5236 | 48431.4428 | 44821.7438 | 42164.4213 | 38144.9627
P95 | [6 empty] | 132629.3448 | 112241.0875 | 95709.7868 | 85376.7681 | 90501.5846 | 82577.5329 | 82916.1728 | 86252.6169 | 79554.5623 | 76588.0565 | 79451.8203 | 71216.7706 | 65486.399 | 61322.5992
FUELCOST - Fuel Cost
MEAN | [6 empty] | 191030.0694 | 163430.7813 | 147622.2541 | 142062.5355 | 150184.4505 | 138143.3607 | 146078.4039 | 146184.3852 | 143245.2597 | 146091.6338 | 148026.6931 | 141412.7346 | 134570.4887 | 127208.9978
P5 | [6 empty] | 103084.0142 | 99125.529 | 84010.5906 | 101785.9422 | 97414.9426 | 84046.4224 | 93750.9204 | 84446.214 | 85668.1697 | 86351.9342 | 91036.3461 | 90088.4093 | 89715.6315 | 78944.2328
P95 | [6 empty] | 290305.2984 | 292624.5328 | 255865.1937 | 214140.1791 | 237397.3462 | 219107.6022 | 223491.9844 | 250316.478 | 222354.5681 | 214336.2368 | 223112.3588 | 209026.2584 | 192434.905 | 191867.0515
NETPOS - Net Position (MWh)
MEAN | [6 empty] | 12360.9455 | 10299.1351 | 8915.8636 | 8497.0242 | 8631.1326 | 7679.3631 | 7996.6963 | 7785.8524 | 7470.2948 | 7483.6571 | 7428.6466 | 6764.3076 | 6295.6675 | 5718.7898
P5 | [6 empty] | 9229.57 | 8071.77 | 7012.001 | 7208.74 | 7103.6363 | 6083.7198 | 6363.76 | 6108.125 | 5764.275 | 5569.2 | 5705.2 | 5276.25 | 4959.8977 | 4483.95
P95 | [6 empty] | 15579.825 | 13173.265 | 11224.3524 | 10007.4474 | 10600.72 | 9662.06 | 9794.27 | 10181.25 | 9382.29 | 9024.682 | 9358.975 | 8383.375 | 7702.3852 | 7206.0892
NETREVENUE - Net Revenue $
MEAN | [6 empty] | 56848.0828 | 44915.6245 | 29046.0747 | 37423.7193 | 37984.6656 | 37272.1978 | 38973.3024 | 39195.7782 | 38550.1137 | 43395.8329 | 37169.0399 | 31213.5611 | 31326.479 | 25650.5475
P5 | [6 empty] | 11109.5082 | 11479.8961 | 472.5089 | 10359.4965 | 8903.0658 | 11100.5734 | 13739.8075 | 13993.3138 | 12419.3025 | 18751.5714 | 16511.5537 | 11974.9269 | 13998.9842 | 9940.2667
P95 | [6 empty] | 111241.6949 | 97138.9069 | 74132.9935 | 74720.3115 | 80555.5325 | 64709.3961 | 63081.6281 | 69568.2811 | 71762.8801 | 71013.9679 | 69593.3992 | 55337.8777 | 52162.2343 | 45805.5527
STARTS - Number Starts
MEAN | [6 empty] | 125.64 | 113.37 | 99.49 | 97.74 | 103.52 | 93.01 | 96.13 | 92 | 89.94 | 87.86 | 88.1 | 81.65 | 78.31 | 72.76
P5 | [6 empty] | 104 | 91 | 85 | 82.5 | 85.5 | 75.5 | 81 | 72 | 71.5 | 65 | 71.5 | 64.5 | 63.5 | 58.5
P95 | [6 empty] | 150.5 | 135.5 | 119 | 116.5 | 123.5 | 109.5 | 116.5 | 110 | 111.5 | 106.5 | 105 | 98 | 96 | 88.5
VOMCOSTS - VOM Costs
MEAN | [6 empty] | 8776.2713 | 7415.3773 | 6597.7391 | 6372.7681 | 6645.9721 | 5989.9033 | 6397.3571 | 6384.399 | 6200.3447 | 6361.1085 | 6462.9225 | 5952.5907 | 5666.1008 | 5261.2866
P5 | [6 empty] | 6552.9947 | 5811.6744 | 5188.8807 | 5406.555 | 5469.8 | 4745.3015 | 5091.008 | 5008.6625 | 4784.3483 | 4733.82 | 4963.524 | 4643.1 | 4463.908 | 4125.234
P95 | [6 empty] | 11061.6758 | 9484.7508 | 8306.0208 | 7505.5855 | 8162.5544 | 7536.4068 | 7835.416 | 8348.625 | 7787.3007 | 7670.9797 | 8142.3083 | 7377.37 | 6932.1467 | 6629.6021
15600: New 2025JAN 18V50DF_NG_B #4
CAPACITYFACTOR - Net Generation Capacity Factor
MEAN | [6 empty] | 0.17995 | 0.16703 | 0.13708 | 0.1309 | 0.14351 | 0.13951 | 0.13942 | 0.13113 | 0.12366 | 0.12318 | 0.11958 | 0.10872 | 0.10247 | 0.092772
P5 | [6 empty] | 0.12152 | 0.1236 | 0.095009 | 0.10337 | 0.12168 | 0.11924 | 0.11839 | 0.10393 | 0.094334 | 0.098702 | 0.094067 | 0.086088 | 0.081291 | 0.073711
P95 | [6 empty] | 0.23595 | 0.21447 | 0.18082 | 0.15791 | 0.16896 | 0.16407 | 0.16121 | 0.16226 | 0.15026 | 0.14436 | 0.14842 | 0.13538 | 0.12661 | 0.11772
CO2EMISSIONS - CO2 Emissions
MEAN | [6 empty] | 5739.9869 | 5325.1863 | 4343.6669 | 4212.0069 | 4563.9288 | 4433.3421 | 4470.7363 | 4137.6818 | 3941.4951 | 3960.3355 | 3826.4672 | 3478.7498 | 3269.747 | 2949.6321
P5 | [6 empty] | 3882.7553 | 3943.5915 | 2997.3223 | 3346.5183 | 3835.752 | 3769.2387 | 3781.8818 | 3301.2005 | 3001.936 | 3195.7492 | 2965.7353 | 2745.1132 | 2604.711 | 2331.53
P95 | [6 empty] | 7540.996 | 6852.6798 | 5756.0493 | 5092.4265 | 5336.769 | 5201.3285 | 5154.057 | 5119.5072 | 4779.9695 | 4649.8583 | 4773.9717 | 4352.1705 | 4071.9158 | 3763.3
FUELCONSUMED - Fuel Consumed
MEAN | [6 empty] | 93563.788 | 86806.9851 | 70812.5491 | 68649.9048 | 74391.1383 | 72261.831 | 72878.941 | 67439.1823 | 64251.4461 | 64551.725 | 62375.102 | 56710.4395 | 53292.5034 | 48077.7667
P5 | [6 empty] | 63290.0822 | 64285.1756 | 48863.6595 | 54543.6343 | 62521.804 | 61437.1082 | 61649.4061 | 53805.2515 | 48935.0931 | 52089.0132 | 48344.4265 | 44750.5981 | 42453.1864 | 38002.8958
P95 | [6 empty] | 122920.567 | 111707.56 | 93838.2232 | 82999.6579 | 86988.1592 | 84780.053 | 84019.4677 | 83442.5222 | 77919.93 | 75790.6955 | 77820.7211 | 70949.6361 | 66366.7417 | 61340.2614
FUELCOST - Fuel Cost
MEAN | [6 empty] | 171982.974 | 162904.3232 | 138892.607 | 135511.1929 | 150952.8711 | 149577.6499 | 154744.632 | 148059.9737 | 143975.2942 | 147087.5261 | 145793.9741 | 138748.4013 | 134127.3454 | 125894.163
P5 | [6 empty] | 84957.9691 | 93196.6631 | 71906.3263 | 89428.2552 | 104712.4373 | 99257.3861 | 104840.2505 | 89029.3317 | 88898.7211 | 88675.6032 | 89968.1943 | 89701.5443 | 90431.44 | 76991.5037
P95 | [6 empty] | 271802.556 | 280586.8413 | 248981.5757 | 203188.8104 | 229252.4621 | 213288.4028 | 217314.3517 | 245223.3275 | 221516.5966 | 208198.3629 | 218500.7634 | 205953.7183 | 189170.8331 | 190989.5141
NETPOS - Net Position (MWh)
MEAN | [6 empty] | 10991.2213 | 10190.3989 | 8306.8413 | 8047.2458 | 8714.3468 | 8457.7368 | 8609.7121 | 7961.256 | 7578.5389 | 7608.8289 | 7347.2967 | 6675.2671 | 6268.5848 | 5651.3004
P5 | [6 empty] | 7435.395 | 7546.98 | 5732.48 | 6394.2467 | 7324.485 | 7191.11 | 7283.72 | 6352.45 | 5772.69 | 6140.4 | 5694.7259 | 5267.875 | 4993.905 | 4467.25
P95 | [6 empty] | 14440.4099 | 13111.1051 | 11007.08 | 9729.105 | 10190.335 | 9921.7779 | 9923.1453 | 9848.245 | 9189.5432 | 8933.19 | 9165.9986 | 8349.47 | 7806.3111 | 7210.015
NETREVENUE - Net Revenue $
MEAN | [6 empty] | 61468.1401 | 47479.948 | 33203.6672 | 40365.1036 | 38634.5361 | 34836.0356 | 36854.5892 | 38740.0445 | 38249.6336 | 43239.9047 | 37739.1239 | 31220.6473 | 31366.956 | 25986.216
P5 | [6 empty] | 17401.5893 | 15354.8736 | 7203.7898 | 17404.6825 | 10994.9029 | 6892.8315 | 10763.7609 | 12235.4772 | 13501.7467 | 16668.0279 | 15252.9995 | 10693.4713 | 13200.4062 | 9067.9966
P95 | [6 empty] | 114854.3825 | 99260.7329 | 78038.3117 | 75590.8624 | 85102.5589 | 59451.1453 | 65672.6776 | 69180.6063 | 72894.2322 | 70716.7144 | 72812.8089 | 54006.8224 | 50120.0744 | 45808.4798
STARTS - Number Starts
MEAN | [6 empty] | 123.09 | 109.41 | 96.5 | 94.46 | 103.19 | 97.59 | 99.55 | 94.19 | 92.11 | 88.81 | 88.55 | 82.56 | 79.16 | 72.99
P5 | [6 empty] | 101.5 | 87.5 | 75.5 | 77 | 85.5 | 79.5 | 83 | 74.5 | 73 | 69 | 73 | 63.5 | 63.5 | 58
P95 | [6 empty] | 145 | 129 | 118.5 | 112.5 | 123 | 114 | 116 | 110.5 | 112.5 | 107.5 | 106 | 98 | 95 | 90.5
VOMCOSTS - VOM Costs
MEAN | [6 empty] | 7803.7671 | 7337.0872 | 6147.0626 | 6035.4343 | 6710.0471 | 6597.0347 | 6887.7697 | 6528.2299 | 6290.1873 | 6467.5046 | 6392.1481 | 5874.235 | 5641.7263 | 5199.1963
P5 | [6 empty] | 5279.1304 | 5433.8256 | 4242.0352 | 4795.685 | 5639.8534 | 5609.0658 | 5826.976 | 5209.009 | 4791.3327 | 5219.34 | 4954.4116 | 4635.73 | 4494.5145 | 4109.87
P95 | [6 empty] | 10252.691 | 9439.9957 | 8145.2392 | 7296.8287 | 7846.558 | 7738.9867 | 7938.5162 | 8075.5609 | 7627.3209 | 7593.2115 | 7974.4188 | 7347.5336 | 7025.68 | 6633.2138
15600: New 2025JAN 18V50DF_NG_B #5
CAPACITYFACTOR - Net Generation Capacity Factor
MEAN | [6 empty] | 0.19769 | 0.16369 | 0.13463 | 0.13404 | 0.15028 | 0.12798 | 0.13028 | 0.12705 | 0.1195 | 0.11973 | 0.11918 | 0.10917 | 0.10221 | 0.093653
P5 | [6 empty] | 0.13689 | 0.12687 | 0.10104 | 0.10995 | 0.12274 | 0.10276 | 0.10174 | 0.10228 | 0.091807 | 0.092101 | 0.095007 | 0.084526 | 0.075745 | 0.069164
P95 | [6 empty] | 0.25071 | 0.20966 | 0.17684 | 0.16117 | 0.16943 | 0.16012 | 0.16354 | 0.16172 | 0.14761 | 0.14876 | 0.15193 | 0.13831 | 0.12797 | 0.11921
CO2EMISSIONS - CO2 Emissions
MEAN | [6 empty] | 6298.2916 | 5213.7385 | 4275.3731 | 4314.7164 | 4781.4628 | 4066.0965 | 4176.3472 | 4009.5155 | 3809.7372 | 3848.5402 | 3806.3009 | 3502.1238 | 3267.9482 | 2974.1528
P5 | [6 empty] | 4384.2278 | 4021.941 | 3193.0835 | 3536.045 | 3942.345 | 3254.8125 | 3282.3052 | 3211.613 | 2914.416 | 2937.816 | 3057.816 | 2705.835 | 2417.102 | 2190.062
P95 | [6 empty] | 8024.3803 | 6720.7193 | 5652.9698 | 5168.323 | 5417.298 | 5058.9375 | 5247.738 | 5064.7092 | 4721.1147 | 4761.5053 | 4869.6968 | 4408.2302 | 4130.0768 | 3792.4187
FUELCONSUMED - Fuel Consumed
MEAN | [6 empty] | 102664.3272 | 84990.3655 | 69699.2417 | 70323.8658 | 77936.8858 | 66275.9916 | 68080.2903 | 65350.3823 | 62103.6148 | 62729.6872 | 62046.3186 | 57091.4923 | 53263.1851 | 48477.4757
P5 | [6 empty] | 71464.5388 | 65562.3646 | 52055.0451 | 57632.5706 | 64259.3947 | 53052.03 | 53505.6838 | 52345.2484 | 47508.414 | 47884.8384 | 49845.6854 | 44110.2875 | 39395.4192 | 35697.186
P95 | [6 empty] | 130800.1251 | 109558.3854 | 92158.1081 | 84236.4985 | 88300.9133 | 82460.2546 | 85545.4665 | 82552.8705 | 76960.8348 | 77610.6419 | 79380.5976 | 71862.8972 | 67315.0036 | 61814.7724
FUELCOST - Fuel Cost
MEAN | [6 empty] | 186886.6701 | 159084.4843 | 136544.4901 | 138432.5207 | 157779.8582 | 139053.7886 | 146494.0578 | 144606.6749 | 139961.9497 | 144071.1125 | 145347.0874 | 140254.2534 | 134258.791 | 127053.908
P5 | [6 empty] | 94971.4843 | 94308.893 | 75195.4151 | 93734.6202 | 109034.5954 | 88394.7805 | 90473.5551 | 83348.8976 | 83279.044 | 86837.5812 | 93714.9055 | 87075.9859 | 83921.2452 | 78060.9223
P95 | [6 empty] | 282496.4386 | 292017.6776 | 242815.4645 | 207241.0589 | 234421.7885 | 220678.3796 | 231139.3289 | 246197.7972 | 216335.9971 | 213281.819 | 215411.2161 | 215963.4458 | 196815.1124 | 193392.1775
NETPOS - Net Position (MWh)
MEAN | [6 empty] | 12060.2768 | 9976.8612 | 8176.1099 | 8243.6726 | 9129.6817 | 7756.8154 | 8042.1364 | 7714.3778 | 7325.2812 | 7393.6558 | 7308.6782 | 6720.0502 | 6265.0918 | 5698.1695
P5 | [6 empty] | 8394.925 | 7696.92 | 6106.88 | 6756.05 | 7527.64 | 6210 | 6321.56 | 6179.665 | 5604.39 | 5644.8 | 5871.6062 | 5192.5 | 4634.21 | 4195.805
P95 | [6 empty] | 15365.1743 | 12854.0837 | 10809.3501 | 9874.645 | 10343.72 | 9647.7513 | 10105.6034 | 9736.4016 | 9075.984 | 9147.32 | 9350.585 | 8458.615 | 7917.255 | 7265.6783
NETREVENUE - Net Revenue $
MEAN | [6 empty] | 58146.5692 | 46686.3559 | 32420.1847 | 39323.4236 | 36503.4286 | 37755.1046 | 39467.1319 | 39441.9129 | 39283.0819 | 44015.846 | 37796.3763 | 31583.837 | 31357.4758 | 26034.5781
P5 | [6 empty] | 15514.2264 | 15073.207 | 5094.6218 | 14050.9618 | 5334.5331 | 12512.1693 | 15225.0671 | 13525.93 | 16676.5286 | 17570.3605 | 16148.5317 | 12478.7371 | 14034.9356 | 9381.7652
P95 | [6 empty] | 110857.7759 | 99358.5498 | 76397.7423 | 75837.7064 | 83016.1867 | 65706.3334 | 65335.4607 | 69236.2687 | 70948.7458 | 72358.4468 | 68511.0341 | 53668.6204 | 50628.756 | 44632.8336
STARTS - Number Starts
MEAN | [6 empty] | 124.07 | 111.21 | 97.22 | 96.27 | 104.7 | 93.97 | 96.61 | 92.55 | 90.71 | 87.99 | 88.58 | 82.37 | 78.2 | 72.5
P5 | [6 empty] | 102 | 88 | 79 | 80.5 | 85 | 79 | 78.5 | 76.5 | 75 | 66.5 | 72 | 65.5 | 64.5 | 57
P95 | [6 empty] | 146 | 130.5 | 115 | 110 | 123 | 111.5 | 119 | 111 | 109.5 | 109.5 | 107 | 99 | 96 | 90
VOMCOSTS - VOM Costs
MEAN | [6 empty] | 8562.7965 | 7183.3401 | 6050.3213 | 6182.7544 | 7029.8549 | 6050.316 | 6433.7091 | 6325.7898 | 6079.9834 | 6284.6074 | 6358.55 | 5913.6442 | 5638.5826 | 5242.316
P5 | [6 empty] | 5960.3967 | 5541.7824 | 4519.0912 | 5067.0375 | 5796.2828 | 4843.8 | 5057.248 | 5067.3253 | 4651.6437 | 4798.08 | 5108.2974 | 4569.4 | 4170.789 | 3860.1406
P95 | [6 empty] | 10909.2737 | 9254.9402 | 7998.9191 | 7405.9837 | 7964.6644 | 7525.246 | 8084.4828 | 7983.8493 | 7533.0667 | 7775.222 | 8135.009 | 7443.5812 | 7125.5295 | 6684.424
15600: New 2025JAN 18V50DF_NG_B #6
CAPACITYFACTOR - Net Generation Capacity Factor
MEAN | [6 empty] | 0.17533 | 0.16007 | 0.13169 | 0.13208 | 0.14017 | 0.14037 | 0.14339 | 0.14195 | 0.13338 | 0.13168 | 0.12476 | 0.11252 | 0.10237 | 0.093359
P5 | [6 empty] | 0.11905 | 0.1178 | 0.089445 | 0.10423 | 0.11424 | 0.11945 | 0.12072 | 0.11816 | 0.1128 | 0.10796 | 0.10184 | 0.093615 | 0.084085 | 0.071986
P95 | [6 empty] | 0.23132 | 0.20553 | 0.17473 | 0.15938 | 0.16578 | 0.1635 | 0.16844 | 0.16257 | 0.15362 | 0.14971 | 0.15307 | 0.13224 | 0.12486 | 0.11706
CO2EMISSIONS - CO2 Emissions
MEAN | [6 empty] | 5599.5486 | 5094.1409 | 4175.307 | 4249.6664 | 4460.1237 | 4460.0323 | 4598.806 | 4482.8582 | 4254.0917 | 4233.6511 | 3986.2205 | 3598.3359 | 3269.0495 | 2963.0159
P5 | [6 empty] | 3799.958 | 3773.8342 | 2851.756 | 3357.8385 | 3614.208 | 3788.6017 | 3893.7978 | 3731.4482 | 3583.341 | 3469.151 | 3241.9835 | 2983.1337 | 2670.156 | 2283.592
P95 | [6 empty] | 7371.9622 | 6491.2852 | 5515.5162 | 5170.329 | 5284.971 | 5221.051 | 5394.5498 | 5187.9015 | 4923.3335 | 4830.7837 | 4871.7137 | 4253.4682 | 3986.0977 | 3711.672
FUELCONSUMED - Fuel Consumed
MEAN | [6 empty] | 91274.5678 | 83040.6821 | 68067.8576 | 69263.5971 | 72699.1276 | 72696.8407 | 74966.5511 | 73065.0835 | 69347.1202 | 69006.5647 | 64979.1605 | 58659.8866 | 53281.0778 | 48295.9393
P5 | [6 empty] | 61940.4621 | 61517.933 | 46490.7219 | 54728.0629 | 58910.6918 | 61752.5629 | 63473.93 | 60818.1056 | 58413.3345 | 56545.476 | 52847.2508 | 48630.9427 | 43519.8494 | 37221.5278
P95 | [6 empty] | 120165.968 | 105816.7932 | 89918.3893 | 84269.031 | 86144.1674 | 85101.171 | 87937.913 | 84559.4315 | 80256.4336 | 78739.206 | 79413.3216 | 69340.1355 | 64968.3451 | 60499.3694
FUELCOST - Fuel Cost
MEAN | [6 empty] | 168317.433 | 155858.5417 | 133660.84 | 136630.4112 | 148292.5001 | 149704.5612 | 157411.6019 | 158323.4238 | 153373.0025 | 155615.4517 | 150712.4099 | 142318.233 | 133824.5172 | 126291.7249
P5 | [6 empty] | 81897.4827 | 88429.264 | 66690.2699 | 90300.5042 | 94358.1413 | 102989.2338 | 114119.1521 | 102987.9085 | 100119.4995 | 101670.3112 | 99714.009 | 92357.1925 | 94059.0602 | 76865.4981
P95 | [6 empty] | 269005.3126 | 271885.6873 | 238131.3061 | 204033.1826 | 227156.7794 | 208932.7434 | 210525.2911 | 246748.3837 | 225201.548 | 211658.8104 | 222467.4953 | 205337.6975 | 191144.9136 | 192715.2816
NETPOS - Net Position (MWh)
MEAN | [6 empty] | 10722.3293 | 9748.3407 | 7984.9645 | 8119.4749 | 8516.1645 | 8508.8193 | 8856.5261 | 8625.4558 | 8179.7729 | 8134.0178 | 7654.0977 | 6904.8898 | 6267.332 | 5676.8519
P5 | [6 empty] | 7276.84 | 7222.11 | 5453.69 | 6415.545 | 6901.44 | 7228.44 | 7498.87 | 7179.7471 | 6890.6083 | 6665.33 | 6225.38 | 5724.245 | 5119.38 | 4375.4
P95 | [6 empty] | 14115.205 | 12419.47 | 10544.6042 | 9878.73 | 10090.65 | 9960.7 | 10389.64 | 9975.2777 | 9466.73 | 9282 | 9354.85 | 8161.235 | 7641.21 | 7109.675
NETREVENUE - Net Revenue $
MEAN | [6 empty] | 62633.5703 | 48101.0363 | 33853.874 | 40671.2438 | 40130.3258 | 34985.7965 | 36133.0587 | 35944.6854 | 35434.3081 | 41164.1539 | 36266.0949 | 29990.0594 | 31366.1977 | 26194.8563
P5 | [6 empty] | 19799.348 | 17479.2391 | 7119.4384 | 17493.8751 | 14642.044 | 7019.8034 | 8871.7079 | 9505.9484 | 9857.2705 | 12649.4501 | 14348.0215 | 9533.8586 | 12720.1442 | 7944.4546
P95 | [6 empty] | 111460.7711 | 98468.1322 | 81617.9668 | 76444.9426 | 85599.2576 | 64436.1279 | 65726.6432 | 69889.5968 | 73529.9916 | 70553.4726 | 70804.7686 | 55255.8269 | 53599.7014 | 47117.7931
STARTS - Number Starts
MEAN | [6 empty] | 121.75 | 108.52 | 95.61 | 94.72 | 101.19 | 98.35 | 100.34 | 98.82 | 94.73 | 92.12 | 90.93 | 84.86 | 78.64 | 74.49
P5 | [6 empty] | 101.5 | 85.5 | 71 | 77.5 | 83 | 79.5 | 82 | 80 | 75.5 | 75 | 76 | 68.5 | 64 | 58
P95 | [6 empty] | 144 | 128.5 | 120 | 113 | 121 | 114 | 117.5 | 116.5 | 113 | 112 | 107 | 100 | 95 | 91.5
VOMCOSTS - VOM Costs
MEAN | [6 empty] | 7612.8538 | 7018.8053 | 5908.8737 | 6089.6062 | 6557.4467 | 6636.8791 | 7085.2209 | 7072.8737 | 6789.2115 | 6913.9152 | 6659.065 | 6076.303 | 5640.5988 | 5222.7037
P5 | [6 empty] | 5166.5564 | 5199.9192 | 4035.7306 | 4811.6587 | 5314.1088 | 5638.1832 | 5999.096 | 5887.3926 | 5719.2049 | 5665.5305 | 5416.0806 | 5037.3356 | 4607.442 | 4025.368
P95 | [6 empty] | 10021.7956 | 8942.0184 | 7803.0071 | 7409.0475 | 7769.8005 | 7769.346 | 8311.712 | 8179.7277 | 7857.3859 | 7889.7 | 8138.7195 | 7181.8868 | 6877.089 | 6540.901
15600: New 2025JAN 18V50DF_NG_B #7
CAPACITYFACTOR - Net Generation Capacity Factor
MEAN | [6 empty] | 0.169 | 0.14153 | 0.11338 | 0.1125 | 0.12331 | 0.12573 | 0.11536 | 0.11963 | 0.11165 | 0.11184 | 0.13148 | 0.11828 | 0.1142 | 0.10326
P5 | [6 empty] | 0.11303 | 0.096708 | 0.074492 | 0.087811 | 0.098254 | 0.10378 | 0.090858 | 0.095482 | 0.088988 | 0.087761 | 0.11146 | 0.095347 | 0.094179 | 0.084382
P95 | [6 empty] | 0.23216 | 0.19733 | 0.16124 | 0.14904 | 0.15489 | 0.15159 | 0.14215 | 0.14449 | 0.14 | 0.13142 | 0.15051 | 0.1338 | 0.13462 | 0.11973
CO2EMISSIONS - CO2 Emissions
MEAN | [6 empty] | 5388.5348 | 4512.7857 | 3595.8861 | 3617.1948 | 3922.49 | 3992.1662 | 3698.9381 | 3780.7782 | 3557.5381 | 3590.3036 | 4204.7248 | 3784.3929 | 3641.8858 | 3277.228
P5 | [6 empty] | 3621.1615 | 3081.747 | 2362.1858 | 2833.918 | 3123.1427 | 3290.907 | 2912.601 | 3034.1273 | 2826.896 | 2815.407 | 3556.5695 | 3059.3392 | 2993.018 | 2688.886
P95 | [6 empty] | 7316.6623 | 6355.3488 | 5121.1232 | 4796.0697 | 4948.476 | 4841.157 | 4557.54 | 4586.3835 | 4467.9025 | 4241.267 | 4793.0673 | 4278.316 | 4297.8865 | 3802.522
FUELCONSUMED - Fuel Consumed
MEAN | [6 empty] | 87834.9422 | 73563.9549 | 58621.8702 | 58955.2409 | 63935.824 | 65070.7732 | 60297.5027 | 61621.9573 | 57992.2839 | 58520.2394 | 68540.9907 | 61693.0018 | 59357.8085 | 53417.3919
P5 | [6 empty] | 59026.1511 | 50236.0975 | 38509.3862 | 46188.7558 | 50906.467 | 53640.309 | 47479.2426 | 49452.3068 | 46081.7349 | 45889.6368 | 57975.2859 | 49873.0831 | 48782.0534 | 43827.6387
P95 | [6 empty] | 119263.8026 | 103599.9568 | 83488.4921 | 78170.4979 | 80659.5339 | 78908.91 | 74293.6064 | 74752.2099 | 72833.2244 | 69131.0351 | 78131.3129 | 69745.9764 | 70049.9153 | 61979.5625
FUELCOST - Fuel Cost
MEAN | [6 empty] | 163075.0321 | 140335.6055 | 116988.0788 | 117699.8363 | 131522.7035 | 136001.1222 | 129253.4666 | 135413.4434 | 130016.4051 | 133769.8605 | 156903.5922 | 147772.5592 | 146551.1797 | 136787.4757
P5 | [6 empty] | 75901.9128 | 72462.3808 | 55941.8915 | 74821.966 | 80089.6307 | 84951.787 | 82677.6168 | 82866.8813 | 79065.4792 | 78015.2894 | 109567.2067 | 106902.7626 | 108658.8647 | 92903.7965
P95 | [6 empty] | 268867.6965 | 268000.9715 | 230729.6958 | 195255.4762 | 217994.5458 | 197626.0375 | 202245.8446 | 220682.9708 | 200131.62 | 190374.0741 | 215157.6641 | 197021.6305 | 201017.0818 | 192198.2741
NETPOS - Net Position (MWh)
MEAN | [6 empty] | 10318.3413 | 8635.63 | 6876.758 | 6910.9632 | 7489.5831 | 7616.283 | 7123.5408 | 7274.8314 | 6840.6179 | 6898.0587 | 8073.7709 | 7261.8248 | 6982.1507 | 6279.107
P5 | [6 empty] | 6934.4232 | 5897.64 | 4517.76 | 5414.86 | 5963.6988 | 6278.2951 | 5609.2167 | 5838.525 | 5436.09 | 5409.6 | 6829.46 | 5870.875 | 5738.39 | 5151.95
P95 | [6 empty] | 14011.255 | 12161.66 | 9789.4271 | 9160.1768 | 9447.715 | 9236.27 | 8777.6 | 8825.115 | 8589.1756 | 8147.72 | 9203.83 | 8207.5 | 8239.38 | 7285.305
NETREVENUE - Net Revenue $
MEAN | [6 empty] | 64400.3651 | 52447.1311 | 37771.2607 | 44730.0736 | 43662.4974 | 40121.9076 | 44415.879 | 42736.2289 | 42075.7508 | 47269.0421 | 34901.5883 | 29128.1535 | 27915.2803 | 22753.2052
P5 | [6 empty] | 22022.4804 | 22998.8021 | 12575.3236 | 22287.2145 | 17909.991 | 15540.8208 | 18788 | 17353.3689 | 17488.0355 | 22447.1697 | 11962.3419 | 6094.2417 | 6148.5866 | 3557.3912
P95 | [6 empty] | 115394.7642 | 99228.8229 | 79660.7814 | 76176.6878 | 86021.5678 | 64776.9796 | 72546.125 | 75121.7372 | 74438.2552 | 77444.0687 | 71550.4849 | 56349.6397 | 51280.4039 | 44719.7481
STARTS - Number Starts
MEAN | [6 empty] | 118.88 | 105.17 | 91.95 | 90.64 | 97.38 | 93.1 | 92.82 | 91.04 | 87.85 | 85.51 | 94.58 | 86.91 | 85.14 | 78.98
P5 | [6 empty] | 97.5 | 79.5 | 68 | 73.5 | 78 | 78 | 76.5 | 74 | 71 | 65.5 | 75.5 | 67.5 | 67.5 | 61.5
P95 | [6 empty] | 140.5 | 128.5 | 114 | 108.5 | 115 | 110 | 111.5 | 107.5 | 107.5 | 106.5 | 115.5 | 101.5 | 102 | 99
VOMCOSTS - VOM Costs
MEAN | [6 empty] | 7326.0223 | 6217.6536 | 5088.8009 | 5183.2224 | 5766.979 | 5940.7007 | 5698.8326 | 5965.3617 | 5677.7129 | 5863.3499 | 7024.1807 | 6390.4058 | 6283.9356 | 5776.7785
P5 | [6 empty] | 4923.4405 | 4246.3008 | 3343.1424 | 4061.145 | 4592.048 | 4897.0702 | 4487.3733 | 4787.5905 | 4511.9547 | 4598.16 | 5941.6302 | 5166.37 | 5164.551 | 4739.794
P95 | [6 empty] | 9947.9911 | 8756.3952 | 7244.176 | 6870.1326 | 7274.7406 | 7204.2906 | 7022.08 | 7236.5943 | 7129.0157 | 6925.562 | 8007.3321 | 7222.6 | 7415.442 | 6702.4806
15600: New 2025JAN 18V50DF_NG_B #8
CAPACITYFACTOR - Net Generation Capacity Factor
MEAN | [6 empty] | 0.17222 | 0.1428 | 0.11474 | 0.12169 | 0.13968 | 0.12752 | 0.12867 | 0.13733 | 0.12824 | 0.12668 | 0.13561 | 0.12191 | 0.10453 | 0.095596
P5 | [6 empty] | 0.11127 | 0.099139 | 0.077027 | 0.097824 | 0.11761 | 0.10752 | 0.10828 | 0.11447 | 0.10797 | 0.10536 | 0.11331 | 0.10253 | 0.082707 | 0.074848
P95 | [6 empty] | 0.23062 | 0.19661 | 0.16818 | 0.15152 | 0.16283 | 0.15648 | 0.15227 | 0.159 | 0.15137 | 0.14462 | 0.15535 | 0.14025 | 0.12713 | 0.11593
CO2EMISSIONS - CO2 Emissions
MEAN | [6 empty] | 5486.1753 | 4548.9067 | 3638.4971 | 3913.247 | 4439.6985 | 4050.1544 | 4130.7319 | 4334.2803 | 4087.7325 | 4069.8386 | 4334.1343 | 3903.5775 | 3340.7476 | 3036.3262
P5 | [6 empty] | 3537.939 | 3133.98 | 2453.541 | 3146.866 | 3740.184 | 3411.0435 | 3448.8308 | 3581.4085 | 3422.032 | 3396.8497 | 3587.1543 | 3268.8232 | 2639.615 | 2370.752
P95 | [6 empty] | 7322.1313 | 6244.342 | 5292.9147 | 4889.8125 | 5183.7275 | 4986.3382 | 4850.8145 | 5041.483 | 4812.897 | 4645.4865 | 4961.451 | 4481.2265 | 4083.972 | 3702.288
FUELCONSUMED - Fuel Consumed
MEAN | [6 empty] | 89426.6581 | 74152.6754 | 59316.5339 | 63780.4676 | 72366.1789 | 66015.9804 | 67336.3171 | 70643.3691 | 66635.1042 | 66336.4928 | 70650.4805 | 63635.9249 | 54449.6615 | 49490.851
P5 | [6 empty] | 57669.6374 | 51087.5568 | 39998.6995 | 51289.3546 | 60964.0693 | 55598.5274 | 56220.2579 | 58372.2755 | 55783.1528 | 55366.8444 | 58473.8449 | 53288.0731 | 43022.0733 | 38642.1968
P95 | [6 empty] | 119353.7681 | 101790.6079 | 86288.1489 | 79696.8562 | 84493.9468 | 81276.0806 | 79076.0311 | 82170.7795 | 78456.5513 | 75719.4383 | 80876.2745 | 73053.3385 | 66563.5365 | 60345.7931
FUELCOST - Fuel Cost
MEAN | [6 empty] | 165556.2826 | 140809.8159 | 118442.5264 | 126340.9716 | 146768.5146 | 137387.0821 | 142725.1031 | 153159.3203 | 147215.6582 | 149691.9516 | 161725.2071 | 152458.1172 | 136007.4686 | 128518.8587
P5 | [6 empty] | 73719.3718 | 74716.3902 | 58291.1503 | 82025.2554 | 96995.4731 | 89067.4046 | 96535.7464 | 100978.0427 | 97507.2067 | 95126.9739 | 113910.8498 | 108546.0302 | 92769.7691 | 80265.8038
P95 | [6 empty] | 269559.3939 | 268545.6203 | 235861.3228 | 193218.1122 | 221833.3046 | 203540.1572 | 205077.2575 | 230643.4296 | 215835.7248 | 204072.3013 | 223193.6752 | 201654.5899 | 195645.5216 | 193292.6567
NETPOS - Net Position (MWh)
MEAN | [6 empty] | 10504.9887 | 8704.9404 | 6958.2994 | 7476.6674 | 8477.1604 | 7726.8058 | 7955.131 | 8339.8257 | 7860.0736 | 7819.3905 | 8322.3514 | 7490.565 | 6404.8239 | 5817.3679
P5 | [6 empty] | 6774.9718 | 5997.6 | 4692.48 | 6012.82 | 7141.995 | 6508.08 | 6642.28 | 6891.65 | 6580.53 | 6526.8 | 6888.19 | 6272.875 | 5060.825 | 4542.4
P95 | [6 empty] | 14020.256 | 11948.7987 | 10120.93 | 9343.125 | 9896.2263 | 9510.3004 | 9338.09 | 9699.9586 | 9255.012 | 8924.79 | 9526.775 | 8596.7648 | 7829.2258 | 7093.255
NETREVENUE - Net Revenue $
MEAN | [6 empty] | 63240.4559 | 52035.8695 | 37318.0886 | 42433.6707 | 40103.482 | 39113.8022 | 41132.855 | 36909.2393 | 37862.2766 | 42587.6907 | 33156.398 | 27313.3244 | 30718.5624 | 25394.4109
P5 | [6 empty] | 21942.7233 | 20635.4952 | 10357.0779 | 18355.1739 | 13165.7458 | 11265.9882 | 14490.0998 | 9443.0354 | 11735.5671 | 15811.965 | 9982.4718 | 5137.568 | 11650.7756 | 6655.6266
P95 | [6 empty] | 114499.3454 | 101787.9396 | 80603.2983 | 77644.8872 | 86153.5863 | 64838.4745 | 71040.6967 | 70582.6697 | 75960.616 | 73682.8098 | 68828.7882 | 54206.6704 | 51015.5528 | 45999.8194
STARTS - Number Starts
MEAN | [6 empty] | 120.03 | 105.15 | 92.39 | 93.1 | 101.07 | 93.1 | 95.98 | 97.48 | 94.47 | 90.81 | 95.93 | 87.37 | 81.95 | 74.8
P5 | [6 empty] | 98 | 80.5 | 66.5 | 78 | 83.5 | 76 | 79.5 | 79 | 75.5 | 70.5 | 75.5 | 67.5 | 65.5 | 56.5
P95 | [6 empty] | 140 | 130 | 116.5 | 110.5 | 120 | 109 | 112.5 | 116 | 113.5 | 110 | 115 | 102 | 98 | 91
VOMCOSTS - VOM Costs
MEAN | [6 empty] | 7458.542 | 6267.5571 | 5149.1416 | 5607.5005 | 6527.4135 | 6026.9086 | 6364.1048 | 6838.6571 | 6523.8611 | 6646.482 | 7240.4457 | 6591.6972 | 5764.3415 | 5351.9785
P5 | [6 empty] | 4810.23 | 4318.272 | 3472.4352 | 4509.615 | 5499.3362 | 5076.3024 | 5313.824 | 5651.153 | 5461.8399 | 5547.78 | 5992.7253 | 5520.13 | 4554.7425 | 4179.008
P95 | [6 empty] | 9954.3818 | 8603.1351 | 7489.4882 | 7007.3438 | 7620.0942 | 7418.0343 | 7470.472 | 7953.9661 | 7681.66 | 7586.0715 | 8288.2943 | 7565.153 | 7046.3032 | 6525.7946
15600: New 2025JAN 18V50DF_NG_B #9
CAPACITYFACTOR - Net Generation Capacity Factor
MEAN | [6 empty] | 0.16883 | 0.13922 | 0.11303 | 0.11065 | 0.1173 | 0.13163 | 0.12262 | 0.11717 | 0.10871 | 0.11041 | 0.12165 | 0.10977 | 0.11851 | 0.10566
P5 | [6 empty] | 0.11874 | 0.094713 | 0.07338 | 0.086284 | 0.092496 | 0.1096 | 0.10439 | 0.094 | 0.085741 | 0.0856 | 0.10383 | 0.090966 | 0.097969 | 0.08912
P95 | [6 empty] | 0.22639 | 0.19844 | 0.16708 | 0.14598 | 0.15505 | 0.15425 | 0.15119 | 0.14192 | 0.13625 | 0.12987 | 0.14312 | 0.12593 | 0.13633 | 0.12138
CO2EMISSIONS - CO2 Emissions
MEAN | [6 empty] | 5391.5426 | 4433.258 | 3587.2725 | 3557.95 | 3727.6616 | 4181.0504 | 3929.5542 | 3701.3007 | 3470.4847 | 3545.9518 | 3887.3596 | 3512.3146 | 3786.0278 | 3358.6511
P5 | [6 empty] | 3820.8355 | 3003.3975 | 2323.0335 | 2768.7205 | 2932.2 | 3484.8193 | 3356.8035 | 2977.21 | 2739.376 | 2736.7155 | 3336.09 | 2928.4118 | 3128.271 | 2837.058
P95 | [6 empty] | 7214.1655 | 6335.9282 | 5290.5725 | 4725.3145 | 4926.02 | 4935.746 | 4828.9298 | 4494.7735 | 4350.0775 | 4133.9918 | 4542.003 | 4028.5405 | 4356.6213 | 3877.4462
FUELCONSUMED - Fuel Consumed
MEAN | [6 empty] | 87884.1517 | 72267.6103 | 58481.4546 | 57989.5824 | 60760.1275 | 68149.5013 | 64056.82 | 60326.5996 | 56573.1637 | 57797.3235 | 63367.5701 | 57257.5356 | 61707.0925 | 54744.5673
P5 | [6 empty] | 62280.6749 | 48958.9086 | 37871.1091 | 45126.1311 | 47794.131 | 56801.0401 | 54720.0986 | 48524.63 | 44655.0558 | 44607.0072 | 54381.4264 | 47738.7144 | 50986.4902 | 46242.776
P95 | [6 empty] | 117593.6285 | 103283.5318 | 86249.8174 | 77016.4268 | 80293.7787 | 80450.6264 | 78719.2297 | 73259.3988 | 70911.6854 | 67382.3459 | 74038.8943 | 65673.2278 | 71007.0553 | 63200.481
FUELCOST - Fuel Cost
MEAN | [6 empty] | 162712.3294 | 138272.5594 | 117057.4284 | 116035.6279 | 125529.5784 | 140820.7584 | 135720.4942 | 132526.7054 | 126743.3134 | 131959.3401 | 145446.1887 | 137495.5855 | 151089.3632 | 139233.9109
P5 | [6 empty] | 78050.2108 | 72425.6729 | 57086.8356 | 73018.9732 | 76071.285 | 94604.6124 | 93128.9475 | 78641.4135 | 76209.9386 | 79822.9826 | 101073.5471 | 96662.8033 | 110064.1653 | 97983.0953
P95 | [6 empty] | 269710.4397 | 274198.1774 | 236256.3399 | 192288.0274 | 209303.2672 | 195006.7028 | 203473.9341 | 213447.4971 | 199173.4918 | 186088.2791 | 209624.2302 | 183271.9221 | 194588.2373 | 188220.4619
NETPOS - Net Position (MWh)
MEAN | [6 empty] | 10323.6545 | 8483.3082 | 6860.318 | 6797.9378 | 7117.6446 | 7976.7507 | 7567.7518 | 7121.8833 | 6673.34 | 6812.8696 | 7464.4763 | 6739.891 | 7258.5566 | 6435.0675
P5 | [6 empty] | 7316.6432 | 5747.7 | 4442.88 | 5290.285 | 5599.125 | 6648.84 | 6465.04 | 5729 | 5267.79 | 5258.4 | 6405.695 | 5619.625 | 5997.705 | 5435.85
P95 | [6 empty] | 13813.6931 | 12124.105 | 10116.84 | 9027.265 | 9404.6925 | 9416.5701 | 9297.6571 | 8648.045 | 8364.365 | 7941.99 | 8721.335 | 7729.99 | 8352.38 | 7429.024
NETREVENUE - Net Revenue $
MEAN | [6 empty] | 64968.3548 | 53107.4867 | 38348.8208 | 45352.2203 | 45264.2603 | 38380.6444 | 42554.3422 | 43346.3021 | 43098.841 | 47680.6528 | 37740.0958 | 31824.2068 | 26822.007 | 22646.3156
P5 | [6 empty] | 20703.0334 | 23658.6372 | 11161.8995 | 23387.6926 | 19655.3018 | 11585.4932 | 15331.7003 | 17775.3841 | 18024.2339 | 21697.4388 | 14175.2506 | 9951.485 | 6191.5172 | 3195.2525
P95 | [6 empty] | 114877.1548 | 100499.1253 | 82522.0506 | 79384.247 | 87276.8509 | 66291.0101 | 68309.3891 | 74678.6861 | 80158.0153 | 78888.0479 | 75446.9993 | 57882.2275 | 50292.8554 | 46146.0546
STARTS - Number Starts
MEAN | [6 empty] | 117.57 | 103.53 | 91.15 | 89.36 | 94.76 | 94.97 | 94.82 | 91.1 | 87.14 | 85.26 | 90.56 | 82.13 | 86.55 | 80.26
P5 | [6 empty] | 98 | 77.5 | 70.5 | 74 | 73.5 | 77 | 74.5 | 71.5 | 68 | 65.5 | 73 | 65 | 69 | 61.5
P95 | [6 empty] | 139 | 127 | 111 | 107.5 | 115.5 | 113 | 115 | 110 | 107 | 105 | 107.5 | 97.5 | 103.5 | 100
VOMCOSTS - VOM Costs
MEAN | [6 empty] | 7329.7947 | 6107.9819 | 5076.6353 | 5098.4534 | 5480.5863 | 6221.8656 | 6054.2014 | 5839.9443 | 5538.8722 | 5790.9392 | 6494.0944 | 5931.1041 | 6532.7009 | 5920.2621
P5 | [6 empty] | 5194.8167 | 4138.344 | 3287.7312 | 3967.7137 | 4311.3263 | 5186.0952 | 5172.032 | 4697.78 | 4372.2657 | 4469.64 | 5572.9546 | 4945.27 | 5397.9345 | 5000.982
P95 | [6 empty] | 9807.7221 | 8729.3556 | 7486.4616 | 6770.4487 | 7241.6133 | 7344.9247 | 7438.1257 | 7091.3969 | 6942.423 | 6750.6915 | 7587.5615 | 6802.3912 | 7517.142 | 6834.7021
15600: New 2026JAN 18V50DF_NG_B #1
CAPACITYFACTOR - Net Generation Capacity Factor
MEAN | [7 empty] | 0.13208 | 0.10224 | 0.10103 | 0.10964 | 0.1005 | 0.10152 | 0.1012 | 0.094743 | 0.097142 | 0.095877 | 0.085203 | 0.083782 | 0.075842
P5 | [7 empty] | 0.090826 | 0.064963 | 0.072478 | 0.08375 | 0.070472 | 0.07578 | 0.071371 | 0.067052 | 0.069302 | 0.07263 | 0.065493 | 0.065766 | 0.060461
P95 | [7 empty] | 0.19162 | 0.16515 | 0.14218 | 0.1488 | 0.13614 | 0.12481 | 0.12965 | 0.12478 | 0.11784 | 0.12831 | 0.10753 | 0.10119 | 0.091894
CO2EMISSIONS - CO2 Emissions
MEAN | [7 empty] | 4206.0675 | 3243.9842 | 3245.2295 | 3487.8569 | 3191.2971 | 3257.061 | 3192.8958 | 3025.2888 | 3122.4996 | 3065.3252 | 2726.5823 | 2675.6293 | 2411.3844
P5 | [7 empty] | 2885.8733 | 2035.917 | 2312.338 | 2654.184 | 2239.311 | 2436.531 | 2267.9335 | 2139.864 | 2203.362 | 2320.0718 | 2094.84 | 2089.877 | 1926.236
P95 | [7 empty] | 6124.653 | 5256.656 | 4607.6245 | 4747.8043 | 4351.4288 | 4027.625 | 4087.9295 | 3959.8727 | 3803.4225 | 4118.1857 | 3439.3668 | 3237.346 | 2919.86
FUELCONSUMED - Fuel Consumed
MEAN | [7 empty] | 68564.0082 | 52885.0545 | 52892.7329 | 56851.3985 | 52016.8934 | 53094.3921 | 52040.2568 | 49315.9532 | 50895.2317 | 49967.647 | 44448.5646 | 43609.0937 | 39304.5281
P5 | [7 empty] | 47043.1252 | 33190.4102 | 37687.7578 | 43262.5393 | 36499.7966 | 39718.505 | 36964.3505 | 34882.304 | 35913.6288 | 37819.259 | 34149.9 | 34062.1043 | 31396.7849
P95 | [7 empty] | 99839.345 | 85696.7391 | 75097.9256 | 77389.2247 | 70927.1672 | 65655.6347 | 66628.6856 | 64551.248 | 61993.764 | 67130.2914 | 56068.5685 | 52764.2618 | 47592.4115
FUELCOST - Fuel Cost
MEAN | [7 empty] | 131813.5315 | 107147.3749 | 107273.1108 | 118291.0399 | 110913.7613 | 114818.3251 | 116256.3249 | 112159.0039 | 117605.0149 | 117524.3327 | 109458.6621 | 109128.3148 | 102038.0206
P5 | [7 empty] | 65562.3632 | 47733.3926 | 59750.7207 | 68338.9462 | 62859.9115 | 65980.304 | 61661.8683 | 58258.363 | 65115.0127 | 72012.6595 | 67685.542 | 73017.8497 | 66567.8247
P95 | [7 empty] | 259948.4391 | 237732.9985 | 187635.0741 | 196817.6493 | 184756.6917 | 179396.1631 | 199097.1417 | 185569.2125 | 180901.3772 | 185847.9704 | 160869.9364 | 157508.4246 | 149341.1314
NETPOS - Net Position (MWh)
MEAN | [7 empty] | 8048.7838 | 6203.6221 | 6200.2552 | 6659.6265 | 6088.4516 | 6272.4956 | 6143.618 | 5817.2878 | 5999.3888 | 5885.9739 | 5232.1732 | 5129.7507 | 4620.1371
P5 | [7 empty] | 5522.79 | 3893.76 | 4418.26 | 5068.245 | 4272.48 | 4692.64 | 4364.15 | 4114.935 | 4233.6 | 4455.09 | 4020 | 4006.835 | 3690.7
P95 | [7 empty] | 11720.17 | 10046.0911 | 8803.165 | 9061.8461 | 8300.35 | 7756.22 | 7864.375 | 7613.8616 | 7308 | 7907.505 | 6599.365 | 6206.83 | 5594.5
NETREVENUE - Net Revenue $
MEAN | [7 empty] | 54853.1162 | 41214.8009 | 48196.256 | 48017.5403 | 46201.4855 | 49178.7476 | 47840.6496 | 47759.5127 | 51389.8547 | 45397.5505 | 39258.4617 | 37801.6611 | 31971.9012
P5 | [7 empty] | 25984.12 | 15959.7758 | 25196.9665 | 21406.6038 | 22927.5435 | 23004.8728 | 25074.756 | 24008.5416 | 29556.6704 | 25176.3254 | 19043.3668 | 19066.3628 | 12407.4194
P95 | [7 empty] | 99343.3008 | 80593.3133 | 78741.6525 | 91127.5198 | 74050.8587 | 75964.7948 | 77012.358 | 80391.5252 | 79865.546 | 78081.68 | 60446.9482 | 57744.5637 | 54143.6892
STARTS - Number Starts
MEAN | [7 empty] | 99.45 | 84.75 | 83.63 | 91.08 | 83.8 | 84.85 | 83.51 | 80.85 | 79.02 | 79.61 | 72.55 | 71.64 | 66.86
P5 | [7 empty] | 76 | 64.5 | 66.5 | 72 | 66.5 | 64.5 | 65 | 59 | 54 | 64.5 | 54.5 | 56 | 49.5
P95 | [7 empty] | 123 | 108 | 104 | 113 | 104.5 | 104.5 | 103 | 99.5 | 98.5 | 94.5 | 90.5 | 87 | 81
VOMCOSTS - VOM Costs
MEAN | [7 empty] | 5795.1243 | 4590.6803 | 4650.1914 | 5127.9124 | 4748.9923 | 5017.9964 | 5037.7667 | 4828.3489 | 5099.4805 | 5120.7973 | 4604.3124 | 4616.7757 | 4250.5261
P5 | [7 empty] | 3976.4088 | 2881.3824 | 3313.695 | 3902.5487 | 3332.5344 | 3754.112 | 3578.603 | 3415.396 | 3598.56 | 3875.9283 | 3537.6 | 3606.1515 | 3395.444
P95 | [7 empty] | 8438.5224 | 7434.1074 | 6602.3737 | 6977.6215 | 6474.273 | 6204.976 | 6448.7875 | 6319.5051 | 6211.8 | 6879.5293 | 5807.4412 | 5586.147 | 5146.94
15600: New 2026JAN 18V50DF_NG_B #2
CAPACITYFACTOR - Net Generation Capacity Factor
MEAN | [7 empty] | 0.13396 | 0.10413 | 0.10032 | 0.10721 | 0.099427 | 0.10012 | 0.099445 | 0.093768 | 0.097029 | 0.093907 | 0.083912 | 0.082485 | 0.073698
P5 | [7 empty] | 0.094871 | 0.069775 | 0.073772 | 0.077454 | 0.070551 | 0.075635 | 0.068167 | 0.065031 | 0.068558 | 0.068928 | 0.064976 | 0.063835 | 0.056405
P95 | [7 empty] | 0.1938 | 0.16385 | 0.14105 | 0.14545 | 0.13595 | 0.12911 | 0.12953 | 0.12612 | 0.11756 | 0.12604 | 0.10734 | 0.10209 | 0.090749
CO2EMISSIONS - CO2 Emissions
MEAN | [7 empty] | 4271.7455 | 3298.989 | 3226.4841 | 3408.0838 | 3161.1485 | 3211.3861 | 3138.8604 | 2991.7514 | 3118.2205 | 3003.6393 | 2684.2843 | 2635.3858 | 2342.5247
P5 | [7 empty] | 3046.925 | 2205.5768 | 2353.797 | 2458.704 | 2234.9713 | 2425.539 | 2145.3425 | 2065.472 | 2185.875 | 2210.8405 | 2059.926 | 2033.158 | 1782.422
P95 | [7 empty] | 6148.76 | 5223.5917 | 4576.2425 | 4656.2953 | 4329.1365 | 4177.9295 | 4099.7082 | 4035.0055 | 3776.1777 | 4031.2382 | 3450.1085 | 3254.798 | 2887.342
FUELCONSUMED - Fuel Consumed
MEAN | [7 empty] | 69634.7375 | 53781.7809 | 52587.1416 | 55551.0985 | 51525.51 | 52349.8055 | 51159.4836 | 48769.2665 | 50825.514 | 48962.1107 | 43759.0092 | 42953.1799 | 38182.153
P5 | [7 empty] | 49668.458 | 35956.2778 | 38363.6418 | 40076.2639 | 36429.0606 | 39539.7783 | 34966.2775 | 33669.6268 | 35628.6 | 36038.6913 | 33580.735 | 33137.6631 | 29052.681
P95 | [7 empty] | 100232.4694 | 85160.4525 | 74586.2575 | 75897.6719 | 70563.8816 | 68106.5168 | 66821.4441 | 65775.6407 | 61550.8067 | 65714.6247 | 56243.5246 | 53048.7053 | 47062.538
FUELCOST - Fuel Cost
MEAN | [7 empty] | 133198.7011 | 108390.8816 | 106503.6619 | 115629.4128 | 109897.1075 | 113402.7662 | 114534.1615 | 110853.3979 | 117598.4751 | 115210.3467 | 108020.0611 | 107781.3925 | 99478.0572
P5 | [7 empty] | 68710.1059 | 52038.9936 | 60324.2493 | 64554.6906 | 61769.3343 | 68075.4998 | 58342.936 | 59906.2527 | 62661.2161 | 69267.6987 | 65857.7499 | 74536.451 | 57905.7671
P95 | [7 empty] | 260076.6373 | 230021.1712 | 184198.5565 | 198857.8842 | 184117.2311 | 184054.9132 | 199971.1354 | 179147.8883 | 176625.379 | 182310.1536 | 165466.7088 | 159372.986 | 147473.5177
NETPOS - Net Position (MWh)
MEAN | [7 empty] | 8174.296 | 6308.7904 | 6164.578 | 6507.378 | 6030.8902 | 6184.5771 | 6039.739 | 5752.7583 | 5991.0999 | 5767.5407 | 5150.9931 | 5052.5734 | 4488.1664
P5 | [7 empty] | 5831 | 4218.24 | 4497.09 | 4694.97 | 4264.2 | 4671.0353 | 4128.25 | 3971.88 | 4200 | 4245.34 | 3953 | 3898.09 | 3415.15
P95 | [7 empty] | 11765.915 | 9981.6491 | 8743.0181 | 8888.7292 | 8257.7034 | 8045.0995 | 7885.075 | 7758.485 | 7252.91 | 7738.0833 | 6620.37 | 6240.29 | 5531.805
NETREVENUE - Net Revenue $
MEAN | [7 empty] | 54147.1087 | 40478.5517 | 48656.5319 | 48541.7619 | 47055.3013 | 49085.2854 | 48168.6168 | 47866.0435 | 51974.7355 | 46295.7869 | 39565.023 | 38358.6967 | 32587.7378
P5 | [7 empty] | 24617.8992 | 13753.3422 | 26181.7579 | 22863.75 | 23654.0761 | 23937.8151 | 23518.0031 | 24515.0701 | 28971.852 | 25172.4863 | 19956.8607 | 19816.7218 | 14443.0238
P95 | [7 empty] | 98676.7292 | 81979.4911 | 79817.2676 | 91737.9554 | 71328.8977 | 74347.7268 | 77389.7781 | 80412.0001 | 77011.8727 | 79013.4879 | 62251.3895 | 59836.7964 | 53056.7406
STARTS - Number Starts
MEAN | [7 empty] | 102.61 | 86.7 | 83.84 | 89.49 | 82.3 | 83.48 | 82.57 | 79.97 | 78.6 | 79.12 | 72.33 | 71.01 | 65.18
P5 | [7 empty] | 78.5 | 66 | 66.5 | 70 | 65 | 66.5 | 62 | 60.5 | 54 | 63 | 55.5 | 57.5 | 48
P95 | [7 empty] | 125.5 | 108 | 102 | 111.5 | 104 | 102.5 | 101 | 104.5 | 102 | 97.5 | 88 | 85.5 | 82
VOMCOSTS - VOM Costs
MEAN | [7 empty] | 5885.4931 | 4668.5049 | 4623.4335 | 5010.681 | 4704.0944 | 4947.6617 | 4952.586 | 4774.7894 | 5092.4349 | 5017.7604 | 4532.8739 | 4547.3161 | 4129.1131
P5 | [7 empty] | 4198.32 | 3121.4976 | 3372.8175 | 3615.1269 | 3326.076 | 3736.8282 | 3385.165 | 3296.6604 | 3570 | 3693.4458 | 3478.64 | 3508.281 | 3141.938
P95 | [7 empty] | 8471.4588 | 7386.4203 | 6557.2636 | 6844.3215 | 6441.0087 | 6436.0796 | 6465.7615 | 6439.5426 | 6164.9735 | 6732.1325 | 5825.9256 | 5616.261 | 5089.2606
15600: New 2028JAN 18V50DF_NG_B #1
CAPACITYFACTOR - Net Generation Capacity Factor
MEAN | [9 empty] | 0.10304 | 0.10739 | 0.098887 | 0.098189 | 0.097311 | 0.092131 | 0.094977 | 0.092985 | 0.082901 | 0.080239 | 0.072251
P5 | [9 empty] | 0.079047 | 0.080605 | 0.074496 | 0.076525 | 0.069242 | 0.06316 | 0.069458 | 0.071715 | 0.06169 | 0.060074 | 0.056324
P95 | [9 empty] | 0.14198 | 0.14644 | 0.13084 | 0.12491 | 0.12821 | 0.12154 | 0.11501 | 0.12149 | 0.10705 | 0.098485 | 0.091361
CO2EMISSIONS - CO2 Emissions
MEAN | [9 empty] | 3312.6853 | 3415.9069 | 3140.5706 | 3149.9879 | 3068.6332 | 2938.9656 | 3050.7949 | 2971.0207 | 2654.1142 | 2562.8034 | 2295.2862
P5 | [9 empty] | 2538.356 | 2558.616 | 2382.5228 | 2458.4423 | 2180.3685 | 2013.2935 | 2212.1055 | 2293.8562 | 1972.641 | 1928.446 | 1786.78
P95 | [9 empty] | 4572.8525 | 4688.6708 | 4114.083 | 4040.7717 | 4069.75 | 3853.2348 | 3692.7798 | 3879.894 | 3404.4527 | 3167.538 | 2882.984
FUELCONSUMED - Fuel Consumed
MEAN | [9 empty] | 53992.1291 | 55678.6228 | 51190.0962 | 51348.915 | 50014.8119 | 47908.7498 | 49726.4843 | 48430.3402 | 43267.197 | 41770.173 | 37412.164
P5 | [9 empty] | 41371.5236 | 41704.8047 | 38834.086 | 40075.6858 | 35537.1555 | 32819.3535 | 36056.1432 | 37391.9227 | 32157.8225 | 31431.0023 | 29123.7145
P95 | [9 empty] | 74531.1924 | 76425.1693 | 67057.7659 | 65869.9432 | 66331.7594 | 62812.4145 | 60191.1443 | 63245.7665 | 55499.4035 | 51626.488 | 46991.5045
FUELCOST - Fuel Cost
MEAN | [9 empty] | 108726.8494 | 116165.854 | 108990.381 | 111090.562 | 111954.9264 | 109083.9422 | 114891.7968 | 113784.9096 | 106757.1529 | 104954.3784 | 97740.2152
P5 | [9 empty] | 66965.1739 | 65432.9887 | 62671.8805 | 67292.747 | 59581.5983 | 56831.1993 | 65482.8462 | 68844.4974 | 66807.1534 | 67937.5789 | 59079.2449
P95 | [9 empty] | 187754.788 | 203166.3939 | 179310.921 | 176678.8795 | 199659.9472 | 175963.8273 | 172653.1917 | 179705.1347 | 159623.9333 | 151134.7373 | 150369.4358
NETPOS - Net Position (MWh)
MEAN | [9 empty] | 6329.2623 | 6522.3004 | 5991.644 | 6066.3693 | 5904.7381 | 5651.2666 | 5861.595 | 5705.0025 | 5093.0687 | 4913.5022 | 4397.7077
P5 | [9 empty] | 4850.12 | 4885.755 | 4545.72 | 4734.84 | 4195.65 | 3870.755 | 4250.4 | 4404.75 | 3785.5 | 3697.33 | 3423.5
P95 | [9 empty] | 8736.725 | 8950.0924 | 7849.44 | 7781.54 | 7830.965 | 7409.335 | 7093.45 | 7450.32 | 6532.365 | 6072.99 | 5523.455
NETREVENUE - Net Revenue $
MEAN | [9 empty] | 47377.3763 | 48273.1273 | 47339.0894 | 49420.491 | 48517.3037 | 48029.7361 | 52162.7835 | 46554.2552 | 40294.3996 | 39127.2379 | 33159.0039
P5 | [9 empty] | 24910.0799 | 22637.396 | 22082.1246 | 24358.546 | 26006.6196 | 23104.0204 | 28211.4977 | 26409.552 | 20256.1102 | 19812.2607 | 15540.2957
P95 | [9 empty] | 80546.988 | 91460.5589 | 73619.8893 | 73949.0661 | 76776.9317 | 79859.7057 | 79080.5993 | 79878.7651 | 63078.5931 | 59855.4746 | 53435.0668
STARTS - Number Starts
MEAN | [9 empty] | 86.1 | 90.04 | 82.4 | 83.42 | 82.05 | 78.84 | 77.45 | 77.86 | 71.4 | 69.77 | 64.61
P5 | [9 empty] | 67.5 | 71.5 | 64 | 66.5 | 62 | 57.5 | 54 | 62.5 | 55 | 57 | 49
P95 | [9 empty] | 105.5 | 113 | 102.5 | 99 | 102.5 | 101 | 97 | 98 | 85.5 | 85 | 81
VOMCOSTS - VOM Costs
MEAN | [9 empty] | 4746.9467 | 5022.1713 | 4673.4823 | 4853.0954 | 4841.8853 | 4690.5513 | 4982.3557 | 4963.3522 | 4481.9004 | 4422.1519 | 4045.8911
P5 | [9 empty] | 3637.59 | 3762.0314 | 3545.6616 | 3787.872 | 3440.433 | 3212.7267 | 3612.84 | 3832.1325 | 3331.24 | 3327.597 | 3149.62
P95 | [9 empty] | 6552.5437 | 6891.5711 | 6122.5632 | 6225.232 | 6421.3913 | 6149.7481 | 6029.4325 | 6481.7784 | 5748.4812 | 5465.691 | 5081.5786
15600: New 2029JAN 18V50DF_NG_B #1
CAPACITYFACTOR - Net Generation Capacity Factor
MEAN | [10 empty] | 0.10953 | 0.096949 | 0.095786 | 0.09622 | 0.090813 | 0.094756 | 0.091138 | 0.081464 | 0.078838 | 0.071216
P5 | [10 empty] | 0.084607 | 0.072596 | 0.072328 | 0.070614 | 0.067578 | 0.070214 | 0.070312 | 0.061581 | 0.061602 | 0.054478
P95 | [10 empty] | 0.1446 | 0.13163 | 0.12324 | 0.12441 | 0.11657 | 0.11351 | 0.12077 | 0.10495 | 0.099057 | 0.090458
CO2EMISSIONS - CO2 Emissions
MEAN | [10 empty] | 3483.9937 | 3086.0545 | 3069.1347 | 3037.0079 | 2899.5448 | 3040.0956 | 2912.5267 | 2608.0244 | 2516.857 | 2263.4396
P5 | [10 empty] | 2675.904 | 2287.0482 | 2324.9522 | 2197.8815 | 2157.368 | 2273.31 | 2215.2097 | 1959.5483 | 1967.713 | 1725.768
P95 | [10 empty] | 4573.8735 | 4186.1865 | 3960.206 | 3934.0242 | 3745.856 | 3668.233 | 3879.894 | 3382.6315 | 3167.538 | 2878.626
FUELCONSUMED - Fuel Consumed
MEAN | [10 empty] | 56788.4068 | 50301.5292 | 50030.9804 | 49499.4064 | 47266.1282 | 49552.0807 | 47476.8454 | 42515.8523 | 41021.3081 | 36893.0895
P5 | [10 empty] | 43616.5699 | 37277.8931 | 37899.7847 | 35822.5945 | 35167.6398 | 37053.744 | 36109.914 | 31944.3856 | 32071.0001 | 28129.2462
P95 | [10 empty] | 74554.6645 | 68233.4828 | 64557.0797 | 64119.6072 | 61061.8655 | 59790.5664 | 63245.7665 | 55143.6753 | 51626.488 | 46920.4711
FUELCOST - Fuel Cost
MEAN | [10 empty] | 117348.1748 | 107158.0346 | 108233.9469 | 110361.8533 | 107280.9335 | 114477.9143 | 111622.9047 | 104932.3769 | 103060.6923 | 96541.774
P5 | [10 empty] | 72985.7386 | 61731.492 | 65542.6764 | 56448.9621 | 60237.96 | 66125.4796 | 68713.1714 | 65487.6644 | 67639.2656 | 58013.9142
P95 | [10 empty] | 195098.9031 | 180360.087 | 174501.4562 | 193450.4236 | 166315.5779 | 172136.7511 | 172709.7698 | 156423.618 | 149871.767 | 146700.3595
NETPOS - Net Position (MWh)
MEAN | [10 empty] | 6652.3257 | 5887.5617 | 5910.4701 | 5843.743 | 5575.4877 | 5840.9797 | 5592.6736 | 5004.6216 | 4825.4019 | 4336.6997
P5 | [10 empty] | 5109.72 | 4363.56 | 4477.35 | 4229.35 | 4148.595 | 4368 | 4253.73 | 3760.375 | 3772.615 | 3306.6
P95 | [10 empty] | 8729.687 | 7985.85 | 7625.19 | 7569.79 | 7203.24 | 7047.46 | 7450.32 | 6490.49 | 6072.99 | 5515.105
NETREVENUE - Net Revenue $
MEAN | [10 empty] | 47614.2714 | 47611.475 | 49988.8713 | 48905.7448 | 48741.9788 | 52445.6233 | 46966.347 | 40735.8751 | 39471.1259 | 33510.6796
P5 | [10 empty] | 19335.7699 | 22325.2519 | 26731.7378 | 25316.4452 | 24698.0101 | 27072.8848 | 26024.0489 | 21337.9352 | 21999.4623 | 14875.8311
P95 | [10 empty] | 90187.6033 | 73468.9162 | 75003.1823 | 77635.5246 | 83353.7753 | 81415.8646 | 78538.175 | 63984.9947 | 60127.0733 | 54588.4058
STARTS - Number Starts
MEAN | [10 empty] | 93.15 | 81.87 | 82.27 | 81.78 | 78.33 | 77 | 77.08 | 70.54 | 69.88 | 63.59
P5 | [10 empty] | 74.5 | 64 | 66 | 62.5 | 58 | 55 | 63.5 | 52.5 | 56 | 48
P95 | [10 empty] | 114 | 102 | 101 | 100.5 | 98 | 96.5 | 95 | 86.5 | 85 | 78
VOMCOSTS - VOM Costs
MEAN | [10 empty] | 5122.2908 | 4592.2981 | 4728.3761 | 4791.8693 | 4627.6548 | 4964.8328 | 4865.626 | 4404.067 | 4342.8617 | 3989.7637
P5 | [10 empty] | 3934.4844 | 3403.5768 | 3581.88 | 3468.067 | 3443.3338 | 3712.8 | 3700.7451 | 3309.13 | 3395.3535 | 3042.072
P95 | [10 empty] | 6721.859 | 6228.963 | 6100.152 | 6207.2278 | 5978.6892 | 5990.341 | 6481.7784 | 5711.6312 | 5465.691 | 5073.8966
15600: New 2030JAN 18V50DF_NG_B #1
CAPACITYFACTOR - Net Generation Capacity Factor
MEAN | [11 empty] | 0.10227 | 0.10272 | 0.1014 | 0.096663 | 0.098472 | 0.096925 | 0.086408 | 0.094807 | 0.084712
P5 | [11 empty] | 0.072954 | 0.078434 | 0.072142 | 0.070551 | 0.072997 | 0.076154 | 0.067952 | 0.075849 | 0.067001
P95 | [11 empty] | 0.13533 | 0.132 | 0.12837 | 0.13104 | 0.11694 | 0.12656 | 0.10743 | 0.11215 | 0.098337
CO2EMISSIONS - CO2 Emissions
MEAN | [11 empty] | 3249.8869 | 3298.9954 | 3202.2286 | 3082.1615 | 3166.5695 | 3099.8372 | 2764.0139 | 3027.435 | 2692.1718
P5 | [11 empty] | 2311.0828 | 2524.176 | 2254.7987 | 2266.768 | 2347.6298 | 2429.303 | 2177.7607 | 2418.9825 | 2152.852
P95 | [11 empty] | 4296.2842 | 4251.457 | 4060.271 | 4155.1788 | 3805.7757 | 4037.187 | 3450.1085 | 3599.475 | 3102.896
FUELCONSUMED - Fuel Consumed
MEAN | [11 empty] | 52971.9297 | 53777.9739 | 52192.3084 | 50243.0382 | 51613.577 | 50530.1905 | 45058.7788 | 49343.0735 | 43881.2233
P5 | [11 empty] | 37669.7987 | 41147.2282 | 36750.2712 | 36950.9887 | 38265.1164 | 39599.8268 | 35501.6669 | 39426.0709 | 35090.5243
P95 | [11 empty] | 70028.4595 | 69304.6825 | 66178.8246 | 67734.4574 | 62032.2804 | 65809.784 | 56243.5246 | 58666.4636 | 50575.8164
FUELCOST - Fuel Cost
MEAN | [11 empty] | 112750.0585 | 116241.0613 | 116303.972 | 113867.6161 | 118905.7259 | 118313.2329 | 110636.9155 | 121863.7478 | 112529.8405
P5 | [11 empty] | 65186.9773 | 68199.0136 | 60187.0468 | 64214.8021 | 68424.6706 | 73320.4906 | 70631.7045 | 85981.9396 | 75684.609
P95 | [11 empty] | 186192.795 | 188133.851 | 195167.0555 | 185846.925 | 171738.5998 | 182282.4365 | 163074.2772 | 167231.2075 | 150919.3772
NETPOS - Net Position (MWh)
MEAN | [11 empty] | 6200.1712 | 6353.1643 | 6161.6889 | 5926.5484 | 6083.8967 | 5952.2951 | 5303.9678 | 5804.1638 | 5158.1729
P5 | [11 empty] | 4409.03 | 4861.44 | 4338.875 | 4358.97 | 4510.8 | 4664.84 | 4179.125 | 4636.49 | 4124.9
P95 | [11 empty] | 8195.3827 | 8186.52 | 7810.8821 | 7989.97 | 7312.13 | 7752.36 | 6620.37 | 6901.125 | 5945.2
NETREVENUE - Net Revenue $
MEAN | [11 empty] | 45915.7282 | 48323.7244 | 46913.3452 | 46692.9486 | 50609.5463 | 45370.6957 | 38775.6402 | 34798.6889 | 29481.4927
P5 | [11 empty] | 22925.7015 | 24209.9189 | 22045.3889 | 22394.8882 | 26122.4999 | 25779.7859 | 19454.9942 | 16862.8965 | 9765.648
P95 | [11 empty] | 72475.1911 | 72606.9266 | 75149.1695 | 80128.7667 | 76303.4891 | 79889.0461 | 61604.1692 | 55944.6073 | 52179.3027
STARTS - Number Starts
MEAN | [11 empty] | 84.13 | 85.98 | 85.05 | 82.32 | 79.88 | 79.64 | 74.06 | 77.13 | 71.66
P5 | [11 empty] | 65 | 67.5 | 64 | 60 | 59 | 64 | 54.5 | 61.5 | 55.5
P95 | [11 empty] | 106.5 | 102 | 104 | 103.5 | 99.5 | 96 | 89 | 92 | 89
VOMCOSTS - VOM Costs
MEAN | [11 empty] | 4836.1335 | 5082.5315 | 5052.5849 | 4919.0352 | 5171.3122 | 5178.4967 | 4667.4917 | 5223.7474 | 4745.5191
P5 | [11 empty] | 3439.0434 | 3889.152 | 3557.8775 | 3617.9451 | 3834.18 | 4058.4108 | 3677.63 | 4172.841 | 3794.908
P95 | [11 empty] | 6392.3985 | 6549.216 | 6404.9233 | 6631.6751 | 6215.3105 | 6744.5532 | 5825.9256 | 6211.0125 | 5469.584
15600: New 2030JAN 18V50DF_NG_B #2
CAPACITYFACTOR - Net Generation Capacity Factor
MEAN | [11 empty] | 0.095234 | 0.094601 | 0.09477 | 0.089786 | 0.092392 | 0.089415 | 0.080005 | 0.07794 | 0.06983
P5 | [11 empty] | 0.068453 | 0.070309 | 0.068414 | 0.063309 | 0.066685 | 0.068063 | 0.062541 | 0.059278 | 0.051909
P95 | [11 empty] | 0.12856 | 0.11934 | 0.12337 | 0.11925 | 0.11459 | 0.11937 | 0.10139 | 0.097946 | 0.086535
CO2EMISSIONS - CO2 Emissions
MEAN | [11 empty] | 3025.5776 | 3035.7566 | 2993.491 | 2863.2922 | 2970.576 | 2860.4913 | 2563.5308 | 2490.5473 | 2217.209
P5 | [11 empty] | 2161.1955 | 2243.712 | 2158.4772 | 2030.464 | 2146.5293 | 2184.625 | 1996.8132 | 1906.631 | 1651.682
P95 | [11 empty] | 4073.0212 | 3846.694 | 3905.7323 | 3807.2475 | 3694.1287 | 3838.788 | 3255.7305 | 3107.119 | 2741.182
FUELCONSUMED - Fuel Consumed
MEAN | [11 empty] | 49315.7036 | 49486.7672 | 48790.1429 | 46675.1544 | 48418.909 | 46628.6286 | 41790.5088 | 40592.5323 | 36139.5548
P5 | [11 empty] | 35226.5479 | 36575.3139 | 35180.3567 | 33098.9551 | 34987.2852 | 35611.355 | 32552.0314 | 31075.448 | 26921.6776
P95 | [11 empty] | 66388.631 | 62707.2937 | 63658.6406 | 62063.6082 | 60212.334 | 62575.9366 | 53074.6363 | 50642.3624 | 44680.0401
FUELCOST - Fuel Cost
MEAN | [11 empty] | 105155.7229 | 107011.1432 | 109133.7439 | 106135.2482 | 111863.5715 | 109582.9419 | 103043.3338 | 102376.7557 | 94719.9934
P5 | [11 empty] | 58949.7574 | 64251.5268 | 55929.0388 | 58388.515 | 63763.9443 | 67010.7397 | 63186.1759 | 65601.692 | 54536.599
P95 | [11 empty] | 170775.3251 | 171547.3501 | 191799.5636 | 171941.4104 | 169374.3935 | 176644.4105 | 154372.462 | 153553.0558 | 143347.673
NETPOS - Net Position (MWh)
MEAN | [11 empty] | 5772.3463 | 5846.4792 | 5760.0047 | 5505.8728 | 5707.537 | 5492.7453 | 4919.2595 | 4774.8832 | 4248.0803
P5 | [11 empty] | 4123.44 | 4321.28 | 4153.525 | 3904.56 | 4124.4 | 4195 | 3831.495 | 3655.505 | 3164.65
P95 | [11 empty] | 7770.71 | 7406.6553 | 7514.955 | 7320.4691 | 7098 | 7371.0404 | 6247.75 | 5955.88 | 5252.15
NETREVENUE - Net Revenue $
MEAN | [11 empty] | 47937.9914 | 50500.4928 | 49376.4236 | 49094.308 | 53258.7132 | 47626.1284 | 41042.3767 | 39570.9027 | 33812.7191
P5 | [11 empty] | 23262.0529 | 25452.6461 | 25835.2359 | 24110.6726 | 28083.0766 | 27184.088 | 21485.034 | 21204.935 | 16202.9753
P95 | [11 empty] | 72121.2939 | 78164.0164 | 78221.0674 | 80890.3693 | 79459.7936 | 79915.3819 | 63131.6864 | 59152.6834 | 54383.8385
STARTS - Number Starts
MEAN | [11 empty] | 82.23 | 82.12 | 81.2 | 78.28 | 76.62 | 76.47 | 70.28 | 68.8 | 63.24
P5 | [11 empty] | 65 | 67.5 | 61 | 58.5 | 54 | 61 | 51.5 | 54.5 | 49
P95 | [11 empty] | 104.5 | 98.5 | 103 | 99.5 | 96 | 94.5 | 85 | 84 | 79
VOMCOSTS - VOM Costs
MEAN | [11 empty] | 4502.4301 | 4677.1834 | 4723.2039 | 4569.8744 | 4851.4065 | 4778.6884 | 4328.9484 | 4297.3949 | 3908.2339
P5 | [11 empty] | 3216.2832 | 3457.024 | 3405.8905 | 3240.7848 | 3505.74 | 3649.65 | 3371.7156 | 3289.9545 | 2911.478
P95 | [11 empty] | 6061.1538 | 5925.3242 | 6162.2631 | 6075.9893 | 6033.3 | 6412.8051 | 5498.02 | 5360.292 | 4831.978
15600: New 2030JAN 18V50DF_NG_B #3
CAPACITYFACTOR - Net Generation Capacity Factor
MEAN | [11 empty] | 0.095807 | 0.095858 | 0.093636 | 0.087902 | 0.090818 | 0.087843 | 0.078284 | 0.077263 | 0.069049
P5 | [11 empty] | 0.071456 | 0.0752 | 0.06287 | 0.058687 | 0.064564 | 0.065323 | 0.061962 | 0.05896 | 0.051229
P95 | [11 empty] | 0.13015 | 0.11966 | 0.12547 | 0.11815 | 0.11267 | 0.11883 | 0.099553 | 0.098822 | 0.086745
CO2EMISSIONS - CO2 Emissions
MEAN | [11 empty] | 3044.2622 | 3073.0881 | 2959.2801 | 2800.4593 | 2916.9522 | 2811.131 | 2504.6328 | 2469.6099 | 2195.4461
P5 | [11 empty] | 2267.6852 | 2419.002 | 1996.482 | 1864.176 | 2063.466 | 2105.9785 | 1977.0052 | 1889.179 | 1638.608
P95 | [11 empty] | 4127.1022 | 3859.077 | 3962.0442 | 3764.0075 | 3606.6937 | 3814.3553 | 3198.9952 | 3161.8223 | 2763.306
FUELCONSUMED - Fuel Consumed
MEAN | [11 empty] | 49620.309 | 50095.3101 | 48232.6138 | 45650.898 | 47544.8394 | 45824.0358 | 40830.3874 | 40251.3026 | 35784.8271
P5 | [11 empty] | 36962.4383 | 39432.7603 | 32540.046 | 30388.2648 | 33633.3984 | 34329.3462 | 32228.9681 | 30791.0045 | 26708.5772
P95 | [11 empty] | 67269.974 | 62908.2443 | 64577.6111 | 61357.78 | 58787.19 | 62177.4258 | 52149.7431 | 51534.1048 | 45040.962
FUELCOST - Fuel Cost
MEAN | [11 empty] | 105373.9876 | 107891.3156 | 107857.74 | 103811.1288 | 109844.7922 | 107928.1688 | 100872.7019 | 101523.6862 | 93827.4719
P5 | [11 empty] | 61886.9146 | 69093.0219 | 55903.0063 | 52628.8368 | 62226.8093 | 64309.7222 | 60443.3654 | 63245.6922 | 54964.548
P95 | [11 empty] | 170734.1787 | 172451.4602 | 188637.2308 | 165467.3797 | 163730.7104 | 173145.1177 | 150788.475 | 147475.7896 | 139792.846
NETPOS - Net Position (MWh)
MEAN | [11 empty] | 5807.8662 | 5918.3768 | 5694.1785 | 5384.9961 | 5604.5825 | 5397.9301 | 4806.1871 | 4734.6742 | 4206.4212
P5 | [11 empty] | 4326.23 | 4658.88 | 3841.8 | 3584.79 | 3964.8 | 4043.98 | 3793.875 | 3622.045 | 3139.6
P95 | [11 empty] | 7874.28 | 7431.21 | 7621.4957 | 7237.42 | 6930 | 7324.47 | 6138.875 | 6060.08 | 5293.76
NETREVENUE - Net Revenue $
MEAN | [11 empty] | 47466.3244 | 49609.677 | 49713.1847 | 49027.8477 | 53521.3819 | 47852.6177 | 41598.7961 | 40049.045 | 34155.9008
P5 | [11 empty] | 22060.9574 | 24073.7347 | 26028.4045 | 26086.0452 | 27621.3137 | 27475.5717 | 22028.3336 | 22078.81 | 17050.5851
P95 | [11 empty] | 72531.1281 | 72995.8203 | 80915.9274 | 83401.1075 | 81166.5695 | 80269.0502 | 63926.5885 | 61275.7596 | 54190.8583
STARTS - Number Starts
MEAN | [11 empty] | 83.96 | 83.87 | 81.15 | 78.28 | 75.77 | 75.95 | 69.49 | 68.13 | 62.62
P5 | [11 empty] | 67.5 | 68 | 61 | 56 | 51.5 | 60.5 | 53 | 52 | 47
P95 | [11 empty] | 105 | 98.5 | 101.5 | 101 | 93 | 92.5 | 84 | 87.5 | 80
VOMCOSTS - VOM Costs
MEAN | [11 empty] | 4530.1356 | 4734.7014 | 4669.2264 | 4469.5468 | 4763.8951 | 4696.1992 | 4229.4447 | 4261.2068 | 3869.9075
P5 | [11 empty] | 3374.4594 | 3727.104 | 3150.276 | 2975.3757 | 3370.08 | 3518.2626 | 3338.61 | 3259.8405 | 2888.432
P95 | [11 empty] | 6141.9384 | 5944.968 | 6249.6265 | 6007.0586 | 5890.5 | 6372.2889 | 5402.21 | 5454.072 | 4870.2592
15600: New 2032JAN 18V50DF_NG_B #1
CAPACITYFACTOR - Net Generation Capacity Factor
MEAN | [13 empty] | 0.094839 | 0.089715 | 0.092784 | 0.085968 | 0.075971 | 0.075576 | 0.068529
P5 | [13 empty] | 0.070118 | 0.065979 | 0.068276 | 0.063636 | 0.058808 | 0.057705 | 0.049379
P95 | [13 empty] | 0.12394 | 0.12108 | 0.11351 | 0.11567 | 0.096377 | 0.09651 | 0.086687
CO2EMISSIONS - CO2 Emissions
MEAN | [13 empty] | 2997.3477 | 2860.1696 | 2985.6929 | 2746.6927 | 2431.9506 | 2412.9135 | 2172.6477
P5 | [13 empty] | 2206.638 | 2113.608 | 2203.362 | 2036.0705 | 1885.356 | 1841.186 | 1577.596
P95 | [13 empty] | 3918.793 | 3863.1957 | 3655.9372 | 3698.7377 | 3085.5248 | 3089.004 | 2736.3395
FUELCONSUMED - Fuel Consumed
MEAN | [13 empty] | 48853.0661 | 46624.3353 | 48665.344 | 44773.6188 | 39645.4766 | 39327.1799 | 35413.2124
P5 | [13 empty] | 35965.314 | 34454.3003 | 35913.6288 | 33189.7829 | 30734.91 | 30008.785 | 25714.1089
P95 | [13 empty] | 63872.9787 | 62975.682 | 59590.7736 | 60292.9113 | 50299.9569 | 50346.4924 | 44601.5521
FUELCOST - Fuel Cost
MEAN | [13 empty] | 108963.3605 | 105625.2248 | 112173.5918 | 105572.7219 | 97847.4154 | 99202.0883 | 92896.3794
P5 | [13 empty] | 59441.4295 | 57697.8359 | 61540.0331 | 60586.8192 | 59630.8409 | 63165.6484 | 54675.0476
P95 | [13 empty] | 192336.5836 | 171497.0588 | 167808.906 | 165599.0064 | 153150.4255 | 143870.8053 | 142752.7666
NETPOS - Net Position (MWh)
MEAN | [13 empty] | 5767.3417 | 5499.6354 | 5736.598 | 5274.1863 | 4666.8167 | 4626.0951 | 4162.7464
P5 | [13 empty] | 4246.2 | 4064.445 | 4233.6 | 3909.74 | 3618 | 3530.03 | 3022.7
P95 | [13 empty] | 7537.5203 | 7426.1714 | 7023.9936 | 7102.065 | 5921.125 | 5922.42 | 5241.0889
NETREVENUE - Net Revenue $
MEAN | [13 empty] | 48802.0507 | 48383.7431 | 52874.322 | 48083.3542 | 42103.3439 | 40221.8843 | 34485.6142
P5 | [13 empty] | 24483.7088 | 24290.8061 | 27107.5561 | 28079.9945 | 22979.2743 | 22836.169 | 16327.7068
P95 | [13 empty] | 80363.0448 | 82270.9405 | 79493.818 | 80432.0892 | 64044.8284 | 59859.0811 | 53300.7256
STARTS - Number Starts
MEAN | [13 empty] | 82.74 | 79.64 | 78.17 | 75.31 | 69 | 67.96 | 62.27
P5 | [13 empty] | 63.5 | 60.5 | 58 | 58 | 49 | 52 | 47
P95 | [13 empty] | 101 | 101 | 95 | 92.5 | 84 | 86.5 | 79
VOMCOSTS - VOM Costs
MEAN | [13 empty] | 4729.2202 | 4564.6974 | 4876.1083 | 4588.5421 | 4106.7987 | 4163.4856 | 3829.7267
P5 | [13 empty] | 3481.884 | 3373.4893 | 3598.56 | 3401.4738 | 3183.84 | 3177.027 | 2780.884
P95 | [13 empty] | 6180.7666 | 6163.7223 | 5970.3946 | 6178.7966 | 5210.59 | 5330.178 | 4821.8018
15600: New 2035JAN 18V50DF_NG_B #1
CAPACITYFACTOR - Net Generation Capacity Factor
MEAN | [16 empty] | 0.085907 | 0.075797 | 0.074642 | 0.067405
P5 | [16 empty] | 0.064178 | 0.056521 | 0.054411 | 0.049227
P95 | [16 empty] | 0.11696 | 0.098171 | 0.095646 | 0.088601
CO2EMISSIONS - CO2 Emissions
MEAN | [16 empty] | 2747.9775 | 2426.4128 | 2383.744 | 2142.5535
P5 | [16 empty] | 2057.9167 | 1806.7995 | 1753.077 | 1568.88
P95 | [16 empty] | 3753.521 | 3144.9488 | 3058.463 | 2802.194
FUELCONSUMED - Fuel Consumed
MEAN | [16 empty] | 44794.5559 | 39555.2329 | 38851.8053 | 34922.712
P5 | [16 empty] | 33545.8964 | 29454.2887 | 28572.7761 | 25572.042
P95 | [16 empty] | 61186.0824 | 51269.1468 | 49848.7164 | 45674.5083
FUELCOST - Fuel Cost
MEAN | [16 empty] | 105516.2893 | 97879.2751 | 98428.8473 | 91807.2068
P5 | [16 empty] | 63460.9631 | 58469.8 | 60396.7805 | 52877.1022
P95 | [16 empty] | 167544.6841 | 149660.9265 | 150675.1811 | 143665.5317
NETPOS - Net Position (MWh)
MEAN | [16 empty] | 5276.6824 | 4656.1143 | 4570.0635 | 4104.9963
P5 | [16 empty] | 3951.69 | 3467.25 | 3360.938 | 3006
P95 | [16 empty] | 7206.87 | 6033.985 | 5863.865 | 5369.05
NETREVENUE - Net Revenue $
MEAN | [16 empty] | 48421.2142 | 42113.8532 | 40481.5174 | 34847.0721
P5 | [16 empty] | 28101.9835 | 22053.7464 | 22654.1444 | 16996.6279
P95 | [16 empty] | 83303.0012 | 64390.7613 | 60432.0571 | 53760.6741
STARTS - Number Starts
MEAN | [16 empty] | 75.94 | 69.65 | 66.88 | 62.07
P5 | [16 empty] | 58.5 | 52 | 53.5 | 46.5
P95 | [16 empty] | 92.5 | 86.5 | 83.5 | 80.5
VOMCOSTS - VOM Costs
MEAN | [16 empty] | 4590.7137 | 4097.3806 | 4113.0571 | 3776.5966
P5 | [16 empty] | 3437.9703 | 3051.18 | 3024.8442 | 2765.52
P95 | [16 empty] | 6269.9769 | 5309.9068 | 5277.4785 | 4939.526
15600: New 2037JAN 18V50DF_NG_B #1
CAPACITYFACTOR - Net Generation Capacity Factor
MEAN | [18 empty] | 0.072718 | 0.065143
P5 | [18 empty] | 0.053965 | 0.047689
P95 | [18 empty] | 0.094369 | 0.0851
CO2EMISSIONS - CO2 Emissions
MEAN | [18 empty] | 2320.7161 | 2068.3117
P5 | [18 empty] | 1710.296 | 1516.584
P95 | [18 empty] | 3016.9552 | 2710.676
FUELCONSUMED - Fuel Consumed
MEAN | [18 empty] | 37824.4951 | 33712.5998
P5 | [18 empty] | 27875.4591 | 24719.6406
P95 | [18 empty] | 49172.3165 | 44182.8059
FUELCOST - Fuel Cost
MEAN | [18 empty] | 95660.3641 | 88484.5721
P5 | [18 empty] | 58314.3871 | 51247.8845
P95 | [18 empty] | 148233.6761 | 137610.7048
NETPOS - Net Position (MWh)
MEAN | [18 empty] | 4449.3359 | 3962.8021
P5 | [18 empty] | 3279.08 | 2905.8
P95 | [18 empty] | 5783.8501 | 5193.7
NETREVENUE - Net Revenue $
MEAN | [18 empty] | 41134.8378 | 35427.0544
P5 | [18 empty] | 22936.1657 | 17032.1855
P95 | [18 empty] | 59473.5797 | 55315.8373
STARTS - Number Starts
MEAN | [18 empty] | 66.08 | 61.37
P5 | [18 empty] | 52 | 46
P95 | [18 empty] | 82.5 | 77.5
VOMCOSTS - VOM Costs
MEAN | [18 empty] | 4004.4023 | 3645.7779
P5 | [18 empty] | 2951.172 | 2673.336
P95 | [18 empty] | 5205.4651 | 4778.204
15600: New 2037JAN 18V50DF_NG_B #2
CAPACITYFACTOR - Net Generation Capacity Factor
MEAN | [18 empty] | 0.070881 | 0.064141
P5 | [18 empty] | 0.05352 | 0.04684
P95 | [18 empty] | 0.090775 | 0.083939
CO2EMISSIONS - CO2 Emissions
MEAN | [18 empty] | 2261.769 | 2036.8587
P5 | [18 empty] | 1714.659 | 1473.004
P95 | [18 empty] | 2896.7838 | 2680.17
FUELCONSUMED - Fuel Consumed
MEAN | [18 empty] | 36863.73 | 33199.9054
P5 | [18 empty] | 27946.5699 | 24009.3061
P95 | [18 empty] | 47213.4915 | 43685.5718
FUELCOST - Fuel Cost
MEAN | [18 empty] | 93034.3448 | 87148.0357
P5 | [18 empty] | 58648.6437 | 51606.3377
P95 | [18 empty] | 137902.1617 | 138612.7811
NETPOS - Net Position (MWh)
MEAN | [18 empty] | 4336.31 | 3902.6075
P5 | [18 empty] | 3287.445 | 2822.3
P95 | [18 empty] | 5553.836 | 5135.25
NETREVENUE - Net Revenue $
MEAN | [18 empty] | 41420.9188 | 35502.1779
P5 | [18 empty] | 23696.0898 | 17607.8538
P95 | [18 empty] | 62702.0513 | 53958.1819
STARTS - Number Starts
MEAN | [18 empty] | 66.26 | 61.54
P5 | [18 empty] | 53 | 46
P95 | [18 empty] | 83 | 77
VOMCOSTS - VOM Costs
MEAN | [18 empty] | 3902.679 | 3590.3989
P5 | [18 empty] | 2958.7005 | 2596.516
P95 | [18 empty] | 4998.4524 | 4724.43
15600: New 2039JAN 18V50DF_NG_B #1
CAPACITYFACTOR - Net Generation Capacity Factor
MEAN
P5
P95
CO2EMISSIONS - CO2 Emissions
MEAN
P5
P95
FUELCONSUMED - Fuel Consumed
MEAN
P5
P95
FUELCOST - Fuel Cost
MEAN
P5
P95
NETPOS - Net Position (MWh)
MEAN
P5
P95
NETREVENUE - Net Revenue $
MEAN
P5
P95
STARTS - Number Starts
MEAN
P5
P95
VOMCOSTS - VOM Costs
MEAN
P5
P95
15600: New 2040JAN 18V50DF_NG_B #1
CAPACITYFACTOR - Net Generation Capacity Factor
MEAN
P5
P95
CO2EMISSIONS - CO2 Emissions
MEAN
P5
P95
FUELCONSUMED - Fuel Consumed
MEAN
P5
P95
FUELCOST - Fuel Cost
MEAN
P5
P95
NETPOS - Net Position (MWh)
MEAN
P5
P95
NETREVENUE - Net Revenue $
MEAN
P5
P95
STARTS - Number Starts
MEAN
P5
P95
VOMCOSTS - VOM Costs
MEAN
P5
P95
15600: New 2041JAN 18V50DF_NG_B #1
CAPACITYFACTOR - Net Generation Capacity Factor
MEAN
P5
P95
CO2EMISSIONS - CO2 Emissions
MEAN
P5
P95
FUELCONSUMED - Fuel Consumed
MEAN
P5
P95
FUELCOST - Fuel Cost
MEAN
P5
P95
NETPOS - Net Position (MWh)
MEAN
P5
P95
NETREVENUE - Net Revenue $
MEAN
P5
P95
STARTS - Number Starts
MEAN
P5
P95
VOMCOSTS - VOM Costs
MEAN
P5
P95
15600: New 2042JAN 18V50DF_NG_B #1
CAPACITYFACTOR - Net Generation Capacity Factor
MEAN
P5
P95
CO2EMISSIONS - CO2 Emissions
MEAN
P5
P95
FUELCONSUMED - Fuel Consumed
MEAN
P5
P95
FUELCOST - Fuel Cost
MEAN
P5
P95
NETPOS - Net Position (MWh)
MEAN
P5
P95
NETREVENUE - Net Revenue $
MEAN
P5
P95
STARTS - Number Starts
MEAN
P5
P95
VOMCOSTS - VOM Costs
MEAN
P5
P95
15600: New 2044JAN 18V50DF_NG_B #1
CAPACITYFACTOR - Net Generation Capacity Factor
MEAN
P5
P95
CO2EMISSIONS - CO2 Emissions
MEAN
P5
P95
FUELCONSUMED - Fuel Consumed
MEAN
P5
P95
FUELCOST - Fuel Cost
MEAN
P5
P95
NETPOS - Net Position (MWh)
MEAN
P5
P95
NETREVENUE - Net Revenue $
MEAN
P5
P95
STARTS - Number Starts
MEAN
P5
P95
VOMCOSTS - VOM Costs
MEAN
P5
P95
Simple HR 2018 Basin Creek 1-9 2015 single
CAPACITYFACTOR - Net Generation Capacity Factor
MEAN | 0.013202 | 0.023039 | 0.028931 | 0.11134 | 0.033936 | 0.031453 | 0.022172 | 0.015811 | 0.025528 | 0.026595 | 0.033337 | 0.030123 | 0.031032 | 0.027821 | 0.027075 | 0.027899 | 0.042193 | 0.036338 | 0.035183 | 0.030441
P5 | 0 | 0 | 0 | 0.072035 | 0.015567 | 0.017953 | 0.012386 | 0.00889 | 0.013961 | 0.016032 | 0.022261 | 0.021656 | 0.020529 | 0.01921 | 0.01637 | 0.017861 | 0.028222 | 0.024094 | 0.023518 | 0.018364
P95 | 0.047151 | 0.092597 | 0.1001 | 0.14805 | 0.058415 | 0.046421 | 0.033264 | 0.029243 | 0.045568 | 0.042055 | 0.051325 | 0.042244 | 0.042749 | 0.038761 | 0.039981 | 0.039241 | 0.062759 | 0.052697 | 0.046248 | 0.042406
CO2EMISSIONS - CO2 Emissions
MEAN | 1419.4871 | 2436.8389 | 3042.5265 | 11684.2835 | 3572.824 | 3314.9544 | 2326.9201 | 1658.1511 | 2669.5092 | 2806.8376 | 3503.0773 | 3158.9261 | 3266.8764 | 2917.8006 | 2834.6856 | 2929.044 | 4419.5069 | 3827.7368 | 3694.6237 | 3183.6269
P5 | 0 | 0 | 0 | 7595.1595 | 1625.5497 | 1895.016 | 1304.54 | 933.776 | 1469.324 | 1675.304 | 2334.44 | 2238.316 | 2155.924 | 1991.14 | 1702.768 | 1867.552 | 2966.112 | 2540.42 | 2485.492 | 1922.48
P95 | 5081.6788 | 9812.9735 | 10586.2595 | 15619.9628 | 6145.826 | 4914.337 | 3515.392 | 3062.236 | 4737.54 | 4462.9 | 5396.676 | 4422.1245 | 4517.828 | 4078.404 | 4160.796 | 4147.064 | 6632.556 | 5547.728 | 4861.128 | 4462.9
FUELCONSUMED - Fuel Consumed
MEAN | 23577.7492 | 41197.1534 | 51417.9084 | 197516.9399 | 60457.593 | 56154.5302 | 39435.9472 | 28102.9744 | 45245.7518 | 47573.2103 | 59373.7376 | 53540.8082 | 55370.1933 | 49453.7973 | 48043.3862 | 49644.6441 | 74906.8519 | 64876.8548 | 62620.564 | 53959.7457
P5 | 0 | 0 | 0 | 127553.2229 | 27523.5885 | 32118.8963 | 22110.8344 | 15826.7025 | 24903.7819 | 28394.9663 | 39566.7562 | 37937.5369 | 36541.0631 | 33748.1156 | 28860.4575 | 31653.405 | 50273.055 | 43057.9406 | 42126.9581 | 32584.3875
P95 | 84641.1322 | 165889.273 | 178896.9539 | 263792.6713 | 103969.9606 | 83258.7128 | 59582.88 | 51902.2744 | 80297.2406 | 75642.3281 | 91469.0306 | 74944.2057 | 76573.3106 | 69125.4506 | 70521.9244 | 70289.1788 | 112416.1369 | 94029.2325 | 82391.9512 | 75642.3281
FUELCOST - Fuel Cost
MEAN | 24822.7459 | 41892.8478 | 54732.417 | 281977.2454 | 90580.0665 | 93014.6032 | 71319.8302 | 52978.8728 | 93609.4261 | 97606.6162 | 124116.7619 | 113567.3623 | 120051.8442 | 110611.0256 | 109463.4174 | 115037.6551 | 177884.263 | 162918.9977 | 159546.8109 | 142903.5297
P5 | 0 | 0 | 0 | 159677.141 | 47181.8088 | 55296.5004 | 39960.6918 | 27927.7269 | 38410.9083 | 47923.5651 | 63644.1519 | 64421.6739 | 60564.4766 | 58229.0575 | 51371.9831 | 61517.1633 | 98251.3172 | 88154.6116 | 86050.6264 | 67508.8006
P95 | 85999.6145 | 162761.6498 | 180851.6875 | 377034.959 | 135702.4974 | 140561.1821 | 136688.8575 | 129734.6699 | 216138.8177 | 191519.1506 | 241204.6587 | 187657.4777 | 194663.6069 | 201442.0151 | 201480.4222 | 187844.5475 | 311702.33 | 276612.1502 | 247745.7071 | 235892.1277
NETPOS - Net Position (MWh)
MEAN | 2615.4839 | 4572.641 | 5707.5021 | 21934.7082 | 6717.5674 | 6242.4714 | 4384.1519 | 3124.2755 | 5030.1001 | 5288.8502 | 6600.7332 | 5952.2852 | 6155.6629 | 5497.9203 | 5341.119 | 5519.1376 | 8327.61 | 7212.5351 | 6961.701 | 5998.86
P5 | 0 | 0 | 0 | 14149.0772 | 3059.2436 | 3570.75 | 2458.125 | 1759.5 | 2768.625 | 3156.75 | 4398.75 | 4217.625 | 4062.375 | 3751.875 | 3208.5 | 3519 | 5589 | 4786.875 | 4683.375 | 3622.5
P95 | 9389.3796 | 18410.518 | 19850.8008 | 29289.8993 | 11550.8852 | 9255.848 | 6624 | 5770.125 | 8926.875 | 8409.375 | 10168.875 | 8331.755 | 8512.875 | 7684.875 | 7840.125 | 7814.25 | 12497.625 | 10453.5 | 9159.75 | 8409.375
NETREVENUE - Net Revenue $
MEAN | -133.2726 | 11095.159 | 16729.1084 | 113322.0372 | 53317.7679 | 68033.0045 | 66536.9683 | 52552.2819 | 59336.8168 | 68790.0819 | 84649.9601 | 81935.1274 | 83915.247 | 79030.1882 | 79487.8034 | 82964.4028 | 97907.5007 | 85955.2799 | 83137.3351 | 71139.2144
P5 | -13469.1406 | -184.4694 | 0 | 30559.2104 | 24448.1834 | 37561.8056 | 29249.1075 | 23266.04 | 21078.2349 | 25818.7254 | 38360.7988 | 36063.6438 | 35774.4601 | 34576.893 | 38411.5789 | 37952.1867 | 52014.4194 | 42994.5985 | 41929.5213 | 30370.7356
P95 | 10747.6625 | 40997.1835 | 48821.5092 | 216343.7586 | 89855.7704 | 111476.8687 | 130529.0356 | 114566.6948 | 138566.8728 | 134286.0658 | 183100.5107 | 137036.0603 | 133743.1893 | 146051.998 | 148713.5536 | 140167.7855 | 171213.5302 | 140449.8883 | 134589.1354 | 115267.7089
STARTS - Number Starts
MEAN | 22.07 | 25.67 | 32.78 | 96.31 | 43.29 | 44.05 | 34.15 | 24.84 | 36.29 | 37.17 | 46.78 | 41.71 | 43.04 | 40.88 | 38.93 | 38.98 | 52.08 | 45.59 | 44.34 | 39.32
P5 | 0 | 0 | 0 | 41.5 | 19 | 28 | 23 | 15 | 20.5 | 25 | 31 | 29.5 | 29.5 | 26.5 | 26 | 26.5 | 35 | 31 | 31 | 26
P95 | 69.5 | 93 | 102 | 151.5 | 73 | 63 | 50 | 37.5 | 57.5 | 53.5 | 68 | 57 | 55.5 | 57.5 | 56 | 52 | 72.5 | 60.5 | 61 | 53
VOMCOSTS - VOM Costs
MEAN | 11821.9874 | 21079.875 | 26825.2601 | 105286.5993 | 32848.9044 | 31149.9324 | 22315.3333 | 16214.9899 | 26659.5305 | 28559.7911 | 36370.0397 | 33451.8428 | 35271.9484 | 32162.8338 | 31886.4804 | 33556.3566 | 51714.4581 | 45655.3472 | 44972.5882 | 39532.4874
P5 | 0 | 0 | 0 | 67915.5705 | 14959.7013 | 17818.0425 | 12511.8563 | 9131.805 | 14673.7125 | 17046.45 | 24237.1125 | 23703.0525 | 23277.4087 | 21948.4688 | 19154.745 | 21395.52 | 34707.69 | 30300.9188 | 30254.6025 | 23872.275
P95 | 42439.9956 | 84872.4882 | 93298.7639 | 140591.5166 | 56483.8284 | 46186.6816 | 33716.16 | 29946.9487 | 47312.4375 | 45410.625 | 56030.5013 | 46824.4631 | 48778.7738 | 44956.5188 | 46805.5462 | 47510.64 | 77610.2513 | 66170.655 | 59171.985 | 55417.7812
Simple HR 2018 CELP 2015 v2
CAPACITYFACTOR - Net Generation Capacity Factor
MEAN | 1 | 1 | 1 | 1 | 1 | 0.85291
P5 | 1 | 1 | 1 | 1 | 1 | 0.83992
P95 | 1 | 1 | 1 | 1 | 1 | 0.85689
NETPOS - Net Position (MWh)
MEAN | 130665.85 | 130922.4 | 130175.15 | 130114.6 | 130699.1 | 64667.05
P5 | 117512.5 | 119070 | 118720 | 118562.5 | 119262.5 | 58397.5
P95 | 134680 | 134960 | 134120 | 134120 | 134680 | 66640
NETREVENUE - Net Revenue $
MEAN | -10555499.6092 | -10657747.7484 | -11005043.869 | -11549320.5102 | -12156375.5705 | -6490732.9099
P5 | -11278006.1822 | -11536883.5302 | -11963889.5705 | -12517982.8534 | -13109960.3148 | -6857684.1506
P95 | -9461696.8765 | -9551752.7026 | -9802066.5957 | -10430863.9648 | -10836216.3294 | -5869581.3702
STARTS - Number Starts
MEAN | 1.52 | 1.55 | 1.65 | 1.64 | 1.45 | 0.85
P5 | 0 | 0 | 0 | 0 | 0 | 0
P95 | 6.5 | 7 | 7 | 7 | 6 | 4
Simple HR 2018 Colstrip 3 economic dispatch
CAPACITYFACTOR - Net Generation Capacity Factor
MEAN | 0.3099 | 0.5044 | 0.43975 | 0.31905 | 0.36223 | 0.29287 | 0.28667 | 0.29109 | 0.24856 | 0.24625 | 0.30406 | 0.2573 | 0.2465 | 0.27358 | 0.23569 | 0.23646 | 0.28267 | 0.24248 | 0.23881 | 0.26522
P5 | 0.20378 | 0.31975 | 0.25313 | 0.13967 | 0.15917 | 0.11856 | 0.11258 | 0.14214 | 0.10495 | 0.13703 | 0.16796 | 0.14364 | 0.13892 | 0.1275 | 0.12056 | 0.11721 | 0.15665 | 0.13545 | 0.1397 | 0.13643
P95 | 0.39496 | 0.64029 | 0.58007 | 0.48351 | 0.55227 | 0.43756 | 0.44271 | 0.48148 | 0.42415 | 0.38939 | 0.47727 | 0.38492 | 0.38919 | 0.43389 | 0.34547 | 0.3387 | 0.41421 | 0.34472 | 0.34201 | 0.39315
CO2EMISSIONS - CO2 Emissions
MEAN | 105458.4094 | 150345.1689 | 148136.4715 | 108319.5781 | 105623.2211 | 100373.6848 | 98099.921 | 86461.2265 | 84513.8351 | 84536.7867 | 89228.1669 | 88201.2274 | 84409.477 | 81728.5183 | 80325.2895 | 80416.8059 | 82807.1448 | 83213.2394 | 81520.9448 | 78615.8022
P5 | 69809.893 | 93322.7235 | 86029.8461 | 46452.2312 | 45779.488 | 42289.6925 | 37560.2795 | 41524.7758 | 36428.4562 | 46869.1312 | 49392.7928 | 49771.4253 | 48035.2967 | 38589.4092 | 40967.8417 | 39678.463 | 46361.8415 | 47200.4437 | 47733.0362 | 40436.1787
P95 | 136250.6162 | 193731.2697 | 196580.7087 | 168183.8147 | 161701.852 | 149876.7458 | 152219.3978 | 141976.517 | 142770.3833 | 130994.6273 | 139334.0447 | 133248.1057 | 131359.2407 | 131185.9763 | 117512.8797 | 111849.758 | 120185.9527 | 118548.3302 | 119077.434 | 113433.2198
FUELCONSUMED - Fuel Consumed
MEAN | 953212.1424 | 1363134.8046 | 1341851.0568 | 979025.3643 | 955659.4363 | 906299.9779 | 886136.7596 | 781232.0497 | 763485.2452 | 763214.3788 | 806023.6235 | 795183.9151 | 760575.7227 | 737389.5557 | 723281.9011 | 724102.6485 | 749289.3325 | 751451.8818 | 736360.5668 | 711106.7056
P5 | 628050.8536 | 843366.4012 | 775623.6106 | 414794.2424 | 409841.0551 | 375997.221 | 334135.6352 | 371628.7083 | 325194.8982 | 420591.1086 | 442714.0475 | 444578.0115 | 428815.3971 | 343820.2261 | 364371.173 | 352607.367 | 416932.2296 | 422918.5227 | 428443.3028 | 363473.8374
P95 | 1234299.4735 | 1758488.7235 | 1783686.2351 | 1524927.7472 | 1466855.9349 | 1357693.3659 | 1379501.8644 | 1287377.7794 | 1294627.3069 | 1186612.0886 | 1263341.0412 | 1205806.4186 | 1188845.2035 | 1188203.0136 | 1062245.4085 | 1010663.5921 | 1089586.7443 | 1073127.253 | 1078041.5531 | 1028234.4939
FUELCOST - Fuel Cost
MEAN | 915083.6567 | 1281346.7163 | 1328432.5462 | 1135669.4226 | 1051225.3799 | 1015055.9752 | 1010195.9059 | 914041.4982 | 908547.4418 | 923489.3984 | 999469.2932 | 1001931.733 | 981142.6822 | 965980.3179 | 969197.7475 | 992020.6285 | 1049005.0655 | 1067061.6722 | 1067722.8218 | 1052437.9243
P5 | 602928.8195 | 792764.4171 | 767867.3745 | 481161.3212 | 450825.1606 | 421116.8875 | 380914.6241 | 434805.5887 | 386981.9289 | 508915.2414 | 548965.4189 | 560168.2945 | 553171.8623 | 450404.4962 | 488257.3719 | 483072.0928 | 583705.1214 | 600544.3022 | 621242.7891 | 537941.2793
P95 | 1184927.4946 | 1652979.4001 | 1765849.3727 | 1768916.1868 | 1613541.5284 | 1520616.5698 | 1572632.1254 | 1506232.0019 | 1540606.4952 | 1435800.6272 | 1566542.8911 | 1519316.0874 | 1533610.3125 | 1556545.9479 | 1423408.8474 | 1384609.1211 | 1525421.442 | 1523840.6992 | 1563160.2521 | 1521787.051
NETPOS - Net Position (MWh)
MEAN | 89764.8111 | 128514.5001 | 126499.039 | 92242.5042 | 90046.9171 | 85381.2593 | 83492.7781 | 73602.7996 | 71932.8509 | 71907.9416 | 75950.556 | 74927.4161 | 71662.0874 | 69480.9417 | 68150.4947 | 68232.7544 | 70621.6141 | 70827.8072 | 69407.9007 | 67028.7506
P5 | 59111.0322 | 79462.1395 | 73065.2975 | 39037.693 | 38568.8098 | 35374.175 | 31417.8739 | 34954.5049 | 30594.4907 | 39580.2639 | 41663.0932 | 41852.0156 | 40355.5488 | 32351.2563 | 34293.4908 | 33192.6181 | 39269.6483 | 39834.8021 | 40357.5815 | 34239.4691
P95 | 116260.5457 | 165815.7587 | 168191.4695 | 143747.8553 | 138282.3407 | 127969.053 | 130064.2996 | 121375.5045 | 122070.8138 | 111866.76 | 119107.7942 | 113677.2494 | 112081.1984 | 112006.6683 | 100134.577 | 95267.86 | 102737.2589 | 101167.1977 | 101628.9469 | 96943.6691
NETREVENUE - Net Revenue $
MEAN | -106347.4443 | 275763.7679 | 323201.8678 | 172690.2382 | 249078.4493 | 187404.8324 | 134995.5777 | 84803.2069 | -15257.3747 | -2274.4281 | 4293.0936 | -15672.1682 | -3952.6518 | 19937.0172 | 12298.8842 | 27099.2984 | -20415.0597 | -35675.9085 | -47376.0473 | -58377.8504
P5 | -309279.3277 | -241206.5253 | -225450.8289 | -178773.3889 | -91275.5136 | -66161.066 | -77861.2912 | -91925.3547 | -189273.544 | -154916.2278 | -164597.2475 | -150310.4269 | -136476.8493 | -141030.7218 | -130620.1544 | -121309.4991 | -153039.8058 | -195310.0804 | -214301.1324 | -185941.7043
P95 | 257670.7346 | 973582.5449 | 1284522.4925 | 854144.702 | 852041.6495 | 616002.6283 | 570737.7817 | 631170.1121 | 543791.5932 | 304983.3175 | 435239.5458 | 240704.1163 | 216692.5751 | 389634.2345 | 294358.2813 | 269251.8192 | 274026.4151 | 211107.4154 | 146535.4529 | 150344.2779
STARTS - Number Starts
MEAN | 6.66 | 7.38 | 6.81 | 39.48 | 6.95 | 5.27 | 62.57 | 59.91 | 120.14 | 106.69 | 26.4 | 25.48 | 21.67 | 21.18 | 20.45 | 20.28 | 126.99 | 126.17 | 142.09 | 133.89
P5 | 3 | 3.5 | 3 | 25 | 2 | 1 | 42 | 43 | 88 | 82.5 | 14 | 10.5 | 10 | 8 | 9 | 9 | 96 | 101.5 | 108.5 | 106.5
P95 | 11.5 | 12 | 12.5 | 62.5 | 16.5 | 15.5 | 81 | 82.5 | 145 | 129 | 42 | 42 | 36 | 31.5 | 34.5 | 33.5 | 153.5 | 155 | 171.5 | 160.5
VOMCOSTS - VOM Costs
MEAN | 302507.4135 | 440804.7353 | 442746.6364 | 329305.7399 | 327770.7784 | 317618.2846 | 316437.6291 | 284842.8343 | 283415.4326 | 289069.9254 | 311397.2796 | 313945.8735 | 305997.1133 | 302242.0964 | 302588.1965 | 309094.3774 | 326271.8572 | 333598.972 | 333852.0024 | 328440.8782
P5 | 199204.1787 | 272555.1386 | 255728.5414 | 139364.5639 | 140390.4678 | 131591.9311 | 119073.7423 | 135273.9341 | 120542.2935 | 159112.6609 | 170818.6822 | 175359.9453 | 172318.1935 | 140727.9649 | 152263.0993 | 150362.5598 | 181425.775 | 187621.9178 | 194119.9669 | 167773.3984
P95 | 391798.039 | 568748.0523 | 588670.1431 | 513179.8435 | 503347.7201 | 476044.8773 | 492943.6954 | 469723.2026 | 480959.0066 | 449704.3751 | 488341.956 | 476307.6749 | 478586.717 | 487229.0071 | 444597.5217 | 431563.4059 | 474646.1362 | 476497.5012 | 488835.2344 | 475023.9785
Simple HR 2018 Colstrip 3 must run
CAPACITYFACTOR - Net Generation Capacity Factor
MEAN | 1 | 1 | 1 | 1 | 1 | 1 | 1 | 1 | 1 | 1 | 1 | 1 | 1 | 1 | 1 | 1 | 1 | 1 | 1 | 1
P5 | 1 | 1 | 1 | 1 | 1 | 1 | 1 | 1 | 1 | 1 | 1 | 1 | 1 | 1 | 1 | 1 | 1 | 1 | 1 | 1
P95 | 1 | 1 | 1 | 1 | 1 | 1 | 1 | 1 | 1 | 1 | 1 | 1 | 1 | 1 | 1 | 1 | 1 | 1 | 1 | 1
FUELCONSUMED - Fuel Consumed
MEAN | 1450835.55 | 1276782.75 | 1446862.5 | 1445100.75 | 1246128.3 | 1452427.2 | 1456983.45 | 1271473.2 | 1454002.65 | 1458068.85 | 1255605.3 | 1445453.1 | 1456898.4 | 1269845.1 | 1447214.85 | 1449689.4 | 1250530.65 | 1454719.5 | 1451925 | 1265847.75
P5 | 1370925 | 1189080 | 1371937.5 | 1358167.5 | 1164375 | 1360800 | 1388947.5 | 1204065 | 1377810 | 1371735 | 1163767.5 | 1361407.5 | 1372545 | 1191510 | 1367887.5 | 1381860 | 1168830 | 1392592.5 | 1359990 | 1201635
P95 | 1521990 | 1342170 | 1527660 | 1516117.5 | 1318072.5 | 1522597.5 | 1519762.5 | 1334070 | 1517332.5 | 1529077.5 | 1313415 | 1510245 | 1521585 | 1332450 | 1516522.5 | 1517332.5 | 1319692.5 | 1521382.5 | 1518142.5 | 1329615
FUELCOST - Fuel Cost
MEAN | 1392802.128 | 1200175.785 | 1432393.875 | 1676316.87 | 1370741.13 | 1626718.464 | 1660961.133 | 1487623.644 | 1730263.1535 | 1764263.3085 | 1556950.572 | 1821270.906 | 1879398.936 | 1663497.081 | 1939267.899 | 1986074.478 | 1750742.91 | 2065701.69 | 2105291.25 | 1873454.67
P5 | 1316088 | 1117735.2 | 1358218.125 | 1575474.3 | 1280812.5 | 1524096 | 1583400.15 | 1408756.05 | 1639593.9 | 1659799.35 | 1443071.7 | 1715373.45 | 1770583.05 | 1560878.1 | 1832969.25 | 1893148.2 | 1636362 | 1977481.35 | 1971985.5 | 1778419.8
P95 | 1461110.4 | 1261639.8 | 1512383.4 | 1758696.3 | 1449879.75 | 1705309.2 | 1732529.25 | 1560861.9 | 1805625.675 | 1850183.775 | 1628634.6 | 1902908.7 | 1962844.65 | 1745509.5 | 2032140.15 | 2078745.525 | 1847569.5 | 2160363.15 | 2201306.625 | 1967830.2
NETPOS - Net Position (MWh)
MEAN | 107469.3 | 94576.5 | 107175 | 107044.5 | 92305.8 | 107587.2 | 107924.7 | 94183.2 | 107703.9 | 108005.1 | 93007.8 | 107070.6 | 107918.4 | 94062.6 | 107201.1 | 107384.4 | 92631.9 | 107757 | 107550 | 93766.5
P5 | 101550 | 88080 | 101625 | 100605 | 86250 | 100800 | 102885 | 89190 | 102060 | 101610 | 86205 | 100845 | 101670 | 88260 | 101325 | 102360 | 86580 | 103155 | 100740 | 89010
P95 | 112740 | 99420 | 113160 | 112305 | 97635 | 112785 | 112575 | 98820 | 112395 | 113265 | 97290 | 111870 | 112710 | 98700 | 112335 | 112395 | 97755 | 112695 | 112455 | 98490
NETREVENUE - Net Revenue $
MEAN | -1621970.5847 | -1051986.6805 | -1339070.5699 | -1687763.4457 | -1323486.2798 | -1822541.4588 | -1970121.21 | -1757805.3428 | -2272698.3894 | -2315121.6117 | -1907181.1839 | -2399774.6621 | -2481407.2418 | -2085214.8669 | -2568012.0853 | -2624389.5676 | -2178814.4593 | -2753792.1302 | -2804703.9576 | -2364466.2651
P5 | -2019519.9919 | -1500209.3987 | -1860317.59 | -2258329.1709 | -1761228.0426 | -2283806.603 | -2411958.5905 | -2134111.2327 | -2598624.5978 | -2673843.5906 | -2240043.4109 | -2764389.1084 | -2836275.3404 | -2414376.9127 | -2911875.5412 | -2954471.2257 | -2466052.4856 | -3046959.6919 | -3132855.9471 | -2712034.5808
P95 | -1193069.9454 | -615641.9995 | -718320.2633 | -1080590.0032 | -757812.9289 | -1382680.6984 | -1515307.9488 | -1228390.0597 | -1692535.0388 | -1883493.3101 | -1409084.9871 | -1998655.741 | -2082090.2199 | -1622773.1334 | -2245250.7465 | -2239139.3956 | -1771498.0193 | -2404463.2701 | -2439849.7346 | -2036935.0436
STARTS - Number Starts
MEAN | 2.29 | 2.8 | 2.21 | 2.22 | 2.89 | 2.37 | 1.94 | 2.88 | 1.81 | 2.05 | 2.71 | 2.07 | 2.13 | 2.91 | 2.15 | 2.12 | 2.74 | 2.15 | 2.17 | 2.9
P5 | 0 | 1 | 0 | 0 | 1 | 0 | 0 | 1 | 0 | 0 | 1 | 0 | 0 | 1 | 0 | 0 | 1 | 0 | 0 | 1
P95 | 5 | 5 | 5 | 5 | 5 | 5.5 | 4 | 5 | 4 | 5 | 5 | 4.5 | 5 | 5.5 | 5 | 4.5 | 5 | 5 | 5 | 5
VOMCOSTS - VOM Costs
MEAN | 362171.541 | 324397.395 | 375112.5 | 382148.865 | 335993.112 | 400224.384 | 409034.613 | 364488.984 | 424353.366 | 434180.502 | 381331.98 | 448625.814 | 460811.568 | 409172.31 | 475972.884 | 486451.332 | 427959.378 | 507535.47 | 517315.5 | 459455.85
P5 | 342223.5 | 302114.4 | 355687.5 | 359159.85 | 313950 | 374976 | 389934.15 | 345165.3 | 402116.4 | 408472.2 | 353440.5 | 422540.55 | 434130.9 | 383931 | 449883 | 463690.8 | 399999.6 | 485860.05 | 484559.4 | 436149
P95 | 379933.8 | 341010.6 | 396060 | 400928.85 | 355391.4 | 419560.2 | 426659.25 | 382433.4 | 442836.3 | 455325.3 | 398889 | 468735.3 | 481271.7 | 429345 | 498767.4 | 509149.35 | 451628.1 | 530793.45 | 540908.55 | 482601
Simple HR 2018 Colstrip 4 economic dispatch
CAPACITYFACTOR - Net Generation Capacity Factor
MEAN | 0.34802 | 0.45434 | 0.44275 | 0.36654 | 0.31623 | 0.29287 | 0.32449 | 0.2534 | 0.24838 | 0.28729 | 0.26195 | 0.25577 | 0.27953 | 0.23909 | 0.23659 | 0.27648 | 0.23987 | 0.23902 | 0.27105 | 0.23348
P5 | 0.22284 | 0.28428 | 0.25374 | 0.16285 | 0.12993 | 0.12178 | 0.12373 | 0.11997 | 0.10631 | 0.15462 | 0.1299 | 0.1372 | 0.15732 | 0.11648 | 0.11509 | 0.13312 | 0.13666 | 0.13531 | 0.15986 | 0.12082
P95 | 0.44848 | 0.5994 | 0.59052 | 0.55679 | 0.49121 | 0.43356 | 0.49807 | 0.41882 | 0.42662 | 0.44314 | 0.39997 | 0.37873 | 0.43682 | 0.38383 | 0.34512 | 0.39223 | 0.34917 | 0.34346 | 0.38629 | 0.34705
CO2EMISSIONS - CO2 Emissions
MEAN | 103797.0052 | 155147.9333 | 149727.7348 | 106011.7332 | 107493.1682 | 99855.9167 | 96701.4947 | 86064.7626 | 84749.95 | 84553.7016 | 89598.7145 | 87574.4031 | 83890.9755 | 81218.0077 | 80913.6715 | 81044.0548 | 81657.9995 | 81707.8678 | 81063.6974 | 79560.0813
P5 | 66721.3587 | 98924.4352 | 86733.329 | 50260.949 | 44753.3317 | 42081.8143 | 38577.724 | 41745.9733 | 36910.9085 | 45830.5607 | 45335.7323 | 46306.8725 | 46891.643 | 40761.2657 | 39147.6972 | 40234.6055 | 46462.09 | 45479.1232 | 46868.077 | 41049.2725
P95 | 135892.0939 | 208482.2488 | 198762.083 | 156649.1153 | 164904.9168 | 145699.1652 | 151033.7765 | 140451.8087 | 144901.0114 | 128521.946 | 138680.4287 | 131450.4492 | 129284.5532 | 129356.7937 | 122615.0598 | 116069.8277 | 119365.8583 | 120836.002 | 115669.813 | 116485.089
FUELCONSUMED - Fuel Consumed
MEAN | 939321.8658 | 1405623.812 | 1356288.332 | 959363.8085 | 971272.8697 | 901633.9154 | 874649.1994 | 776332.8023 | 765692.8856 | 764919.9256 | 807945.4971 | 789471.7409 | 757126.3625 | 731483.9346 | 728640.5426 | 731265.7681 | 737459.5973 | 737962.0647 | 733608.4465 | 718427.4116
P5 | 600663.4874 | 892994.8639 | 781677.3278 | 450285.618 | 398804.5467 | 374703.5302 | 344393.8929 | 371856.8635 | 329684.6066 | 411557.5557 | 403855.974 | 413235.1399 | 419634.6543 | 362242.6722 | 347792.7711 | 359184.1811 | 416538.1069 | 408049.3269 | 422509.3755 | 367307.2935
P95 | 1232367.0856 | 1891867.8978 | 1803489.9483 | 1421416.988 | 1495189.7103 | 1319571.2179 | 1369890.862 | 1272263.797 | 1313478.6012 | 1165598.964 | 1255268.7472 | 1189187.4795 | 1171013.5278 | 1170689.4697 | 1108538.1687 | 1050746.9235 | 1080585.965 | 1094826.5627 | 1048758.5026 | 1054906.1267
FUELCOST - Fuel Cost
MEAN | 901748.9912 | 1321286.3833 | 1342725.4487 | 1112862.0178 | 1068400.1567 | 1009829.9852 | 997100.0873 | 908309.3787 | 911174.5339 | 925553.1099 | 1001852.4164 | 994734.3936 | 976693.0077 | 958243.9543 | 976378.3271 | 1001834.1023 | 1032443.4362 | 1047906.1319 | 1063732.2474 | 1063272.5691
P5 | 576636.9479 | 839415.1721 | 773860.5545 | 522331.3169 | 438685.0014 | 419667.9538 | 392609.0379 | 435072.5303 | 392324.6819 | 497984.6424 | 500781.4077 | 520676.2762 | 541328.704 | 474537.9006 | 466042.3133 | 492082.3282 | 583153.3496 | 579430.0442 | 612638.5945 | 543614.7944
P95 | 1183072.4022 | 1778355.824 | 1785455.0488 | 1648843.7061 | 1644708.6813 | 1477919.764 | 1561675.5827 | 1488548.6425 | 1563039.5354 | 1410374.7465 | 1556533.2465 | 1498376.2242 | 1510607.4509 | 1533603.2053 | 1485441.1461 | 1439523.2852 | 1512820.351 | 1554653.719 | 1520699.8287 | 1561261.0675
NETPOS - Net Position (MWh)
MEAN | 88458.0919 | 132519.3556 | 127864.2472 | 90396.4922 | 91515.2623 | 84942.8423 | 82413.8838 | 73140.3198 | 72141.7918 | 72071.3395 | 76130.7791 | 74389.591 | 71338.3606 | 68922.795 | 68656.4718 | 68910.5254 | 69503.7796 | 69554.7581 | 69148.5795 | 67716.4024
P5 | 56542.8271 | 84144.2263 | 73639.8224 | 42378.5042 | 37526.6542 | 35262.6237 | 32392.6975 | 34975.3984 | 31027.6687 | 38739.3825 | 38007.6819 | 38898.4062 | 39501.9878 | 34083.849 | 32733.3405 | 33812.8915 | 39231.38 | 38430.8085 | 39803.6903 | 34595.8053
P95 | 116081.9705 | 178396.4702 | 170066.8118 | 133986.2849 | 140949.2812 | 124381.4861 | 129153.1853 | 119935.3211 | 123834.8702 | 109872.6417 | 118345.338 | 112115.5844 | 110392.16 | 110379.7446 | 104508.6657 | 99046.9995 | 101871.1808 | 103219.4524 | 98877.8059 | 99457.9468
NETREVENUE - Net Revenue $
MEAN | -100509.6528 | 258532.2392 | 316558.972 | 172400.591 | 245229.4206 | 188612.7737 | 145981.7781 | 89889.8042 | -9799.8534 | -2807.9786 | 1153.2373 | -16212.3069 | -724.0174 | 21519.1638 | 18788.0601 | 34381.5096 | -18563.2836 | -34716.3589 | -45654.7205 | -55619.4644
P5 | -305585.877 | -248270.1171 | -233911.4012 | -182156.2695 | -81050.6151 | -60733.4349 | -72564.2242 | -89844.2198 | -183668.2956 | -151041.6154 | -168294.7116 | -151044.1824 | -153838.4726 | -144351.9709 | -135901.022 | -108347.0538 | -158518.3811 | -197088.1685 | -205558.877 | -183675.0505
P95 | 251964.0894 | 954083.4211 | 1209792.1734 | 840496.5052 | 845246.6009 | 586170.586 | 565159.1771 | 624527.1393 | 583936.1002 | 350857.1753 | 425748.0428 | 234462.8828 | 262169.077 | 412184.4499 | 320430.6199 | 273188.9331 | 271907.2208 | 201194.1003 | 167379.4068 | 143746.5308
STARTS - Number Starts
MEAN | 7.66 | 7.77 | 7.91 | 29.89 | 7.04 | 5.52 | 61.16 | 58.25 | 121.86 | 107.03 | 26.39 | 25.7 | 22.09 | 21.39 | 22.34 | 20.85 | 132.66 | 130.55 | 140.67 | 133.65
P5 | 4 | 3 | 4 | 17 | 1 | 1 | 41 | 37.5 | 93.5 | 84 | 14.5 | 11 | 11 | 10 | 11.5 | 9.5 | 108 | 109 | 112.5 | 112
P95 | 13.5 | 12.5 | 13 | 44.5 | 19 | 17 | 82 | 78 | 148 | 130 | 37 | 41.5 | 34 | 35 | 35.5 | 35 | 159 | 158 | 164.5 | 162
VOMCOSTS - VOM Costs
MEAN | 298103.7697 | 454541.3897 | 447524.8652 | 322715.4772 | 333115.5549 | 315987.3733 | 312348.6196 | 283053.0377 | 284238.6597 | 289726.7846 | 312136.1942 | 311692.3863 | 304614.7997 | 299814.1584 | 304834.7349 | 312164.6802 | 321107.4618 | 327602.9108 | 332604.6673 | 331810.3719
P5 | 190549.3273 | 288614.6961 | 257739.3785 | 151291.26 | 136597.0214 | 131176.9602 | 122768.3233 | 135354.7919 | 122249.0147 | 155732.3177 | 155831.4958 | 162984.322 | 168673.4879 | 148264.743 | 145336.0317 | 153172.3986 | 181248.9754 | 181009.1079 | 191455.7502 | 169519.446
P95 | 391196.2407 | 611899.8929 | 595233.8412 | 478331.037 | 513055.3835 | 462699.1285 | 489490.5721 | 464149.6928 | 487909.3884 | 441688.0195 | 485215.8858 | 469764.2985 | 471374.523 | 480151.8889 | 464018.4759 | 448682.9077 | 470644.8554 | 486163.621 | 475602.2466 | 487343.9394
Simple HR 2018 Colstrip 4 must run
CAPACITYFACTOR - Net Generation Capacity Factor
MEAN | 1 | 1 | 1 | 1 | 1 | 1 | 1 | 1 | 1 | 1 | 1 | 1 | 1 | 1 | 1 | 1 | 1 | 1 | 1 | 1
P5 | 1 | 1 | 1 | 1 | 1 | 1 | 1 | 1 | 1 | 1 | 1 | 1 | 1 | 1 | 1 | 1 | 1 | 1 | 1 | 1
P95 | 1 | 1 | 1 | 1 | 1 | 1 | 1 | 1 | 1 | 1 | 1 | 1 | 1 | 1 | 1 | 1 | 1 | 1 | 1 | 1
FUELCONSUMED - Fuel Consumed
MEAN | 1276312.95 | 1454213.25 | 1445177.7 | 1229211.45 | 1456019.55 | 1458793.8 | 1278678.15 | 1454974.65 | 1442970.45 | 1253256.3 | 1453500.45 | 1446591.15 | 1269723.6 | 1443841.2 | 1446024.15 | 1243665.9 | 1451649.6 | 1458384.75 | 1265649.3 | 1455339.15
P5 | 1200420 | 1377607.5 | 1362622.5 | 1138657.5 | 1370520 | 1382670 | 1210747.5 | 1370520 | 1364850 | 1160122.5 | 1362825 | 1348447.5 | 1185840 | 1349460 | 1358370 | 1162350 | 1359787.5 | 1375177.5 | 1196167.5 | 1356547.5
P95 | 1342777.5 | 1530900 | 1526242.5 | 1299442.5 | 1535962.5 | 1531912.5 | 1339335 | 1529077.5 | 1517737.5 | 1318882.5 | 1531305 | 1529887.5 | 1337107.5 | 1526647.5 | 1522800 | 1322932.5 | 1508827.5 | 1542645 | 1331640 | 1520977.5
FUELCOST - Fuel Cost
MEAN | 1225260.432 | 1366960.455 | 1430725.923 | 1425885.282 | 1601621.505 | 1633849.056 | 1457693.091 | 1702320.3405 | 1717134.8355 | 1516440.123 | 1802340.558 | 1822704.849 | 1637943.444 | 1891431.972 | 1937672.361 | 1703822.283 | 2032309.44 | 2070906.345 | 1835191.485 | 2153901.942
P5 | 1152403.2 | 1294951.05 | 1348996.275 | 1320842.7 | 1507572 | 1548590.4 | 1380252.15 | 1603508.4 | 1624171.5 | 1403748.225 | 1689903 | 1699043.85 | 1529733.6 | 1767792.6 | 1820215.8 | 1592419.5 | 1903702.5 | 1952752.05 | 1734442.875 | 2007690.3
P95 | 1289066.4 | 1439046 | 1510980.075 | 1507353.3 | 1689558.75 | 1715742 | 1526841.9 | 1789020.675 | 1806107.625 | 1595847.825 | 1898818.2 | 1927658.25 | 1724868.675 | 1999908.225 | 2040552 | 1812417.525 | 2112358.5 | 2190555.9 | 1930878 | 2251046.7
NETPOS - Net Position (MWh)
MEAN | 94541.7 | 107719.5 | 107050.2 | 91052.7 | 107853.3 | 108058.8 | 94716.9 | 107775.9 | 106886.7 | 92833.8 | 107666.7 | 107154.9 | 94053.6 | 106951.2 | 107112.9 | 92123.4 | 107529.6 | 108028.5 | 93751.8 | 107802.9
P5 | 88920 | 102045 | 100935 | 84345 | 101520 | 102420 | 89685 | 101520 | 101100 | 85935 | 100950 | 99885 | 87840 | 99960 | 100620 | 86100 | 100725 | 101865 | 88605 | 100485
P95 | 99465 | 113400 | 113055 | 96255 | 113775 | 113475 | 99210 | 113265 | 112425 | 97695 | 113430 | 113325 | 99045 | 113085 | 112800 | 97995 | 111765 | 114270 | 98640 | 112665
NETREVENUE - Net Revenue $
MEAN | -1329290.5263 | -1317716.2919 | -1344627.2681 | -1322570.3912 | -1688454.9503 | -1830265.5875 | -1616200.6837 | -2131115.9114 | -2263304.8321 | -1867549.9102 | -2374408.5682 | -2400866.3131 | -2052695.1399 | -2500398.093 | -2569044.0064 | -2100349.5422 | -2692731.2918 | -2762150.63 | -2314929.3708 | -2862952.6669
P5 | -1680104.6695 | -1794624.2624 | -1849085.1897 | -1892138.9169 | -2154130.7716 | -2262540.6568 | -2076679.9155 | -2507173.9819 | -2631143.3207 | -2151505.7307 | -2718677.0503 | -2759162.0075 | -2359895.5049 | -2879286.0689 | -2874905.3354 | -2478822.892 | -3006200.3747 | -3109347.9231 | -2597844.28 | -3194861.4314
P95 | -951857.686 | -840306.0137 | -737701.5957 | -723968.1244 | -1139716.2748 | -1402575.6648 | -1199352.1276 | -1603847.8013 | -1669603.1113 | -1463550.4207 | -1880939.3378 | -2062706.2565 | -1709837.383 | -1994381.4054 | -2228934.1143 | -1674638.0702 | -2401221.9301 | -2389649.9681 | -1973243.8795 | -2434212.9636
STARTS - Number Starts
MEAN | 3.1 | 2.4 | 2.39 | 3.02 | 2.36 | 2.16 | 2.68 | 2.19 | 2.61 | 2.92 | 2.39 | 2.38 | 3.07 | 2.48 | 2.26 | 2.73 | 2.35 | 2.07 | 3.08 | 2.09
P5 | 1 | 0 | 0 | 1 | 0 | 0 | 1 | 0 | 0 | 1 | 0 | 0 | 1 | 0 | 0 | 1 | 0 | 0 | 1 | 0
P95 | 6 | 5 | 4.5 | 6 | 5 | 4 | 5 | 5 | 5.5 | 5 | 5 | 5 | 5 | 5 | 5 | 5.5 | 5 | 4 | 6 | 5
VOMCOSTS - VOM Costs
MEAN | 318605.529 | 369477.885 | 374675.7 | 325058.139 | 392586.012 | 401978.736 | 358977.051 | 417092.733 | 421133.598 | 373191.876 | 441433.47 | 448979.031 | 401608.872 | 465237.72 | 475581.276 | 417319.002 | 496786.752 | 508814.235 | 450946.158 | 528234.21
P5 | 299660.4 | 350014.35 | 353272.5 | 301111.65 | 369532.8 | 381002.4 | 339906.15 | 392882.4 | 398334 | 345458.7 | 413895 | 418518.15 | 375076.8 | 434826 | 446752.8 | 390033 | 465349.5 | 479784.15 | 426190.05 | 492376.5
P95 | 335197.05 | 388962 | 395692.5 | 343630.35 | 414141 | 422127 | 376005.9 | 438335.55 | 442954.5 | 392733.9 | 465063 | 474831.75 | 422922.15 | 491919.75 | 500832 | 443917.35 | 516354.3 | 538211.7 | 474458.4 | 552058.5
Simple HR 2018 David Gates Generating Station updated HRs
CAPACITYFACTOR - Net Generation Capacity Factor
MEAN | 0.067402 | 0.059781 | 0.053652 | 0.047546 | 0.031899 | 0.023834 | 0.036205 | 0.031937 | 0.020045 | 0.026637 | 0.025292 | 0.020702 | 0.023299 | 0.023532 | 0.019411 | 0.024709 | 0.015798 | 0.013302 | 0.013379 | 0.011679
P5 | 0.044067 | 0.043514 | 0.036452 | 0.036626 | 0.019778 | 0.013315 | 0.01926 | 0.01856 | 0.008857 | 0.017128 | 0.013822 | 0.010904 | 0.013023 | 0.015248 | 0.010678 | 0.014701 | 0.008139 | 0.006857 | 0.006729 | 0.004486
P95 | 0.092362 | 0.072746 | 0.068399 | 0.06205 | 0.046591 | 0.033155 | 0.056065 | 0.051041 | 0.038409 | 0.040241 | 0.042915 | 0.031885 | 0.033213 | 0.035785 | 0.030314 | 0.033257 | 0.026348 | 0.022012 | 0.020867 | 0.018773
CO2EMISSIONS - CO2 Emissions
MEAN | 43668.1357 | 45711.1439 | 41031.1024 | 37656.2979 | 25358.4342 | 19092.8767 | 22632.851 | 20461.1857 | 11421.3363 | 15789.8062 | 14966.9921 | 11441.8898 | 13709.3893 | 13867.4511 | 10721.3615 | 14593.9239 | 8291.5561 | 6833.5806 | 7104.5935 | 6349.0324
P5 | 32176.2735 | 34636.9192 | 28683.1461 | 29262.6475 | 15750.7422 | 10712.453 | 13782.4165 | 12866.6865 | 5345.0775 | 10605.3283 | 8508.193 | 6531.7735 | 8961.4497 | 9405.2145 | 6174.6355 | 9712.3273 | 4282.7373 | 3734.5858 | 4024.184 | 2931.5152
P95 | 55465.696 | 54573.59 | 51340.54 | 48874.3152 | 36547.9132 | 26474.84 | 31471.93 | 30534.8215 | 20445.601 | 22624.871 | 23159.7788 | 16819.8158 | 18404.4185 | 19903.7255 | 16266.4202 | 19458.0157 | 13236.3752 | 10702.8615 | 10811.7352 | 10350.06
FUELCONSUMED - Fuel Consumed
MEAN | 740097.0532 | 775468.3263 | 695491.988 | 637916.816 | 429327.029 | 323498.9744 | 383464.7835 | 346752.4148 | 193602.0684 | 267624.0745 | 253667.5861 | 193901.4592 | 232343.0367 | 235021.9323 | 181716.307 | 247354.0691 | 140509.5796 | 115821.7862 | 120405.8485 | 107606.989
P5 | 545320.2603 | 587214.4122 | 486126.6872 | 495879.9747 | 266799.1063 | 181497.9834 | 233577.312 | 218054.4487 | 90607.4126 | 179747.0193 | 144193.9821 | 110671.1332 | 151884.1188 | 159390.7308 | 104661.0271 | 164629.7591 | 72540.0483 | 63321.6412 | 68178.5806 | 49690.4671
P95 | 940044.5757 | 926112.9317 | 870261.4639 | 827685.823 | 618710.8756 | 448524.3687 | 533250.7131 | 517460.9132 | 346592.9504 | 383459.126 | 392544.5657 | 285035.084 | 311894.7559 | 337287.6092 | 275709.3154 | 329773.5973 | 224305.952 | 181395.7265 | 183233.8582 | 175416.8673
FUELCOST - Fuel Cost
MEAN | 1039841.0749 | 1061631.9787 | 1003593.6534 | 946634.9256 | 695695.6662 | 554650.1346 | 685053.6076 | 630870.0538 | 398381.9098 | 524265.0424 | 516409.1591 | 419449.8755 | 489165.5947 | 510275.8543 | 417833.2666 | 550007.359 | 335844.3854 | 296607.9663 | 307615.2525 | 286912.1753
P5 | 580632.9748 | 552848.0253 | 482735.183 | 473310.3865 | 289787.0744 | 213411.1303 | 280554.1286 | 304101.6451 | 136754.2619 | 271583.715 | 214405.6639 | 161827.8249 | 243985.1777 | 262856.7053 | 176407.7937 | 283739.1962 | 144986.7326 | 123071.6826 | 140138.9 | 103103.5978
P95 | 1595570.9466 | 1569286.8618 | 1603267.4685 | 1623963.6017 | 1270232.25 | 894444.6149 | 1181336.9736 | 1258489.7966 | 942145.1364 | 956186.0853 | 1055813.2813 | 754118.8706 | 804958.5873 | 969047.2798 | 770384.8214 | 877752.6272 | 623172.5042 | 543389.0834 | 534938.4177 | 533746.488
NETPOS - Net Position (MWh)
MEAN | 37767.5259 | 33526.3519 | 29897.8558 | 26534.2977 | 17863.0738 | 13385.3511 | 20270.0663 | 17881.0584 | 11165.9568 | 15009.4153 | 14170.6652 | 11583.0442 | 13043.9981 | 13149.0305 | 10829.0715 | 13832.2825 | 8850.1069 | 7460.0139 | 7489.2879 | 6509.6974
P5 | 24655.9834 | 24428.2228 | 20280.1875 | 20368.6938 | 11017.1859 | 7457.7901 | 10673.7278 | 10278.3902 | 4938.5577 | 9642.6133 | 7742.1425 | 6105.4969 | 7302.2674 | 8514.9333 | 5933.791 | 8240.697 | 4556.2291 | 3868.5759 | 3773.5583 | 2511.7511
P95 | 51941.296 | 40958.7616 | 37980.3638 | 34711.4959 | 25847.643 | 18556.1034 | 31363.402 | 28457.5582 | 21349.069 | 22664.0739 | 24145.0807 | 17856.0747 | 18590.6698 | 20061.9764 | 16851.0793 | 18601.7744 | 14786.7982 | 12404.244 | 11603.8936 | 10484.6876
NETREVENUE - Net Revenue $
MEAN | -1103007.6621 | -1216243.6858 | -1101869.6477 | -1103736.9707 | -776923.3831 | -593781.9218 | -530259.0824 | -542319.4578 | -215647.4479 | -365737.8563 | -348594.3894 | -192082.1324 | -324406.8496 | -348088.6202 | -199448.4845 | -386993.0097 | -110173.5892 | -78785.5742 | -113609.9692 | -126072.7147
P5 | -1364529.0645 | -1519092.0897 | -1463282.8193 | -1553037.3621 | -1199964.0935 | -863811.346 | -736023.4752 | -801643.3317 | -365491.4861 | -549695.4083 | -529539.4951 | -307236.4717 | -463399.0594 | -508512.1987 | -307268.8846 | -569385.7186 | -236035.6951 | -159837.8901 | -241359.9597 | -239430.6129
P95 | -832387.6463 | -908314.0697 | -747520.7011 | -807233.2299 | -458933.167 | -322162.9942 | -355340.9271 | -352085.2369 | -103557.1716 | -229308.4092 | -202175.2953 | -95341.7268 | -214057.7884 | -215023.1998 | -102369.4594 | -248483.729 | -25206.018 | -18914.2313 | -26937.3278 | -31746.3113
STARTS - Number Starts
MEAN | 2222.61 | 2582.85 | 2444.92 | 2638.34 | 1873.61 | 1477.75 | 1372.17 | 1295.15 | 686.93 | 932.03 | 916.07 | 665.44 | 830.21 | 832.3 | 617.28 | 839.38 | 444.01 | 380.42 | 394.3 | 370.54
P5 | 2045 | 2215.5 | 2138 | 2399.5 | 1330 | 1003.5 | 913 | 864.5 | 379.5 | 685.5 | 585.5 | 413.5 | 633 | 604 | 396.5 | 620.5 | 264 | 220.5 | 237 | 190
P95 | 2368.5 | 2767 | 2606.5 | 2846 | 2375.5 | 1817 | 1724 | 1764 | 1111.5 | 1289 | 1303.5 | 924.5 | 1068 | 1153 | 900 | 1095 | 656 | 598 | 564.5 | 583.5
VOMCOSTS - VOM Costs
MEAN | 342929.1352 | 310454.0185 | 282235.7585 | 255525.2868 | 175415.385 | 134121.2182 | 207160.0772 | 186499.439 | 118694.121 | 162852.1557 | 156727.5569 | 130772.5692 | 150136.418 | 154369.6177 | 129732.276 | 169030.4918 | 110272.3322 | 94816.7762 | 97061.1714 | 86058.2001
P5 | 223876.329 | 226205.3428 | 191444.9703 | 196150.5218 | 108188.7656 | 74727.0565 | 109085.4979 | 107203.6098 | 52496.8684 | 104622.354 | 85628.0961 | 68931.0604 | 84049.0981 | 99965.317 | 71086.816 | 100701.3178 | 56770.6141 | 49169.5999 | 48905.315 | 33205.3491
P95 | 471626.9681 | 379278.1328 | 358534.6347 | 334271.7053 | 253823.8541 | 185932.1561 | 320533.9689 | 296812.3315 | 226940.6038 | 245905.2023 | 267044.5924 | 201595.0829 | 213978.6098 | 235527.6029 | 201875.93 | 227313.6831 | 184243.5057 | 157657.9414 | 150386.4611 | 138607.5701
Simple HR 2018 YELP 2015 v2
CAPACITYFACTOR - Net Generation Capacity Factor
MEAN | 1 | 1 | 1 | 1 | 1 | 1 | 1 | 1 | 1 | 1
P5 | 1 | 1 | 1 | 1 | 1 | 1 | 1 | 1 | 1 | 1
P95 | 1 | 1 | 1 | 1 | 1 | 1 | 1 | 1 | 1 | 1
NETPOS - Net Position (MWh)
MEAN | 193828.96 | 194754.56 | 193468.08 | 192903.88 | 193879.4 | 194975.04 | 193937.12 | 194259 | 193346.4 | 195608.92
P5 | 188864 | 187928 | 187980 | 187590 | 188318 | 190268 | 188136 | 188084 | 188084 | 189904
P95 | 198146 | 199342 | 197392 | 197990 | 198328 | 198978 | 198848 | 198510 | 197340 | 199368
NETREVENUE - Net Revenue $
MEAN | -16175779.9149 | -16193276.7471 | -16487447.6874 | -17013831.365 | -17671734.6764 | -19019672.9395 | -20189333.9068 | -21577974.7259 | -21402111.8784 | -21643777.2337
P5 | -17002223.3467 | -17286063.3837 | -17468023.2966 | -18025111.0618 | -18702601.4894 | -20055129.3267 | -21231261.8012 | -22498358.8324 | -22276795.9881 | -22416857.4065
P95 | -15250370.6759 | -15000583.1465 | -15425037.4158 | -15795408.9131 | -16688689.3739 | -18148488.3333 | -19031880.9054 | -20536317.001 | -20509623.7277 | -20802682.8645
STARTS - Number Starts
MEAN | 1.59 | 1.45 | 1.47 | 1.71 | 1.69 | 1.61 | 1.76 | 1.74 | 1.55 | 1.45
P5 | 0 | 0 | 0 | 0 | 0 | 0 | 0 | 0 | 0 | 0
P95 | 4 | 4 | 3 | 4 | 4 | 4 | 4 | 5 | 3.5 | 4
Generation Asset - Total
CAPACITYFACTOR - Net Generation Capacity Factor
MEAN | 0.4075 | 0.45108 | 0.44293 | 0.42212 | 0.38513 | 0.3241 | 0.25148 | 0.2249 | 0.20675 | 0.20254 | 0.17034 | 0.16167 | 0.15895 | 0.156 | 0.15208 | 0.15185 | 0.14998 | 0.14408 | 0.13821 | 0.13154
P5 | 0.3706 | 0.39884 | 0.38396 | 0.36201 | 0.32814 | 0.26371 | 0.19363 | 0.18015 | 0.16591 | 0.17232 | 0.1378 | 0.13064 | 0.1277 | 0.12153 | 0.1205 | 0.11904 | 0.12099 | 0.11958 | 0.1169 | 0.10665
P95 | 0.44046 | 0.49473 | 0.4879 | 0.47378 | 0.44691 | 0.37469 | 0.30535 | 0.28296 | 0.26526 | 0.24422 | 0.21547 | 0.19764 | 0.19462 | 0.19323 | 0.18757 | 0.18107 | 0.18002 | 0.17097 | 0.16249 | 0.15721
CO2EMISSIONS - CO2 Emissions
MEAN | 254343.0374 | 353641.085 | 341937.8352 | 339309.9522 | 413995.795 | 456163.3066 | 441534.7279 | 386276.1022 | 337144.7393 | 341987.6131 | 363226.2558 | 353682.5872 | 349949.2374 | 342040.7728 | 329417.1455 | 336365.5666 | 333391.6847 | 315983.8382 | 313587.4548 | 293591.2598
P5 | 173866.7035 | 236213.9603 | 215018.1465 | 203503.425 | 260581.9088 | 280857.4493 | 251174.6018 | 238371.014 | 192461.2872 | 233247.5853 | 244263.4245 | 248454.9587 | 239829.2638 | 211593.208 | 206917.1597 | 215781.4493 | 229852.0372 | 220014.7915 | 231735.3985 | 188800.982
P95 | 321867.8734 | 451252.305 | 447279.2392 | 459455.7137 | 575189.246 | 598252.6412 | 614039.884 | 574962.9888 | 534983.3245 | 482739.0437 | 510284.6435 | 490239.593 | 489905.5042 | 479173.4473 | 456496.3935 | 434162.4448 | 443886.0545 | 415784.8468 | 405595.1553 | 395196.5442
FUELCONSUMED - Fuel Consumed
MEAN | 5383357.3106 | 6316420.0963 | 6337089.4851 | 6674178.7802 | 7917352.841 | 8902441.3379 | 8530872.8809 | 7779866.2373 | 7170008.8384 | 7067381.1831 | 7338599.6949 | 7383998.5676 | 7214451.1033 | 7110588.714 | 7093632.6893 | 7009093.9729 | 6949047.4074 | 6870489.7013 | 6654153.3092 | 6362773.8333
P5 | 4599686.347 | 5091198.9267 | 5051286.4805 | 5334791.7909 | 6247099.3901 | 6910634.4321 | 6272632.705 | 5982203.1021 | 5479382.7262 | 5813224.1609 | 5987885.9976 | 6085495.355 | 5923206.1823 | 5659123.0945 | 5734195.2428 | 5625705.5941 | 5676351.159 | 5794835.172 | 5697583.8731 | 5228485.112
P95 | 6079018.4122 | 7230546.331 | 7343037.309 | 7936196.4594 | 9712605.7978 | 10604081.4847 | 10648176.0266 | 10060701.2112 | 9526127.802 | 8798172.1448 | 9087704.9423 | 8936913.1507 | 8749165.9394 | 8613416.3822 | 8647082.6093 | 8283607.5801 | 8233851.4149 | 8025591.2794 | 7693056.6504 | 7494552.8711
FUELCOST - Fuel Cost
MEAN | 5499559.0287 | 6273294.1661 | 6592603.8632 | 8377167.9738 | 10337309.5399 | 12362846.1414 | 12509400.9288 | 11617125.3461 | 10743265.7895 | 10772819.2816 | 11575669.7725 | 11768789.9674 | 11836455.6452 | 11944220.3766 | 12016785.7912 | 12222037.7984 | 12315035.2215 | 12302089.1381 | 12243153.6068 | 11892141.3612
P5 | 4487348.4515 | 4800540.465 | 5008582.7431 | 5879293.0111 | 7036559.5832 | 8012089.3842 | 7476204.1079 | 7702838.5264 | 6957925.2437 | 7933057.732 | 8126160.5061 | 8611892.9793 | 8664453.3428 | 8111838.5724 | 8302882.3746 | 8441200.577 | 8960642.59 | 9190789.3187 | 9438398.0387 | 8562351.837
P95 | 6548808.9943 | 7588336.8807 | 8026663.0771 | 11156603.8323 | 14576186.9465 | 16624602.4322 | 17944712.2675 | 19062602.2794 | 17545069.6432 | 15302298.2825 | 16566662.1816 | 16395953.878 | 16308069.1012 | 17514049.8267 | 16724803.405 | 16062315.8507 | 16666134.7601 | 16082728.8848 | 15702477.6969 | 15418522.5246
NETPOS - Net Position (MWh)
MEAN | 745111.7229 | 827105.8086 | 827837.0741 | 895096.3036 | 1057587.5602 | 1109550.3702 | 1011428.812 | 930371.1425 | 862082.2866 | 855300.9757 | 690122.3966 | 692423.6604 | 680949.0697 | 670034.8419 | 664285.9301 | 658048.4395 | 657116.2393 | 639986.3385 | 622946.8625 | 589868.3649
P5 | 673871.1348 | 725761.6545 | 723035.28 | 771907.8124 | 894040.522 | 903792.4809 | 777159.5312 | 746410.8729 | 689576.7503 | 725738.5783 | 559790.1582 | 558041.0136 | 546541.4505 | 520690.1053 | 526014.2236 | 515530.6348 | 527778.8676 | 531233.3043 | 526251.9719 | 477948.7112
P95 | 805694.6998 | 909191.2744 | 912524.8793 | 1010553.5299 | 1227513.0836 | 1284998.8008 | 1225540.0168 | 1167966.1616 | 1104518.48 | 1030956.7745 | 874028.3733 | 848905.1504 | 836265.4558 | 826395.6799 | 817758.5015 | 787493.6488 | 789091.7005 | 758845.5296 | 730723.9573 | 703902.1222
NETREVENUE - Net Revenue $
MEAN | -30992538.6668 | -29891579.9876 | -30621569.0941 | -32201520.3895 | -32613033.7368 | -28204776.2159 | -21680590.8225 | -23802153.3103 | -24704120.195 | -24359396.3669 | -2726913.7466 | -3041439.713 | -2794295.2306 | -2794282.7159 | -3225561.759 | -2751088.4104 | -2928257.9332 | -3876838.3587 | -3495186.8784 | -3920820.2386
P5 | -33458841.4199 | -33236614.4587 | -34012936.4894 | -35999784.5649 | -36865564.3195 | -31654888.6711 | -25472239.5613 | -26636090.3886 | -27348592.4102 | -26596372.945 | -4594505.1059 | -4968505.7981 | -4716912.8063 | -4741691.8289 | -5045741.1824 | -4687991.4996 | -4688110.2785 | -5496707.1662 | -4957693.1889 | -5544023.4676
P95 | -27932269.5196 | -26097593.7957 | -25935387.8956 | -27558016.5319 | -27072692.195 | -24302383.9259 | -16999060.8321 | -18641002.4516 | -19869619.1733 | -20906509.4786 | 945006.1771 | -663917.6691 | -569214.7332 | 156052.0364 | -465289.1511 | -693246.591 | 12321.0902 | -1622099.4039 | -1470246.0139 | -1952734.2477
STARTS - Number Starts
MEAN | 2267.5 | 2631.87 | 2500.14 | 3495.29 | 3892.52 | 4902.76 | 6141.74 | 5670.07 | 4635.34 | 4860.1 | 5022.15 | 4725.27 | 4951.07 | 4936.72 | 4586.05 | 4704.26 | 4644.78 | 4251.47 | 4343.41 | 4040.22
P5 | 2102.5 | 2328.5 | 2257 | 3216 | 3292.5 | 4012 | 5100.5 | 4462.5 | 3590.5 | 4043 | 4029.5 | 3795 | 4160.5 | 3900 | 3558.5 | 3608.5 | 3874 | 3337 | 3618.5 | 3188.5
P95 | 2422 | 2794 | 2637 | 3724.5 | 4527.5 | 5628.5 | 7195 | 6787.5 | 5611 | 5678 | 6189 | 5679.5 | 5930 | 5873.5 | 5851 | 5680 | 5480 | 4945 | 5155.5 | 4878.5
VOMCOSTS - VOM Costs
MEAN | 1636139.3758 | 1920755.2985 | 1949120.7202 | 1815764.7635 | 1819890.6016 | 1915884.0219 | 1930787.7571 | 1818667.4215 | 1777975.7768 | 1800723.9549 | 1885349.4738 | 1932339.5239 | 1913838.8614 | 1920734.2088 | 1969056.8868 | 1986392.5336 | 1996705.6429 | 2056650.1359 | 2020324.5681 | 1996866.9434
P5 | 1348486.6297 | 1526155.0453 | 1525491.0478 | 1385547.2328 | 1353813.1611 | 1432125.9101 | 1367109.5946 | 1378896.6777 | 1317408.8066 | 1454029.9091 | 1467240.5987 | 1542357.636 | 1537673.467 | 1474191.3422 | 1530913.0985 | 1549723.235 | 1577645.2938 | 1663586.0491 | 1666408.653 | 1573010.2388
P95 | 1908005.6447 | 2231205.5798 | 2286563.6928 | 2225409.804 | 2305105.998 | 2315940.6505 | 2486641.0695 | 2417719.2385 | 2408576.597 | 2248800.1309 | 2394293.8049 | 2405495.7075 | 2398194.0683 | 2387391.7418 | 2463384.2226 | 2348732.0933 | 2440195.283 | 2452886.5796 | 2378471.848 | 2386722.9991
Hydro
IRP Black Eagle 2018
NETPOS - Net Position (MWh)
MEAN | 57040.7834 | 57192.4599 | 56760.1129 | 56782.3464 | 56982.4346 | 57116.281 | 57023.0601 | 57065.2962 | 56735.0128 | 57267.0927 | 56960.2578 | 57016.9848 | 57060.623 | 56859.6721 | 56774.4643 | 56991.3847 | 56998.5095 | 57163.6258 | 57086.7874 | 56717.7712
P5 | 52743.5277 | 53033.8711 | 52177.989 | 52528.0242 | 53026.4635 | 52320.3188 | 52932.7189 | 53370.7813 | 51775.8709 | 52948.2509 | 52532.2801 | 52942.395 | 52306.8955 | 52585.5857 | 53136.7755 | 52315.4126 | 52585.6073 | 53302.1897 | 51436.5992 | 53017.1151
P95 | 61097.7235 | 60843.7916 | 60980.4071 | 60291.521 | 60726.0926 | 61142.0114 | 61289.2754 | 60864.5249 | 60279.0432 | 61051.9001 | 60921.5498 | 60413.4034 | 60708.9999 | 60687.1849 | 61440.2634 | 61624.6362 | 60930.7599 | 60839.1028 | 61836.9125 | 60773.0473
NETREVENUE - Net Revenue $
MEAN | 532423.972 | 684898.3882 | 696366.3571 | 657155.479 | 623648.76 | 569790.4644 | 511626.7251 | 460987.3138 | 402057.9723 | 406312.4702 | 399140.7318 | 401001.2235 | 397374.8463 | 397014.7448 | 391538.3022 | 393780.3345 | 393358.7255 | 390542.4564 | 385848.277 | 377311.3321
P5 | 335208.1209 | 442292.3433 | 435083.6102 | 360695.2996 | 364313.3962 | 322832.7922 | 281617.3085 | 282441.8266 | 222488.4754 | 267018.4385 | 233377.9736 | 221013.0342 | 255979.6191 | 231719.9705 | 228143.1436 | 226316.3491 | 247423.3662 | 244518.8344 | 249934.7297 | 223623.5192
P95 | 738747.3648 | 943846.229 | 970324.8528 | 952490.9983 | 927549.8824 | 810580.0479 | 742301.6015 | 726438.5806 | 684974.9515 | 623196.3756 | 625059.221 | 574669.3273 | 589429.4534 | 627865.385 | 555315.5165 | 587979.7775 | 589308.1871 | 565276.5271 | 554578.9742 | 535780.7241
IRP Black Eagle 2018 Upgrade U1
NETPOS - Net Position (MWh)
MEAN | 8.6686 | 8.6709 | 3716.6272 | 3691.3536 | 3716.7824 | 3730.6589 | 3728.9011 | 3724.7658 | 3706.5228 | 3740.724 | 3711.4652 | 3718.3851 | 3729.2503 | 3718.9546 | 3701.1776 | 3720.7059 | 3724.2857 | 3734.6555 | 3720.7441 | 3710.9791
P5 | 7.8204 | 7.4405 | 3607.8529 | 3545.5208 | 3556.7167 | 3588.342 | 3589.4774 | 3561.7485 | 3588.9532 | 3584.7881 | 3573.4538 | 3599.1929 | 3597.3341 | 3586.2611 | 3604.447 | 3561.1637 | 3583.2403 | 3585.0604 | 3588.1667 | 3585.8916
P95 | 9.6973 | 9.6525 | 3801.2493 | 3797.7533 | 3807.9399 | 3812.9114 | 3809.0964 | 3813.8904 | 3790.3907 | 3829.5123 | 3814.705 | 3812.2744 | 3814.3945 | 3807.2778 | 3796.0492 | 3802.8564 | 3809.4778 | 3814.0137 | 3804.6498 | 3791.9492
NETREVENUE - Net Revenue $
MEAN | 73.5361 | 118.6177 | 47816.6236 | 44808.032 | 42935.7781 | 39491.743 | 35774.983 | 32422.3266 | 28683.4563 | 29012.4467 | 28630.8168 | 28672.4566 | 28600.407 | 28568.71 | 28196.9126 | 28447.8552 | 28268.7478 | 28200.6218 | 27884.2693 | 27683.4464
P5 | 39.7552 | 67.4076 | 30624.207 | 25442.3755 | 26429.0474 | 23076.5881 | 20083.7421 | 20309.7666 | 16680.1266 | 19285.9908 | 17270.8364 | 17609.5696 | 18608.7997 | 17015.8321 | 17405.6824 | 17618.9561 | 18127.5337 | 18019.8421 | 18905.211 | 16942.8038
P95 | 119.7887 | 192.9167 | 66962.9744 | 65403.7104 | 64623.3461 | 55138.3248 | 50221.267 | 52222.7373 | 48680.5812 | 43584.2329 | 44018.7093 | 40134.634 | 41477.2212 | 45005.8643 | 38599.9497 | 40900.254 | 40870.2859 | 39940.7482 | 39655.5877 | 38130.2805
IRP Cochrane 2018
NETPOS - Net Position (MWh)
MEAN | 118246.8074 | 118373.6086 | 117567.077 | 117683.4156 | 118058.407 | 118234.9692 | 118011.1549 | 118349.0739 | 117587.4051 | 118655.8522 | 117995.4063 | 118243.531 | 118187.4123 | 117516.5142 | 117755.2788 | 118072.0517 | 118200.9502 | 118398.9899 | 118166.4873 | 117651.2372
P5 | 109795.9571 | 110965.7037 | 109247.0428 | 110860.725 | 110326.8799 | 109979.7147 | 110665.0989 | 111125.4716 | 110193.4813 | 109856.4957 | 110701.1659 | 108981.6718 | 110948.2469 | 109447.1618 | 110519.0703 | 110400.9469 | 110191.0034 | 111616.9868 | 109852.3624 | 110613.6043
P95 | 126404.8449 | 125344.1551 | 124742.2318 | 123677.6958 | 124484.8796 | 124781.9144 | 127183.7773 | 125210.1485 | 124032.7683 | 126116.855 | 126056.826 | 125706.781 | 125632.1886 | 124006.2044 | 126168.8918 | 125805.7018 | 125943.7194 | 126109.3515 | 126636.4256 | 125446.9408
NETREVENUE - Net Revenue $
MEAN | 1061919.6149 | 1373637.6158 | 1398628.1351 | 1313691.0344 | 1247779.6294 | 1135026.5236 | 1011671.6307 | 909317.552 | 785019.1869 | 793277.5128 | 781042.1077 | 781145.3898 | 772101.6687 | 769945.8711 | 757762.8325 | 763875.2698 | 762166.0265 | 750974.5515 | 740089.274 | 721301.9132
P5 | 674108.8994 | 877140.9093 | 865234.0918 | 722136.1538 | 731005.6098 | 656413.4636 | 526317.2472 | 544859.9427 | 425229.1563 | 508057.1109 | 442942.2713 | 421024.5968 | 468099.0807 | 455779.517 | 432793.7331 | 434339.2333 | 482593.7738 | 458838.7033 | 456936.8654 | 430814.0274
P95 | 1509054.8088 | 1898923.4284 | 2001586.9895 | 1937525.0932 | 1877644.3362 | 1603176.1863 | 1457160.9454 | 1461497.1205 | 1366796.3166 | 1229059.8377 | 1222731.8747 | 1120827.3244 | 1172013.1307 | 1253563.5051 | 1064958.2968 | 1169359.58 | 1153800.3619 | 1109451.2426 | 1073368.1085 | 1054735.4174
IRP Hauser 2018
NETPOS - Net Position (MWh)
MEAN | 54062.5544 | 54143.3134 | 53819.1128 | 53819.3905 | 54051.2456 | 54143.2362 | 54063.5633 | 54072.8402 | 53826.1912 | 54363.5446 | 54055.7341 | 54062.3152 | 54074.615 | 53899.3107 | 53827.1224 | 54055.5191 | 54069.2261 | 54166.3207 | 54069.1768 | 53811.8031
P5 | 49462.943 | 49222.2572 | 49168.0615 | 49304.3582 | 49594.7448 | 49631.0304 | 49379.696 | 50078.664 | 48556.0938 | 50329.7841 | 49118.949 | 49592.4577 | 49946.0004 | 49129.4953 | 48164.2074 | 49020.1633 | 49707.7465 | 50012.428 | 48999.138 | 49711.6404
P95 | 58130.4023 | 57618.0005 | 57518.5458 | 57409.5596 | 57701.3758 | 57702.995 | 58010.6517 | 57713.2706 | 57113.5899 | 57612.5983 | 57793.1402 | 57579.0508 | 57863.8877 | 57999.2099 | 57921.8821 | 58093.0606 | 57920.5485 | 58121.3227 | 58055.2167 | 57461.5374
NETREVENUE - Net Revenue $
MEAN | 538074.0682 | 680939.9186 | 693815.0606 | 654762.5822 | 624297.3146 | 574025.1769 | 519838.652 | 469633.3947 | 415340.7651 | 421722.0792 | 415954.0251 | 416973.5903 | 414708.6003 | 413944.9801 | 409617.8253 | 412739.6432 | 413084.2352 | 408650.3591 | 406422.1349 | 401983.7959
P5 | 352968.6864 | 447743.1995 | 432902.0004 | 355538.5485 | 361436.3164 | 322285.4312 | 288845.8098 | 303998.5584 | 235950.91 | 286029.681 | 249052.7094 | 242924.518 | 272906.1559 | 244858.1887 | 247961.4431 | 248366.9303 | 269100.2392 | 263375.2548 | 275328.332 | 245234.2743
P95 | 746812.3166 | 921545.9036 | 967827.445 | 969241.6739 | 922943.3278 | 804583.3413 | 753970.673 | 728420.2792 | 704221.8702 | 660938.2438 | 643545.5191 | 592252.3267 | 598966.7195 | 643132.4394 | 563669.0038 | 606786.7149 | 603297.9246 | 591070.4746 | 579529.384 | 550500.2228
IRP Hauser 2018 Upgrade U2 & U5
NETPOS - Net Position (MWh)
MEAN | 20.1544 | 2787.731 | 4725.7656 | 5079.916 | 5085.3941 | 5096.3727 | 5099.3016 | 5099.5255 | 5070.0933 | 5101.565 | 5099.7732 | 5100.5207 | 5100.4789 | 5066.1122 | 5080.6538 | 5086.1254 | 5101.1503 | 5097.6133 | 5099.6434 | 5068.9043
P5 | 18.6482 | 2518.6309 | 4303.0422 | 4621.4937 | 4697.4412 | 4678.4928 | 4663.3297 | 4733.923 | 4583.5542 | 4724.7351 | 4643.1755 | 4671.2759 | 4703.1996 | 4610.9847 | 4566.111 | 4599.203 | 4677.2802 | 4689.8792 | 4610.9566 | 4640.2892
P95 | 21.9931 | 2962.9667 | 5055.5384 | 5435.0141 | 5464.3477 | 5451.7719 | 5488.6647 | 5455.77 | 5385.8176 | 5425.0257 | 5517.8848 | 5443.2318 | 5470.8765 | 5435.6868 | 5509.0066 | 5467.1031 | 5458.8955 | 5485.4082 | 5467.5344 | 5424.5967
NETREVENUE - Net Revenue $
MEAN | 173.8382 | 33405.1919 | 56214.3354 | 58156.6635 | 54914.636 | 50103.2361 | 45127.1996 | 40334.3342 | 35173.6611 | 35460.5674 | 35140.9835 | 35112.1845 | 34851.144 | 34577.4551 | 34293.7398 | 34317.7269 | 34403.4215 | 33769.6479 | 33597.5248 | 33081.3949
P5 | 85.7321 | 23286.007 | 35001.4236 | 30547.8238 | 31171.4112 | 27818.819 | 24268.4584 | 25240.5763 | 19227.0447 | 23121.0519 | 20629.2182 | 19744.9035 | 22375.1645 | 20040.9449 | 20278.6147 | 20098.2027 | 21860.0746 | 21381.7056 | 21957.6918 | 19634.8518
P95 | 271.9668 | 48168.0188 | 78230.823 | 86459.725 | 81472.8798 | 71174.7835 | 65463.0985 | 63877.804 | 60086.106 | 56798.6076 | 54839.8938 | 50179.2417 | 51810.9477 | 55377.7266 | 47918.5835 | 50851.0509 | 50245.5076 | 49332.4429 | 48730.916 | 45177.5568
IRP Holter 2018
NETPOS - Net Position (MWh)
MEAN | 124170.4351 | 124403.0616 | 123680.9426 | 123897.8368 | 124076.4426 | 124568.4087 | 124416.7498 | 123994.0691 | 123752.3921 | 124886.4609 | 124372.5565 | 124195.1108 | 124050.1719 | 124005.476 | 123065.8963 | 124382.2926 | 123820.3266 | 124530.596 | 124503.3664 | 123759.9058
P5 | 64202.334 | 64788.1819 | 64151.8872 | 71298.3769 | 64668.4596 | 63336.8587 | 70825.4639 | 73970.2455 | 66179.4206 | 76048.023 | 72363.8014 | 63605.0419 | 66733.1716 | 66473.0551 | 70206.639 | 62897.9834 | 68477.2121 | 64204.6852 | 64097.9428 | 63921.3245
P95 | 177900.0467 | 175829.1348 | 170954.9722 | 176408.0486 | 180332.6241 | 183359.4875 | 182553.6627 | 183001.7745 | 178031.1206 | 179461.9377 | 180286.2356 | 175862.5871 | 189273.914 | 176205.7174 | 178746.8984 | 181697.3776 | 180884.3455 | 183744.2709 | 186993.6496 | 172595.9823
NETREVENUE - Net Revenue $
MEAN | 1175704.0068 | 1503854.3896 | 1539845.8509 | 1462442.041 | 1388163.5865 | 1268847.2487 | 1145403.0748 | 1010681.978 | 888807.4748 | 908579.0866 | 897379.349 | 895000.1277 | 883893.2742 | 886472.6927 | 877759.1827 | 892398.1625 | 882753.3245 | 874194.8227 | 865273.5509 | 847371.4081
P5 | 554257.309 | 771989.1028 | 756892.8266 | 636027.0098 | 571281.6924 | 605633.5313 | 491631.3787 | 550305.2754 | 384214.0921 | 505698.9913 | 432068.9394 | 397674.176 | 431535.3281 | 463107.6925 | 411240.6663 | 420567.5217 | 401030.9327 | 386781.4085 | 368440.0692 | 465672.8791
P95 | 1940211.7981 | 2529614.0537 | 2414187.6433 | 2595323.7893 | 2362927.8777 | 2340229.4846 | 1970346.8202 | 1702942.6244 | 1548527.5386 | 1630126.7261 | 1503139.1239 | 1428285.6426 | 1619080.8003 | 1522020.6245 | 1480524.0078 | 1654004.0244 | 1462064.141 | 1493909.9929 | 1432190.2375 | 1428227.752
IRP Madison 2018
NETPOS - Net Position (MWh)
MEAN | 26766.2004 | 26831.6528 | 26652.7861 | 26651.4869 | 26752.5961 | 26818.2114 | 26766.1772 | 26771.8094 | 26649.2326 | 26926.7321 | 26744.7419 | 26762.4146 | 26770.0315 | 26704.0311 | 26656.7498 | 26755.1429 | 26753.0963 | 26835.7939 | 26773.2333 | 26648.0763
P5 | 25879.5208 | 25925.982 | 25732.2316 | 25960.5078 | 25988.3936 | 25929.1759 | 25973.9205 | 26085.4665 | 25666.6233 | 26118.0486 | 25775.5952 | 25875.0298 | 25937.8068 | 25984.233 | 25806.308 | 25848.8307 | 25924.51 | 26041.269 | 25732.4231 | 25893.4443
P95 | 27675.1664 | 27541.0664 | 27478.3803 | 27366.991 | 27517.5966 | 27546.1186 | 27671.2184 | 27451.1627 | 27325.8713 | 27699.5963 | 27506.4969 | 27480.7738 | 27479.9827 | 27478.5606 | 27590.5509 | 27633.9415 | 27553.0217 | 27640.3617 | 27531.4786 | 27411.1403
NETREVENUE - Net Revenue $
MEAN | 266307.396 | 337856.988 | 343531.3087 | 323884.552 | 309141.7429 | 284600.5023 | 257588.7788 | 233334.8352 | 206148.7817 | 208889.8753 | 206252.0127 | 206531.809 | 205423.4367 | 205729.7911 | 203075.0542 | 204690.5455 | 204272.0904 | 202992.8545 | 201335.697 | 198977.2697
P5 | 172747.0184 | 227165.1083 | 217831.1229 | 182033.9984 | 187105.0849 | 173176.5508 | 143082.7835 | 147675.9238 | 119834.4943 | 139636.3747 | 125506.9808 | 126447.3441 | 132602.7947 | 125802.1674 | 124958.8522 | 123140.5632 | 130213.9519 | 129297.2067 | 133419.2886 | 122091.3981
P95 | 367625.9449 | 460902.9874 | 481187.4942 | 474896.0952 | 460486.5179 | 400245.6328 | 365903.7883 | 369423.0958 | 351548.2682 | 315187.8058 | 316323.9095 | 291512.0929 | 295760.4724 | 327969.0331 | 275290.2866 | 301859.3375 | 293305.7316 | 291305.8866 | 283285.0727 | 273795.7454
IRP Morony 2018
NETPOS - Net Position (MWh)
MEAN | 115586.1311 | 115833.5258 | 115119.758 | 115144.7227 | 115627.3204 | 115695.1296 | 115462.766 | 115626.5106 | 115061.704 | 116229.9878 | 115522.5683 | 115573.2623 | 115557.0039 | 115116.9234 | 115226.331 | 115623.6768 | 115577.1176 | 115875.8326 | 115553.6611 | 115093.1729
P5 | 108244.5007 | 108954.3715 | 107004.9218 | 109090.3232 | 107994.4382 | 107800.3686 | 108807.6892 | 110075.0893 | 107649.4698 | 107159.3891 | 108473.1107 | 108775.0396 | 108453.4003 | 107663.6375 | 107973.6038 | 108767.3751 | 108614.4629 | 109904.9713 | 107555.0101 | 107959.5351
P95 | 122726.9271 | 122209.7532 | 122156.2408 | 120739.3525 | 121986.4733 | 122687.8201 | 123958.3047 | 122101.1091 | 121121.1558 | 123792.6347 | 122386.4604 | 121791.6234 | 122167.1539 | 121469.5271 | 123327.1117 | 122265.1076 | 122713.3872 | 122411.7761 | 123124.1078 | 121929.9887
NETREVENUE - Net Revenue $
MEAN | 1087826.7791 | 1396062.6271 | 1421902.024 | 1339521.5527 | 1275051.2242 | 1165664.7532 | 1046239.7129 | 944221.8692 | 824784.8506 | 833940.6293 | 822886.631 | 823192.1243 | 815429.6388 | 815893.7969 | 805095.3282 | 808989.8761 | 809951.64 | 801341.0003 | 791973.8291 | 774284.7824
P5 | 703430.9549 | 919711.489 | 893912.6292 | 738216.0228 | 756119.2111 | 684724.4854 | 565717.8279 | 580727.8328 | 466962.9779 | 551945.4934 | 486457.7302 | 462889.0291 | 517145.2054 | 505494.5449 | 473571.4261 | 470685.8983 | 512228.7706 | 497614.5737 | 505956.1112 | 466966.9406
P95 | 1512713.333 | 1909070.6748 | 1985328.4753 | 1952313.1724 | 1887925.2948 | 1633401.9497 | 1513218.6036 | 1491562.1178 | 1420394.4199 | 1273172.4851 | 1269430.2372 | 1166087.7092 | 1217473.6171 | 1292770.4282 | 1117606.7406 | 1218063.2303 | 1199995.2877 | 1156874.4383 | 1140971.1174 | 1115984.8041
IRP Mystic 2018
NETPOS - Net Position (MWh)
MEAN | 20999.5628 | 20969.9527 | 20835.1718 | 20900.1122 | 21001.1188 | 20968.7532 | 21019.9608 | 20995.4743 | 20824.7661 | 21120.3429 | 21012.3408 | 21030.5324 | 21069.8421 | 20803.0329 | 20911.6917 | 20962.6147 | 21024.762 | 21057.891 | 20951.6529 | 20827.5123
P5 | 20332.2705 | 20306.1408 | 20137.4133 | 20335.157 | 20479.2103 | 20391.3546 | 20369.7464 | 20484.7154 | 20215.8938 | 20425.4131 | 20456.6919 | 20368.4175 | 20459.2226 | 20224.9922 | 20253.0203 | 20345.1617 | 20404.6988 | 20564.2511 | 20309.0744 | 20152.3603
P95 | 21746.882 | 21684.4816 | 21551.2729 | 21521.4672 | 21558.7935 | 21581.8712 | 21655.2501 | 21535.6919 | 21389.7104 | 21858.9455 | 21601.1745 | 21684.5106 | 21568.3908 | 21336.3319 | 21574.4705 | 21466.1332 | 21590.0839 | 21602.1316 | 21634.0109 | 21587.3494
NETREVENUE - Net Revenue $
MEAN | 224858.2154 | 262475.1423 | 269528.6416 | 255446.9536 | 246836.7192 | 226600.1903 | 208176.5758 | 188810.4973 | 168460.7108 | 171925.1274 | 171263.994 | 170675.5871 | 170009.4417 | 169535.5971 | 166722.3175 | 170629.7041 | 169672.2209 | 168003.6775 | 165404.237 | 164335.6679
P5 | 151779.6363 | 181133.3602 | 177719.2702 | 147582.7877 | 154236.1126 | 143051.6126 | 123890.3071 | 123743.8131 | 99205.1527 | 114298.7687 | 105309.1741 | 109540.8854 | 110517.2272 | 111148.089 | 104796.1435 | 110259.8634 | 109134.7007 | 109332.2089 | 115372.855 | 102178.363
P95 | 306064.4387 | 355549.5625 | 370408.3936 | 360218.2064 | 351783.0557 | 305856.8485 | 292925.7376 | 293839.286 | 276398.2933 | 252524.8713 | 265722.4484 | 239036.4704 | 247362.3974 | 259366.8536 | 224352.2014 | 238965.7737 | 243228.0503 | 243011.8217 | 225682.7774 | 234450.0851
IRP Rainbow 2018
NETPOS - Net Position (MWh)
MEAN | 156998.1972 | 157271.8304 | 156290.1623 | 156331.9808 | 156893.6116 | 157097.5417 | 156798.1899 | 157025.3841 | 156227.5787 | 157732.8861 | 156691.2778 | 156996.2734 | 157066.8329 | 156370.1103 | 156441.1019 | 156914.6405 | 156913.0102 | 157311.7815 | 157006.0027 | 156259.5593
P5 | 148687.3243 | 149862.6082 | 148231.6467 | 150031.2157 | 148258.7615 | 150458.6105 | 150342.9762 | 150760.64 | 148224.9959 | 149477.5681 | 149528.9842 | 149461.6366 | 149430.0873 | 148774.9817 | 148935.9749 | 149008.3331 | 149792.3821 | 151544.6755 | 147788.5947 | 149176.6465
P95 | 165253.4282 | 163881.5687 | 163044.4398 | 161924.322 | 163311.7943 | 164144.8183 | 163802.1448 | 162880.9273 | 162763.0948 | 165173.7256 | 163957.2702 | 164112.2043 | 163337.273 | 162869.6441 | 164400.4524 | 163750.3236 | 163984.9859 | 163562.9079 | 164774.0155 | 164101.581
NETREVENUE - Net Revenue $
MEAN | 1453623.9748 | 1873668.8214 | 1906061.8255 | 1791033.8485 | 1704002.9971 | 1554979.9484 | 1394104.6803 | 1256759.4769 | 1093753.6175 | 1103848.0274 | 1087562.5908 | 1088610.5022 | 1078816.061 | 1078345.1998 | 1062126.7947 | 1067161.461 | 1064735.9357 | 1057635.5972 | 1041379.0297 | 1021464.2415
P5 | 930927.0227 | 1214596.657 | 1200084.9304 | 1001176.0093 | 1014430.2669 | 902663.4926 | 751728.1792 | 765193.8012 | 622925.8448 | 720856.4868 | 634593.7165 | 620093.2677 | 673983.7794 | 654666.9573 | 631366.0268 | 625268.2305 | 685231.2393 | 641906.392 | 657518.5109 | 612626.1439
P95 | 2039824.8993 | 2573594.8026 | 2679703.863 | 2610342.6019 | 2578290.4389 | 2179334.6709 | 1999491.7963 | 1996128.7037 | 1876034.1348 | 1667225.589 | 1691025.7263 | 1550381.2978 | 1625396.4541 | 1754983.8388 | 1473151.9779 | 1615709.5574 | 1570297.47 | 1555800.4024 | 1487238.5014 | 1463480.4659
IRP Ryan 2018
NETPOS - Net Position (MWh)
MEAN | 187503.496 | 187957.0589 | 186808.2514 | 186795.3777 | 187582.711 | 187811.5667 | 187326.869 | 187634.1688 | 186722.7115 | 188486.2458 | 187409.3684 | 187590.0113 | 187648.1014 | 186952.2209 | 186931.2129 | 187521.8879 | 187531.0236 | 187969.1921 | 187629.4249 | 186712.8402
P5 | 181344.6409 | 181818.356 | 180316.0449 | 182173.3551 | 182146.523 | 181872.4063 | 182622.9795 | 183619.0581 | 180371.9848 | 182480.9318 | 182414.9579 | 182069.098 | 182020.2563 | 181596.2304 | 181369.984 | 181985.2132 | 182251.6887 | 183840.4852 | 180533.1438 | 181497.4568
P95 | 193251.9343 | 193252.6296 | 192596.56 | 191537.9016 | 192266.5835 | 193336.0002 | 193150.7156 | 192143.697 | 191736.378 | 193850.2795 | 192968.3577 | 192871.2971 | 192100.0988 | 192351.3443 | 193131.927 | 193087.1759 | 192570.5677 | 191947.6045 | 193483.5843 | 192571.8993
NETREVENUE - Net Revenue $
MEAN | 1790747.9854 | 2300348.112 | 2338314.286 | 2201248.9894 | 2097561.7241 | 1922452.7258 | 1731704.3017 | 1564108.6225 | 1369527.954 | 1385788.9482 | 1371098.3497 | 1371671.8281 | 1359160.5236 | 1359366.5934 | 1341404.5388 | 1349006.1654 | 1346970.9822 | 1337531.5858 | 1319829.3258 | 1301567.1163
P5 | 1164113.2085 | 1515739.1326 | 1476973.7393 | 1239094.9736 | 1273449.8915 | 1151447.941 | 957035.6018 | 967433.8767 | 785197.0235 | 919065.2914 | 817551.3019 | 815301.172 | 866343.2404 | 835214.6113 | 807820.8707 | 809409.0143 | 860918.4449 | 824615.0516 | 848636.8074 | 786076.4691
P95 | 2491063.5041 | 3133314.3495 | 3287975.5716 | 3235722.0055 | 3153260.2845 | 2682224.1165 | 2469259.9724 | 2474368.4685 | 2332758.4015 | 2083609.2318 | 2132595.4539 | 1950094.0952 | 2004871.9592 | 2175235.0187 | 1817800.4401 | 2024930.9426 | 1963154.2552 | 1930968.3006 | 1882661.1068 | 1844740.2275
IRP Thompson 2018
NETPOS - Net Position (MWh)
MEAN | 219863.3899 | 220321.3745 | 218611.8112 | 219200.9667 | 220069.2219 | 220146.3253 | 219585.4596 | 219916.8894 | 218590.4121 | 221069.3756 | 219805.8998 | 219712.8616 | 219893.7392 | 218686.5596 | 219302.0496 | 220145.1602 | 219981.9577 | 220264.7713 | 219810.6247 | 218515.8287
P5 | 202314.2947 | 203967.1453 | 199073.9283 | 203644.1048 | 205610.7411 | 204535.9124 | 204111.1001 | 206144.2101 | 201741.194 | 205615.9416 | 203721.0131 | 205859.2166 | 205154.1673 | 203303.1986 | 203554.8836 | 202849.6185 | 204956.4755 | 207573.9366 | 199670.1466 | 204819.6862
P95 | 235459.5602 | 235442.2399 | 236152.591 | 231403.6919 | 235100.289 | 234453.4369 | 237597.0323 | 234356.9508 | 233102.5838 | 235363.095 | 234126.5285 | 232228.1771 | 233594.7093 | 234209.7143 | 238004.1464 | 234818.236 | 233484.527 | 234406.5378 | 237034.7427 | 234347.386
NETREVENUE - Net Revenue $
MEAN | 1943750.9224 | 2563546.1869 | 2606980.4941 | 2455072.2809 | 2333527.2162 | 2117207.8804 | 1888958.3611 | 1692810.2708 | 1462211.351 | 1480788.1878 | 1449205.3878 | 1453654.0997 | 1437019.2872 | 1433401.8132 | 1413750.659 | 1420040.659 | 1418302.4931 | 1399542.382 | 1383039.7498 | 1335903.7751
P5 | 1226082.3547 | 1653540.4939 | 1620477.6299 | 1341462.169 | 1327431.2367 | 1196309.1076 | 1003370.1543 | 1015463.5899 | 785257.1286 | 936883.2278 | 842878.2157 | 752124.7565 | 877658.2862 | 834777.2076 | 810367.6061 | 786685.4341 | 874628.6537 | 852785.5239 | 844925.5406 | 763568.149
P95 | 2729017.0588 | 3538649.8082 | 3679759.4951 | 3615051.2938 | 3569129.8138 | 3042818.2301 | 2801367.937 | 2749835.7137 | 2545974.6178 | 2304986.3843 | 2283605.1576 | 2081942.4281 | 2189111.6501 | 2316623.1046 | 2066999.1345 | 2215806.1972 | 2145324.3316 | 2044571.9811 | 2035086.6113 | 1943473.8512
Hydro - Total
NETPOS - Net Position (MWh)
MEAN | 1081266.3807 | 1086094.2406 | 1084587.5789 | 1085978.9059 | 1089897.2861 | 1091427.4547 | 1089302.1534 | 1090275.8074 | 1084754.0222 | 1095580.8098 | 1089381.39 | 1090002.2032 | 1090208.1025 | 1085698.9182 | 1085673.7302 | 1090231.2026 | 1089695.416 | 1092407.0636 | 1090370.805 | 1084777.5904
P5 | 973179.7046 | 982688.3012 | 980463.3536 | 992289.0639 | 995523.296 | 985322.3014 | 990772.5534 | 999916.4324 | 971136.4196 | 1002771.5804 | 984692.5318 | 993335.3158 | 987611.4761 | 989927.9927 | 987084.8969 | 978015.0779 | 1002421.207 | 998548.1154 | 965503.8924 | 982054.4698
P95 | 1186217.0965 | 1177442.0041 | 1175110.5705 | 1177098.0882 | 1181321.3805 | 1190677.694 | 1200792.8796 | 1189857.9388 | 1173126.0111 | 1188288.2216 | 1195542.774 | 1179986.9207 | 1188657.1299 | 1182101.6253 | 1187603.2543 | 1183347.7181 | 1192070.3397 | 1194949.4311 | 1202158.6831 | 1182776.427
NETREVENUE - Net Revenue $
MEAN | 10075484.3093 | 13010811.9996 | 13319004.9427 | 12557224.0094 | 11947861.3284 | 10908790.3932 | 9796214.6758 | 8803422.4711 | 7679969.7822 | 7779544.9582 | 7665556.9799 | 7672240.9228 | 7597388.3294 | 7592797.2454 | 7491343.4876 | 7546077.4031 | 7527939.8435 | 7453379.5568 | 7362076.8993 | 7205266.1436
P5 | 6470715.8575 | 8391446.0051 | 8271600.0934 | 6844978.0447 | 6795154.5983 | 6223951.8321 | 5260903.1079 | 5590019.51 | 4327515.6488 | 5191261.0787 | 4482236.4499 | 4188591.7434 | 4855591.4469 | 4632884.3484 | 4397789.2033 | 4374201.447 | 4756794.757 | 4491435.9292 | 4714017.1023 | 4321003.0003
P95 | 13985444.1116 | 17765312.6804 | 18437164.0658 | 18593546.6497 | 17936731.2951 | 15538142.7269 | 14230224.1201 | 14204565.8811 | 13207741.348 | 12093069.6427 | 11907874.4815 | 10784287.112 | 11279559.95 | 12108741.8433 | 10593485.932 | 11394101.7487 | 11174129.1063 | 10982719.7275 | 10714820.8336 | 10417121.164
Load
NWE Load 2018 incl DSM and NEM main - with EPD
NETPOS - Net Position (MWh)
MEAN | -2444003.885 | -2440075.5536 | -2436170.0063 | -2439122.528 | -2468987.3777 | -2465969.6153 | -2483297.6921 | -2490180.7961 | -2489028.3446 | -2519515.404 | -2522466.7901 | -2535676.5628 | -2545681.407 | -2535039.8665 | -2559072.1313 | -2587570.4115 | -2600366.2259 | -2601468.0039 | -2640070.8706 | -2650661.0329
P5 | -2475819.07 | -2476619.455 | -2468524.945 | -2481587.8 | -2506395.805 | -2500491.83 | -2524625.485 | -2534425.46 | -2528264.42 | -2558095.38 | -2559192.75 | -2573304.175 | -2590871.625 | -2566916.785 | -2605014.865 | -2630035.68 | -2634503.975 | -2653206.765 | -2677936.525 | -2689622.125
P95 | -2413246.83 | -2406223.53 | -2406551.56 | -2402353.91 | -2436398.255 | -2436524.685 | -2449587.285 | -2450968.54 | -2457261.555 | -2483507.74 | -2490295.03 | -2502393.985 | -2509248.325 | -2494072.86 | -2518589.98 | -2545235.405 | -2563316.88 | -2563237.26 | -2600528.575 | -2615006.905
NETREVENUE - Net Revenue $
MEAN | -40662660.0649 | -46750932.1638 | -47703133.0413 | -48361664.669 | -50232607.661 | -47937071.5646 | -45848674.5704 | -43671874.2758 | -41280613.775 | -41944608.2064 | -42012199.3092 | -42230651.6459 | -42289038.4676 | -42220607.7591 | -42238785.7795 | -42995451.2295 | -43063642.9602 | -42838100.8892 | -43429482.4013 | -43529572.0287
P5 | -50167321.0028 | -58937275.6885 | -61050382.9357 | -62881772.3373 | -64783443.1257 | -58665985.3595 | -56631620.4556 | -57347209.5639 | -56020524.6078 | -52338245.5794 | -53799795.4012 | -51279432.7028 | -51503765.4808 | -54288488.1164 | -50412948.487 | -51694982.2255 | -52308910.8129 | -51143402.1223 | -51754652.0169 | -51760234.7587
P95 | -31963777.0441 | -36142703.5725 | -35701231.4686 | -34973025.5475 | -38366735.6117 | -37361535.8515 | -35049073.2144 | -35132379.9558 | -32701048.5487 | -34640039.924 | -33837654.3282 | -34208180.7829 | -35184862.4308 | -34305130.0015 | -33765965.909 | -35084292.7037 | -35511897.4435 | -34860740.5187 | -36001666.56 | -34893422.9283
Load - Total
NETPOS - Net Position (MWh)
MEAN | -2444003.885 | -2440075.5536 | -2436170.0063 | -2439122.528 | -2468987.3777 | -2465969.6153 | -2483297.6921 | -2490180.7961 | -2489028.3446 | -2519515.404 | -2522466.7901 | -2535676.5628 | -2545681.407 | -2535039.8665 | -2559072.1313 | -2587570.4115 | -2600366.2259 | -2601468.0039 | -2640070.8706 | -2650661.0329
P5 | -2475819.07 | -2476619.455 | -2468524.945 | -2481587.8 | -2506395.805 | -2500491.83 | -2524625.485 | -2534425.46 | -2528264.42 | -2558095.38 | -2559192.75 | -2573304.175 | -2590871.625 | -2566916.785 | -2605014.865 | -2630035.68 | -2634503.975 | -2653206.765 | -2677936.525 | -2689622.125
P95 | -2413246.83 | -2406223.53 | -2406551.56 | -2402353.91 | -2436398.255 | -2436524.685 | -2449587.285 | -2450968.54 | -2457261.555 | -2483507.74 | -2490295.03 | -2502393.985 | -2509248.325 | -2494072.86 | -2518589.98 | -2545235.405 | -2563316.88 | -2563237.26 | -2600528.575 | -2615006.905
NETREVENUE - Net Revenue $
MEAN | -40662660.0649 | -46750932.1638 | -47703133.0413 | -48361664.669 | -50232607.661 | -47937071.5646 | -45848674.5704 | -43671874.2758 | -41280613.775 | -41944608.2064 | -42012199.3092 | -42230651.6459 | -42289038.4676 | -42220607.7591 | -42238785.7795 | -42995451.2295 | -43063642.9602 | -42838100.8892 | -43429482.4013 | -43529572.0287
P5 | -50167321.0028 | -58937275.6885 | -61050382.9357 | -62881772.3373 | -64783443.1257 | -58665985.3595 | -56631620.4556 | -57347209.5639 | -56020524.6078 | -52338245.5794 | -53799795.4012 | -51279432.7028 | -51503765.4808 | -54288488.1164 | -50412948.487 | -51694982.2255 | -52308910.8129 | -51143402.1223 | -51754652.0169 | -51760234.7587
P95 | -31963777.0441 | -36142703.5725 | -35701231.4686 | -34973025.5475 | -38366735.6117 | -37361535.8515 | -35049073.2144 | -35132379.9558 | -32701048.5487 | -34640039.924 | -33837654.3282 | -34208180.7829 | -35184862.4308 | -34305130.0015 | -33765965.909 | -35084292.7037 | -35511897.4435 | -34860740.5187 | -36001666.56 | -34893422.9283
Physical Instrument
2018 Small QF - Aggregated Hydro Esc
NETPOS - Net Position (MWh)
MEAN | 42285.8826 | 42265.4199 | 41911.6185 | 42248.8615 | 42288.0334 | 32149.4219 | 19156.6102 | 19053.6806 | 18828.6831 | 19038.3123 | 19095.3443 | 19052.4913 | 19156.6102 | 2900.365
P5 | 42285.8826 | 42265.4199 | 41911.6185 | 42248.8615 | 42288.0334 | 32149.4219 | 19156.6102 | 19053.6806 | 18828.6831 | 19038.3123 | 19095.3443 | 19052.4913 | 19156.6102 | 2900.365
P95 | 42285.8826 | 42265.4199 | 41911.6185 | 42248.8615 | 42288.0334 | 32149.4219 | 19156.6102 | 19053.6806 | 18828.6831 | 19038.3123 | 19095.3443 | 19052.4913 | 19156.6102 | 2900.365
NETREVENUE - Net Revenue $
MEAN | -2570577.801 | -2479581.936 | -2447518.3288 | -2492863.1677 | -2526883.5337 | -1998075.4475 | -1206999.5758 | -1217576.9017 | -1222683.9969 | -1237246.7768 | -1241540.7848 | -1241512.5697 | -1248957.487 | -202971.42
P5 | -2700903.0878 | -2636281.7959 | -2619907.1629 | -2694364.9639 | -2690834.4539 | -2107495.0471 | -1262715.9879 | -1260484.5153 | -1263247.7104 | -1272441.6102 | -1283344.2355 | -1279495.1295 | -1285813.4002 | -206889.6799
P95 | -2426797.0165 | -2306789.3607 | -2248233.8313 | -2292480.669 | -2324747.4011 | -1896588.3948 | -1149538.6689 | -1154797.4211 | -1162240.3582 | -1186570.6686 | -1186141.6758 | -1193223.222 | -1203360.1779 | -197118.4262
2018 Small QF - Aggregated Hydro Fixed
NETPOS - Net Position (MWh)
MEAN | 3005.5614 | 2901.0948 | 2531.4131 | 2540.015 | 2541.9723 | 2544.5425 | 2547.8321 | 2546.1998 | 2531.4131 | 2547.277 | 2545.5216 | 2545.2159 | 2547.8321 | 2529.4752 | 2540.015 | 2444.2245 | 2356.9569 | 2358.4725 | 113.473
P5 | 3005.5614 | 2901.0948 | 2531.4131 | 2540.015 | 2541.9723 | 2544.5425 | 2547.8321 | 2546.1998 | 2531.4131 | 2547.277 | 2545.5216 | 2545.2159 | 2547.8321 | 2529.4752 | 2540.015 | 2444.2245 | 2356.9569 | 2358.4725 | 113.473
P95 | 3005.5614 | 2901.0948 | 2531.4131 | 2540.015 | 2541.9723 | 2544.5425 | 2547.8321 | 2546.1998 | 2531.4131 | 2547.277 | 2545.5216 | 2545.2159 | 2547.8321 | 2529.4752 | 2540.015 | 2444.2245 | 2356.9569 | 2358.4725 | 113.473
NETREVENUE - Net Revenue $
MEAN | -157064.0104 | -145062.0487 | -125908.4715 | -128047.4467 | -130117.1659 | -132363.5753 | -135118.9182 | -137397.6091 | -139067.3095 | -140295.8333 | -140182.9356 | -140015.2247 | -140417.9897 | -139366.7817 | -140360.8677 | -135179.0041 | -130467.3457 | -130664.0458 | -6886.329
P5 | -166216.5025 | -155801.3025 | -136382.8578 | -140178.7731 | -139910.4558 | -141108.0349 | -144137.0087 | -144083.8806 | -146159.5143 | -145766.214 | -146242.4 | -146148.1548 | -146175.4938 | -145430.1606 | -146538.4256 | -140915.7834 | -135649.5601 | -135870.4655 | -7549.9209
P95 | -146859.1457 | -133374.3121 | -113860.3664 | -116199.8259 | -118003.9536 | -123618.5312 | -126347.5612 | -126296.8709 | -127895.0981 | -132321.0284 | -131254.5094 | -132557.9632 | -132726.9894 | -130244.4494 | -134082.552 | -128714.8963 | -124062.9292 | -125091.238 | -5970.2855
2018 Small QF - Aggregated Hydro Index
NETPOS - Net Position (MWh)
MEAN | 576.3671 | 576.7627 | 573.1266 | 209.7873
P5 | 576.3671 | 576.7627 | 573.1266 | 209.7873
P95 | 576.3671 | 576.7627 | 573.1266 | 209.7873
NETREVENUE - Net Revenue $
MEAN | -5880.5027 | -5777.4776 | -5771.1371 | -1996.8891
P5 | -7520.3332 | -7824.2515 | -7993.0346 | -2996.3609
P95 | -4037.543 | -3530.4998 | -3198.4909 | -765.4907
2018 Small QF - Aggregated Wind Fixed
NETPOS - Net Position (MWh)
MEAN | 13117.2031 | 13101.2922 | 13072.5383 | 13034.103 | 13123.8658 | 13108.6284 | 8176.9863 | 2339.9749 | 2332.4948 | 2350.5312 | 2337.1002 | 2341.5604 | 2340.3501 | 2328.1365 | 2325.4481 | 2338.5313 | 2337.1002 | 2338.8218 | 2339.9749 | 2332.4948
P5 | 13117.2031 | 13101.2922 | 13072.5383 | 13034.103 | 13123.8658 | 13108.6284 | 8176.9863 | 2339.9749 | 2332.4948 | 2350.5312 | 2337.1002 | 2341.5604 | 2340.3501 | 2328.1365 | 2325.4481 | 2338.5313 | 2337.1002 | 2338.8218 | 2339.9749 | 2332.4948
P95 | 13117.2031 | 13101.2922 | 13072.5383 | 13034.103 | 13123.8658 | 13108.6284 | 8176.9863 | 2339.9749 | 2332.4948 | 2350.5312 | 2337.1002 | 2341.5604 | 2340.3501 | 2328.1365 | 2325.4481 | 2338.5313 | 2337.1002 | 2338.8218 | 2339.9749 | 2332.4948
NETREVENUE - Net Revenue $
MEAN | -544745.9856 | -505441.4753 | -500387.3027 | -508441.3893 | -519729.8761 | -531597.0413 | -356941.4646 | -98843.9714 | -100808.0733 | -101518.946 | -100900.304 | -101039.5104 | -100971.7094 | -100401.654 | -100375.1014 | -100825.7351 | -100774.9452 | -100910.2088 | -100989.8787 | -100682.5857
P5 | -590796.8272 | -562292.4068 | -567125.3991 | -579905.1336 | -581895.978 | -587968.9896 | -393701.7816 | -107163.2667 | -109435.4872 | -108180.592 | -108850.4307 | -108956.7375 | -108409.4395 | -108145.4346 | -108151.94 | -108582.4497 | -107776.0033 | -108143.0821 | -107754.2888 | -108732.4571
P95 | -494255.828 | -441808.2573 | -425191.6684 | -429641.7362 | -443211.0947 | -475085.6669 | -323139.6879 | -85347.757 | -85699.6474 | -91814.3892 | -89659.6925 | -92125.0129 | -91577.3475 | -89078.0465 | -92882.7565 | -91792.9132 | -92453.0057 | -92757.1658 | -92458.692 | -93324.8927
2018 Small QF - Aggregated Wind Index
NETPOS - Net Position (MWh)
MEAN | 4596.2179 | 4612.8058 | 4579.4642 | 4604.2814 | 4606.1022 | 4594.1555 | 4617.699 | 4614.8682 | 4579.4642 | 4622.1473 | 4606.9523 | 4596.2179 | 4617.699 | 4573.731 | 4604.2814 | 4606.1022 | 4606.9523 | 4615.6366 | 4614.8682 | 4579.4642
P5 | 4596.2179 | 4612.8058 | 4579.4642 | 4604.2814 | 4606.1022 | 4594.1555 | 4617.699 | 4614.8682 | 4579.4642 | 4622.1473 | 4606.9523 | 4596.2179 | 4617.699 | 4573.731 | 4604.2814 | 4606.1022 | 4606.9523 | 4615.6366 | 4614.8682 | 4579.4642
P95 | 4596.2179 | 4612.8058 | 4579.4642 | 4604.2814 | 4606.1022 | 4594.1555 | 4617.699 | 4614.8682 | 4579.4642 | 4622.1473 | 4606.9523 | 4596.2179 | 4617.699 | 4573.731 | 4604.2814 | 4606.1022 | 4606.9523 | 4615.6366 | 4614.8682 | 4579.4642
NETREVENUE - Net Revenue $
MEAN | -241544.1933 | -232335.0681 | -229336.5437 | -234051.2303 | -237099.4454 | -241000.2848 | -246671.3236 | -250868.009 | -253500.6708 | -255984.4496 | -255374.2828 | -255053.5863 | -256421.6494 | -254047.1725 | -256310.3698 | -259787.8583 | -263545.2169 | -267970.6063 | -271721.4022 | -273389.9462
P5 | -256691.7746 | -250760.1514 | -249757.7682 | -257138.2176 | -256762.0862 | -258040.1712 | -264532.6396 | -264753.1275 | -267607.7482 | -267102.0079 | -267675.0826 | -267040.8573 | -267821.0704 | -266509.953 | -268658.3297 | -271982.0596 | -274912.77 | -279174.5721 | -282061.0512 | -286086.2763
P95 | -224763.1752 | -212456.0548 | -205421.7767 | -209807.9307 | -213149.9759 | -223952.6696 | -229830.3434 | -228726.3681 | -230995.6997 | -239617.1737 | -237506.6322 | -241197.713 | -241260.3748 | -235449.3592 | -244892.4976 | -245946.4575 | -250089.6182 | -255263.7931 | -258286.6515 | -261275.688
Physical Instrument - Total
NETPOS - Net Position (MWh)
MEAN | 63581.2321 | 63457.3753 | 62668.1606 | 62637.0482 | 62559.9736 | 52396.7482 | 34499.1276 | 28554.7235 | 28272.0552 | 28558.2677 | 28584.9185 | 28535.4855 | 28662.4914 | 12331.7077 | 9469.7445 | 9388.858 | 9301.0094 | 9312.9309 | 7068.3161 | 6911.9589
P5 | 63581.2321 | 63457.3753 | 62668.1606 | 62637.0482 | 62559.9736 | 52396.7482 | 34499.1276 | 28554.7235 | 28272.0552 | 28558.2677 | 28584.9185 | 28535.4855 | 28662.4914 | 12331.7077 | 9469.7445 | 9388.858 | 9301.0094 | 9312.9309 | 7068.3161 | 6911.9589
P95 | 63581.2321 | 63457.3753 | 62668.1606 | 62637.0482 | 62559.9736 | 52396.7482 | 34499.1276 | 28554.7235 | 28272.0552 | 28558.2677 | 28584.9185 | 28535.4855 | 28662.4914 | 12331.7077 | 9469.7445 | 9388.858 | 9301.0094 | 9312.9309 | 7068.3161 | 6911.9589
NETREVENUE - Net Revenue $
MEAN | -3519812.4931 | -3368198.0058 | -3308921.7839 | -3365400.1231 | -3413830.0211 | -2903036.3489 | -1945731.2822 | -1704686.4912 | -1716060.0504 | -1735046.0057 | -1737998.3072 | -1737620.891 | -1746768.8355 | -696787.0283 | -497046.3388 | -495792.5975 | -494787.5077 | -499544.861 | -379597.6098 | -374072.5319
P5 | -3720735.2657 | -3612828.2284 | -3582903.5253 | -3670552.3878 | -3669513.7726 | -3087728.426 | -2064987.4499 | -1775311.8167 | -1786620.3083 | -1795639.8608 | -1803083.9407 | -1799473.27 | -1806812.3675 | -727122.0043 | -523474.615 | -521480.2927 | -518552.1766 | -523517.5288 | -397430.7234 | -394942.5608
P95 | -3296282.0747 | -3103126.8109 | -2992746.8909 | -3048788.3295 | -3095546.8082 | -2723547.8651 | -1830251.8758 | -1597527.0552 | -1607670.7436 | -1650493.3484 | -1645536.9042 | -1662142.2315 | -1670024.2018 | -651373.1497 | -471924.5483 | -466151.7876 | -466780.6761 | -473001.4696 | -356190.127 | -354646.1588
Transmission Line
NETREVENUE - Net Revenue $
MEAN | -4270431.7182 | -2458573.3183 | -2526383.4983 | -1721811.7398 | -1018462.8364 | -1053618.0054 | -1852543.9757 | -2056680.668 | -2867363.193 | -3082196.7107 | -4291724.3304 | -4464073.8038 | -4611711.6926 | -4733810.0151 | -5028760.7463 | -5697650.0341 | -6855259.8806 | -7206188.8075 | -7947166.0571 | -8614894.9748
P5 | -5418549.8262 | -3364489.7962 | -3592205.7032 | -2484962.7531 | -1421374.4955 | -1538193.7942 | -2486695.0238 | -2672970.5253 | -3590508.4301 | -3863939.8031 | -5309629.7101 | -5470091.6474 | -5746359.0168 | -5908872.5747 | -6020134.9204 | -6732060.1169 | -8200148.1548 | -8434956.0019 | -9469397.6253 | -10235722.861
P95 | -3298283.2232 | -1640771.5867 | -1542037.4132 | -1208153.0513 | -617545.8153 | -641365.7356 | -1276204.8767 | -1368907.9108 | -2116473.0765 | -2379138.5219 | -3366873.8755 | -3563149.8041 | -3626393.2005 | -3827416.6669 | -3964513.0116 | -4766123.1744 | -5768525.2628 | -6056446.793 | -6685671.7078 | -7282674.5384
Wind Asset
IRP 2018 71 Ranch Wind
NETPOS - Net Position (MWh)
MEAN | 4950.395 | 4947.8239 | 4922.6209 | 4886.7561 | 4904.7132 | 4964.9544 | 4918.0774 | 4920.6824 | 4924.5656 | 4976.1618 | 4931.2482 | 4913.1189 | 4933.8104 | 4936.4468 | 4913.8922 | 4919.3146 | 4918.3049 | 4939.3365 | 4912.055 | 4917.133
P5 | 4558.2693 | 4563.2284 | 4562.91 | 4540.9216 | 4555.0934 | 4602.6852 | 4587.6857 | 4560.6443 | 4612.0425 | 4607.0644 | 4510.9402 | 4562.1297 | 4529.0485 | 4567.8184 | 4568.3127 | 4573.2636 | 4527.6596 | 4639.2422 | 4535.2647 | 4536.5999
P95 | 5348.6138 | 5257.6516 | 5240.1147 | 5208.8472 | 5309.7032 | 5336.6107 | 5251.2877 | 5251.646 | 5246.4469 | 5305.9266 | 5284.1815 | 5402.8546 | 5355.3523 | 5244.7113 | 5247.9203 | 5299.6356 | 5338.2857 | 5300.2253 | 5283.1911 | 5308.9172
NETREVENUE - Net Revenue $
MEAN | -215909.3724 | -200919.0714 | -198354.4798 | -201223.121 | -204054.2716 | -211719.2894 | -214239.5796 | -218784.7549 | -223647.3646 | -225773.203 | -223647.5771 | -223167.5012 | -224334.0628 | -223588.4638 | -223094.2062 | -223127.1368 | -223159.4583 | -224706.0849 | -223520.7752 | -223281.9282
P5 | -240860.3795 | -229987.6034 | -229509.1286 | -232315.3143 | -237390.6315 | -246065.2466 | -243288.7624 | -248830.2161 | -250526.2771 | -254437.2582 | -246936.3238 | -256818.1064 | -252535.5845 | -246151.0657 | -248162.8645 | -249415.8051 | -246913.5293 | -245570.6405 | -243760.4873 | -247927.3656
P95 | -192830.2512 | -174387.9653 | -167997.0886 | -165862.257 | -170855.6538 | -179563.5224 | -182774.5622 | -188522.6506 | -190576.0433 | -202062.9126 | -194553.8144 | -194946.1297 | -196398.8506 | -197318.6253 | -200155.0775 | -199892.0529 | -195640.9264 | -200757.2639 | -194858.8538 | -204012.8678
IRP 2018 Big Timber Wind
NETPOS - Net Position (MWh)
MEAN | 36798.0814 | 36767.5575 | 36629.941 | 36409.6338 | 36615.4993 | 36717.0875 | 36669.4211 | 36548.1668 | 36654.3326 | 36912.7159 | 36404.4295 | 36667.6806 | 36669.1307 | 36617.9268 | 36520.6176 | 36517.934 | 36487.7738 | 36757.6431 | 36717.242 | 36534.7713
P5 | 33618.7087 | 34064.6592 | 33896.1283 | 33316.1534 | 33351.1346 | 33939.4386 | 33394.1803 | 33753.136 | 33885.8368 | 33342.6426 | 33746.5204 | 33422.1767 | 33464.6908 | 33153.4878 | 33647.8478 | 33222.1748 | 33436.0043 | 33651.32 | 33752.6844 | 33488.2322
P95 | 40058.3339 | 39331.8838 | 39707.395 | 39187.2006 | 39820.0298 | 39972.8301 | 39350.2829 | 39928.3297 | 40036.152 | 40398.9663 | 39192.4058 | 39821.3054 | 40070.7805 | 40091.058 | 39723.2161 | 39549.1971 | 39963.8739 | 39679.5686 | 39417.5978 | 40093.1394
NETREVENUE - Net Revenue $
MEAN | -1300517.5288 | -1194014.3033 | -1180547.9788 | -1200890.0611 | -1224229.3974 | -1266081.3154 | -1298993.2069 | -1328637.0263 | -1366894.3358 | -1372923.0106 | -1355754.6163 | -1365395.9806 | -1365875.5235 | -1361780.5771 | -1365032.278 | -1361718.5253 | -1362114.3876 | -1374627.5923 | -1373745.1645 | -1367912.3086
P5 | -1488154.0015 | -1416884.2936 | -1383986.152 | -1446224.8741 | -1425200.1165 | -1510322.755 | -1516801.7622 | -1496804.2444 | -1579332.8589 | -1528738.7296 | -1511389.4272 | -1520692.5399 | -1525241.7213 | -1556507.0973 | -1530117.3431 | -1519958.3615 | -1535524.4146 | -1534929.7185 | -1531826.6576 | -1551413.187
P95 | -1127187.3156 | -995866.6464 | -947269.8038 | -966383.6681 | -985606.5118 | -1071386.0724 | -1081041.6143 | -1167622.8297 | -1089687.5358 | -1153438.1185 | -1177440.0166 | -1158733.1307 | -1164360.8294 | -1167399.9987 | -1203889.2376 | -1174764.8758 | -1180927.5112 | -1205627.3086 | -1218408.1099 | -1193101.7831
IRP 2018 Crazy Mountain
NETPOS - Net Position (MWh)
MEAN |  | 105796.6117 | 104900.1798 | 104629.5897 | 105415.551 | 105760.9236 | 105842.3901 | 105814.3802 | 105016.1489 | 106553.508 | 105277.8688 | 105094.1911 | 105392.3495 | 105294.9071 | 104919.0901 | 105562.0159 | 104915.4506 | 105720.5696 | 105636.4163 | 105389.2424
P5 |  | 98768.8396 | 95131.0026 | 94651.2359 | 97382.0355 | 95178.1907 | 97359.5762 | 94966.296 | 94060.4319 | 97583.2516 | 93784.5106 | 94326.857 | 95429.3091 | 96205.2658 | 94920.1577 | 96199.0277 | 95349.3126 | 96094.3241 | 95744.0209 | 97819.1024
P95 |  | 114824.8614 | 114413.2194 | 113902.0161 | 116654.7839 | 113961.3889 | 116362.2328 | 116784.2726 | 116309.0298 | 117483.0382 | 116659.3759 | 114062.8488 | 113547.3666 | 114895.9041 | 114790.5119 | 116842.573 | 114766.2679 | 116243.18 | 118394.4045 | 113281.5826
NETREVENUE - Net Revenue $
MEAN |  | -2517817.5022 | -2450204.7067 | -2539571.1392 | -2603343.424 | -2710737.1974 | -2818186.2233 | -2911095.6278 | -2996337.9259 | -3021260.7286 | -2976124.9851 | -2976016.6279 | -2994877.6741 | -2980747.5594 | -2981462.9242 | -2990983.619 | -2974584.791 | -3005855.4026 | -3002201.5142 | -2993703.9996
P5 |  | -3087717.9574 | -3059145.2298 | -3156269.9576 | -3144447.9028 | -3392947.5361 | -3335230.3954 | -3450651.4625 | -3581577.1907 | -3542046.4873 | -3586596.8682 | -3414130.7056 | -3493533.7907 | -3485589.6432 | -3422656.1429 | -3462800.5373 | -3478030.6109 | -3559496.9638 | -3509099.1483 | -3439429.507
P95 |  | -1929045.9018 | -1795702.3624 | -1942256.2178 | -1980072.7456 | -2088797.3947 | -2262398.4529 | -2332847.05 | -2267574.4143 | -2494157.0236 | -2446321.4155 | -2419038.6399 | -2430683.5186 | -2545854.4996 | -2462974.9285 | -2507537.7204 | -2416382.4668 | -2512852.9266 | -2492808.926 | -2523940.8329
IRP 2018 DA Wind
NETPOS - Net Position (MWh)
MEAN | 4950.395 | 4947.8239 | 4922.6209 | 4886.7561 | 4904.7132 | 4964.9544 | 4918.0774 | 4920.6824 | 4924.5656 | 4976.1618 | 4931.2482 | 4913.1189 | 4933.8104 | 4936.4468 | 4913.8922 | 4919.3146 | 4918.3049 | 4939.3365 | 4912.055 | 4917.133
P5 | 4558.2693 | 4563.2284 | 4562.91 | 4540.9216 | 4555.0934 | 4602.6852 | 4587.6857 | 4560.6443 | 4612.0425 | 4607.0644 | 4510.9402 | 4562.1297 | 4529.0485 | 4567.8184 | 4568.3127 | 4573.2636 | 4527.6596 | 4639.2422 | 4535.2647 | 4536.5999
P95 | 5348.6138 | 5257.6516 | 5240.1147 | 5208.8472 | 5309.7032 | 5336.6107 | 5251.2877 | 5251.646 | 5246.4469 | 5305.9266 | 5284.1815 | 5402.8546 | 5355.3523 | 5244.7113 | 5247.9203 | 5299.6356 | 5338.2857 | 5300.2253 | 5283.1911 | 5308.9172
NETREVENUE - Net Revenue $
MEAN | -215909.3724 | -200919.0714 | -198354.4798 | -201223.121 | -204054.2716 | -211719.2894 | -214239.5796 | -218784.7549 | -223647.3646 | -225773.203 | -223647.5771 | -223167.5012 | -224334.0628 | -223588.4638 | -223094.2062 | -223127.1368 | -223159.4583 | -224706.0849 | -223520.7752 | -223281.9282
P5 | -240860.3795 | -229987.6034 | -229509.1286 | -232315.3143 | -237390.6315 | -246065.2466 | -243288.7624 | -248830.2161 | -250526.2771 | -254437.2582 | -246936.3238 | -256818.1064 | -252535.5845 | -246151.0657 | -248162.8645 | -249415.8051 | -246913.5293 | -245570.6405 | -243760.4873 | -247927.3656
P95 | -192830.2512 | -174387.9653 | -167997.0886 | -165862.257 | -170855.6538 | -179563.5224 | -182774.5622 | -188522.6506 | -190576.0433 | -202062.9126 | -194553.8144 | -194946.1297 | -196398.8506 | -197318.6253 | -200155.0775 | -199892.0529 | -195640.9264 | -200757.2639 | -194858.8538 | -204012.8678
IRP 2018 Fairfield
NETPOS - Net Position (MWh)
MEAN | 13073.5062 | 13079.8976 | 12967.2624 | 12918.9089 | 13033.8348 | 13051.6085 | 13011.4417 | 12964.583 | 12993.1433 | 13189.8455 | 12961.1649 | 13035.775 | 13010.2274 | 13016.5348 | 12951.6033
P5 | 11676.6018 | 11816.9461 | 11588.55 | 11745.6016 | 11603.3277 | 11807.3595 | 11711.7825 | 11626.64 | 11673.2029 | 11875.7434 | 11613.3495 | 11599.8315 | 11532.4637 | 11395.9924 | 11787.3601
P95 | 14424.3417 | 14252.3112 | 14188.8306 | 14123.2182 | 14373.3871 | 14431.1578 | 14261.1462 | 14160.9463 | 14350.3352 | 14643.4331 | 14255.4657 | 14336.053 | 14511.1974 | 14381.3098 | 14214.8344
NETREVENUE - Net Revenue $
MEAN | -682848.6757 | -643863.3738 | -635112.075 | -641470.1748 | -654438.2279 | -668648.8306 | -678713.7464 | -688033.1567 | -702453.9765 | -711296.9776 | -698707.4532 | -702687.9459 | -701944.8927 | -701141.5039 | -699808.6018
P5 | -771775.4581 | -741677.522 | -743412.2577 | -728227.8701 | -751069.2589 | -765892.0095 | -765796.2357 | -771479.5739 | -796710.8664 | -783493.0189 | -787594.6619 | -790851.6824 | -801002.2808 | -789358.9069 | -786154.4352
P95 | -598444.2069 | -553470.535 | -538948.1884 | -557322.7153 | -547442.9968 | -577629.7849 | -584698.2148 | -600338.2397 | -587413.7212 | -617875.9898 | -624145.8699 | -597373.5211 | -614950.1568 | -598923.257 | -613374.5476
IRP 2018 Gordon Butte
NETPOS - Net Position (MWh)
MEAN | 17262.0569 | 17252.7027 | 17148.8284 | 17109.0065 | 17208.1689 | 17232.6768 | 17210.706 | 17158.9008 | 17196.9192 | 17365.3645 | 17121.6597 | 17219.2942 | 17201.0951 | 17197.2804 | 17118.4084 | 17157.3665 | 17125.7606 | 5208.7503
P5 | 15669.0781 | 16002.8957 | 15824.9586 | 15769.5022 | 15830.8188 | 16019.8957 | 15868.3799 | 15764.1291 | 15845.1719 | 16002.6693 | 15698.8433 | 15700.501 | 15767.2228 | 15785.7466 | 15912.9434 | 15676.7464 | 15803.8311 | 4566.2437
P95 | 18774.5797 | 18579.7346 | 18346.3124 | 18292.7805 | 18513.6934 | 18463.7946 | 18534.4422 | 18539.1682 | 18526.5766 | 18743.191 | 18448.5677 | 18770.8325 | 18687.2606 | 18395.4696 | 18216.7524 | 18331.838 | 18326.2199 | 5843.8483
NETREVENUE - Net Revenue $
MEAN | -1009809.9076 | -957444.819 | -947587.9105 | -958875.824 | -972638.5594 | -991628.0639 | -1006376.5012 | -1018507.6021 | -1037838.0835 | -1046399.088 | -1031533.2994 | -1036509.788 | -1036714.9556 | -1034982.7299 | -1033181.1647 | -1033713.2812 | -1031883.0191 | -302264.2888
P5 | -1126731.3554 | -1075731.4428 | -1070940.4945 | -1069809.8251 | -1090961.7587 | -1114271.6624 | -1130498.634 | -1119797.9717 | -1159471.19 | -1147904.8347 | -1135012.0012 | -1131590.1381 | -1147948.595 | -1144070.3021 | -1130632.9232 | -1129637.0287 | -1131611.7991 | -346363.8697
P95 | -912874.4999 | -838094.7442 | -820190.0638 | -852146.7645 | -838026.0882 | -877611.4688 | -881440.4311 | -924895.1103 | -891078.0956 | -928358.9497 | -923501.1597 | -907981.8748 | -921381.9001 | -924912.701 | -933312.4903 | -930047.2574 | -935130.2186 | -250681.5077
IRP 2018 Greenfield
NETPOS - Net Position (MWh)
MEAN | 34972.4324 | 34867.1826 | 34894.2814 | 34777.2644 | 35040.3026 | 34761.9337 | 34897.8656 | 34816.2126 | 34941.4675 | 35118.0995 | 34706.5804 | 34865.7413 | 34890.1154 | 34850.2507 | 34828.5218 | 34900.144 | 34801.0126 | 34967.6954 | 35015.274 | 34849.6133
P5 | 32034.4723 | 32309.3138 | 31513.384 | 31885.7874 | 31868.2121 | 31804.4077 | 31712.2393 | 31555.9379 | 31902.9255 | 32303.8846 | 31616.4426 | 31435.1148 | 31459.7754 | 31353.0992 | 32212.1255 | 31902.2446 | 32047.466 | 31873.0889 | 31601.1521 | 31976.4925
P95 | 38320.6027 | 37394.3454 | 38021.4007 | 37881.4399 | 38390.6809 | 37862.5943 | 37679.9798 | 38024.2919 | 38367.8671 | 38237.321 | 37717.7489 | 37492.2606 | 38109.5838 | 37986.9172 | 37201.863 | 37889.7664 | 38345.6655 | 37831.6082 | 38038.4984 | 38118.2039
NETREVENUE - Net Revenue $
MEAN | -1529991.9031 | -1420076.1816 | -1413359.3329 | -1431681.7771 | -1463504.9412 | -1487480.8357 | -1525270.2955 | -1553423.4697 | -1593281.2972 | -1599459.2851 | -1580857.2402 | -1586748.2571 | -1590011.1128 | -1584342.1024 | -1589712.0379 | -1590817.0134 | -1586978.1863 | -1595797.7063 | -1598036.4013 | -1592090.1091
P5 | -1732646.3135 | -1628090.4062 | -1625984.8414 | -1646647.2384 | -1681409.887 | -1711975.6125 | -1752333.6466 | -1770676.2515 | -1844198.5541 | -1782762.2127 | -1741254.9461 | -1770868.6989 | -1776248.4606 | -1798505.7541 | -1748565.4667 | -1763865.415 | -1788709.6563 | -1791256.5001 | -1785073.4329 | -1786550.8778
P95 | -1330615.3424 | -1207067.8336 | -1194461.8803 | -1187204.0547 | -1209775.7742 | -1261759.3301 | -1310577.031 | -1355011.803 | -1294088.088 | -1367055.0703 | -1395094.8696 | -1360086.6122 | -1360977.1868 | -1393566.7181 | -1432398.9784 | -1393016.4805 | -1426665.7824 | -1397122.0243 | -1447883.1747 | -1440543.5394
IRP 2018 Judith Gap
NETPOS - Net Position (MWh)
MEAN | 196830.5494 | 196573.776 | 195747.7193 | 195125.8532 | 196353.0226 | 196045.7687 | 195851.2396 | 195111.0103
P5 | 175392.3612 | 181877.6091 | 176837.2007 | 179213.0703 | 179878.2919 | 177939.4287 | 179813.0455 | 179333.0835
P95 | 216839.0844 | 210381.367 | 211335.4922 | 214661.6878 | 215610.0725 | 215969.901 | 212836.6371 | 213263.7449
NETREVENUE - Net Revenue $
MEAN | -2231354.3628 | -1642847.4479 | -1583059.7555 | -1732849.2788 | -1830874.621 | -2026139.2675 | -2209568.4237 | -2374172.6607
P5 | -3000416.5327 | -2661449.0451 | -2610576.6629 | -2901095.8634 | -2868019.4842 | -3001400.4978 | -3199771.4701 | -3154428.0326
P95 | -1471688.3407 | -632099.8497 | -329717.2339 | -570405.7971 | -672310.4975 | -1093299.6828 | -1315461.0625 | -1447249.9144
IRP 2018 Musselshell 1
NETPOS - Net Position (MWh)
MEAN | 10630.7646 | 10649.9964 | 10543.2072 | 10483.9477 | 10589.388 | 10626.8136 | 10549.0239 | 10509.0316 | 10551.7037 | 10753.5475 | 10528.9103 | 10591.7523 | 10558.7862 | 10620.4311 | 10521.7511 | 10561.3012 | 10538.5312 | 3427.0219
P5 | 9452.1011 | 9656.4419 | 9291.4568 | 9415.138 | 9444.4135 | 9494.2692 | 9535.6856 | 9384.5164 | 9496.821 | 9664.3558 | 9576.7101 | 9409.1123 | 9315.8855 | 9361.1788 | 9583.1671 | 9288.5811 | 9420.9642 | 2843.434
P95 | 11831.1398 | 11785.8947 | 11615.1925 | 11731.593 | 11740.703 | 11917.8741 | 11604.0866 | 11730.29 | 11756.7761 | 11964.3144 | 11754.4179 | 11680.4202 | 11890.8065 | 11716.0014 | 11373.5137 | 11776.6776 | 11583.5867 | 4041.8357
NETREVENUE - Net Revenue $
MEAN | -625232.8555 | -594093.7968 | -585343.3584 | -589518.2468 | -601035.3527 | -613601.1574 | -619227.3506 | -626394.3698 | -639451.4302 | -649910.0381 | -636146.5182 | -639724.4075 | -638534.6552 | -640925.37 | -637262.513 | -638567.067 | -637259.8566 | -199626.6972
P5 | -709520.2821 | -671259.2729 | -670487.5295 | -667210.8152 | -684034.1689 | -708832.7319 | -693785.2455 | -703582.695 | -727356.416 | -729676.3931 | -716980.3266 | -710033.5923 | -726123.7119 | -715755.3614 | -711629.7606 | -719432.0741 | -716579.4671 | -234653.7395
P95 | -552963.8202 | -508912.3686 | -495904.563 | -507446.4188 | -506390.4809 | -525779.3612 | -526128.7779 | -560557.9917 | -557747.5782 | -554137.9491 | -560910.3404 | -553079.4533 | -553693.8253 | -553713.705 | -582828.8759 | -553542.1708 | -568856.7742 | -160554.0336
IRP 2018 Musselshell 2
NETPOS - Net Position (MWh)
MEAN | 12733.7511 | 12695.9165 | 12628.776 | 12576.8982 | 12692.0807 | 12665.4966 | 12649.6702 | 12610.445 | 12642.1521 | 12803.1467 | 12618.8267 | 12686.5061 | 12655.0157 | 12653.4589 | 12606.3304 | 12655.0257 | 12629.573 | 3896.8489
P5 | 11368.173 | 11598.4384 | 11156.1888 | 11394.5152 | 11419.2032 | 11366.6614 | 11493.8254 | 11383.4391 | 11509.0176 | 11717.4526 | 11444.8801 | 11475.5393 | 11261.3263 | 11271.364 | 11652.2242 | 11246.1208 | 11446.0098 | 3296.7739
P95 | 14050.2632 | 13933.3819 | 13790.2317 | 13874.7704 | 13996.5911 | 14167.6492 | 13854.4381 | 14013.5693 | 13914.6712 | 14086.7744 | 13881.8805 | 13866.3347 | 14101.6733 | 13794.9346 | 13617.7768 | 13931.6621 | 13692.3337 | 4553.1272
NETREVENUE - Net Revenue $
MEAN | -749825.959 | -709008.376 | -701894.1251 | -707968.0924 | -721408.7577 | -732485.144 | -743577.7326 | -752594.4331 | -767309.8489 | -775379.2168 | -763808.5485 | -767517.8305 | -766867.9024 | -765407.583 | -764828.9327 | -766755.251 | -765304.4538 | -227453.6076
P5 | -851069.6618 | -794523.8722 | -791754.2524 | -799400.0411 | -817823.1071 | -837905.3294 | -837127.2741 | -838325.2202 | -867735.2586 | -859569.1335 | -853001.5129 | -846243.7147 | -865957.7738 | -847823.3827 | -850077.2372 | -853647.0017 | -844503.8516 | -263358.6896
P95 | -662874.7092 | -613614.6687 | -599535.9588 | -610496.5768 | -613609.8224 | -628223.332 | -629578.0062 | -674747.2114 | -676352.9076 | -667294.927 | -676820.6482 | -666116.1522 | -669689.5393 | -664414.7638 | -701241.1817 | -669484.5936 | -690918.1727 | -186305.6329
IRP 2018 Oversight Wind
NETPOS - Net Position (MWh)
MEAN | 4950.395 | 4947.8239 | 4922.6209 | 4886.7561 | 4904.7132 | 4964.9544 | 4918.0774 | 4920.6824 | 4924.5656 | 4976.1618 | 4931.2482 | 4913.1189 | 4933.8104 | 4936.4468 | 4913.8922 | 4919.3146 | 4918.3049 | 4939.3365 | 4912.055 | 4917.133
P5 | 4558.2693 | 4563.2284 | 4562.91 | 4540.9216 | 4555.0934 | 4602.6852 | 4587.6857 | 4560.6443 | 4612.0425 | 4607.0644 | 4510.9402 | 4562.1297 | 4529.0485 | 4567.8184 | 4568.3127 | 4573.2636 | 4527.6596 | 4639.2422 | 4535.2647 | 4536.5999
P95 | 5348.6138 | 5257.6516 | 5240.1147 | 5208.8472 | 5309.7032 | 5336.6107 | 5251.2877 | 5251.646 | 5246.4469 | 5305.9266 | 5284.1815 | 5402.8546 | 5355.3523 | 5244.7113 | 5247.9203 | 5299.6356 | 5338.2857 | 5300.2253 | 5283.1911 | 5308.9172
NETREVENUE - Net Revenue $
MEAN | -215909.3724 | -200919.0714 | -198354.4798 | -201223.121 | -204054.2716 | -211719.2894 | -214239.5796 | -218784.7549 | -223647.3646 | -225773.203 | -223647.5771 | -223167.5012 | -224334.0628 | -223588.4638 | -223094.2062 | -223127.1368 | -223159.4583 | -224706.0849 | -223520.7752 | -223281.9282
P5 | -240860.3795 | -229987.6034 | -229509.1286 | -232315.3143 | -237390.6315 | -246065.2466 | -243288.7624 | -248830.2161 | -250526.2771 | -254437.2582 | -246936.3238 | -256818.1064 | -252535.5845 | -246151.0657 | -248162.8645 | -249415.8051 | -246913.5293 | -245570.6405 | -243760.4873 | -247927.3656
P95 | -192830.2512 | -174387.9653 | -167997.0886 | -165862.257 | -170855.6538 | -179563.5224 | -182774.5622 | -188522.6506 | -190576.0433 | -202062.9126 | -194553.8144 | -194946.1297 | -196398.8506 | -197318.6253 | -200155.0775 | -199892.0529 | -195640.9264 | -200757.2639 | -194858.8538 | -204012.8678
IRP 2018 South Peak Wind 80 MW
NETPOS - Net Position (MWh)
MEAN | 19298.522 | 129000.9698 | 128442.356 | 127622.9114 | 128893.2176 | 128919.6386 | 128432.6236 | 128119.672 | 128611.9198 | 130167.8836 | 127926.2673 | 128599.7231 | 128474.8483 | 128979.6452 | 127771.9007 | 109062.4434
P5 | 15531.6149 | 118971.3189 | 116202.4988 | 117170.5888 | 120001.9654 | 119196.4188 | 119076.0329 | 117691.134 | 118546.2044 | 119906.9604 | 118354.3987 | 117489.8295 | 117268.9898 | 116656.0956 | 118402.6344 | 96327.1664
P95 | 22409.4282 | 138869.0803 | 139049.7763 | 138526.6712 | 140770.5444 | 140011.0554 | 138874.3033 | 139421.7358 | 139099.0151 | 140736.0214 | 137896.6045 | 138822.7748 | 139253.8496 | 138979.362 | 137684.1503 | 119750.3927
NETREVENUE - Net Revenue $
MEAN | -121736.3924 | -1098492.3574 | -1061927.8935 | -1158613.7852 | -1228692.5083 | -1354816.6187 | -1473524.3182 | -1584157.8876 | -1714683.9822 | -1721185.2559 | -1689260.2978 | -1688553.6098 | -1696784.9162 | -1688868.7701 | -1696163.7965 | -1566598.5693
P5 | -218572.1299 | -1756286.8057 | -1756635.1195 | -1941200.0975 | -1899128.3008 | -2058005.8206 | -2145494.091 | -2088998.3206 | -2242053.0117 | -2209035.405 | -2167050.2102 | -2161459.8432 | -2142342.0254 | -2171654.8506 | -2180040.0763 | -1963004.7837
P95 | -21159.331 | -428437.7283 | -243345.4998 | -385698.243 | -475099.6069 | -710580.4716 | -860085.3914 | -983893.1895 | -796619.7683 | -1215967.6891 | -1000272.5537 | -1052608.7099 | -1117878.9674 | -993971.0971 | -1276023.7259 | -1164845.1063
IRP 2018 Spion Kop
NETPOS - Net Position (MWh)
MEAN | 57023.5085 | 56871.7943 | 56600.7363 | 56367.5581 | 56811.5315 | 56795.2876 | 56742.5143 | 56561.8407 | 56674.7468 | 57387.1285 | 56483.8614 | 56841.102 | 56737.79 | 56658.457 | 56498.2291 | 56659.2782 | 56523.1747 | 56846.7713 | 56872.3257 | 56541.4309
P5 | 50694.7191 | 52221.7873 | 50791.3694 | 51555.6697 | 51966.1964 | 51476.7202 | 51639.2294 | 50643.1307 | 51868.6295 | 52335.4206 | 51598.9908 | 51547.1802 | 51056.2584 | 50380.1117 | 52035.6097 | 50512.315 | 51249.8178 | 51790.3345 | 51729.1499 | 51632.9838
P95 | 62567.8728 | 61951.6965 | 61441.6931 | 62211.8443 | 62001.1434 | 62915.754 | 61545.5689 | 62515.9322 | 61452.2815 | 63467.3985 | 61353.215 | 61423.34 | 62669.9413 | 61384.3558 | 60782.9753 | 62470.8749 | 61377.7461 | 61845.9986 | 61313.1974 | 62470.149
NETREVENUE - Net Revenue $
MEAN | 612175.0406 | 780896.9669 | 792227.2819 | 747030.4648 | 722067.215 | 663864.7386 | 611064.9762 | 558256.3101 | 503472.5745 | 516872.6829 | 510645.9581 | 516009.082 | 510740.5221 | 515603.5436 | 504854.3168 | 510933.8459 | 509711.9913 | 508937.5402 | 508355.9459 | 504170.4084
P5 | 373108.3779 | 505699.4737 | 485529.2985 | 422950.2516 | 427462.6136 | 421448.9595 | 352823.7115 | 341014.5979 | 319298.8732 | 335509.5107 | 314590.3209 | 295375.5394 | 341374.1091 | 320259.1225 | 320080.8865 | 320784.276 | 332877.6308 | 341288.0615 | 346477.7141 | 309796.8153
P95 | 821479.6327 | 1079792.3749 | 1142576.6983 | 1127931.2651 | 1104314.4455 | 929871.504 | 851915.3001 | 885940.5549 | 845489.48 | 775110.9441 | 795221.4693 | 710849.827 | 735603.5893 | 853387.2347 | 723767.5167 | 743010.4176 | 734355.3048 | 728947.6895 | 732969.2147 | 738800.1251
IRP 2018 Stillwater Wind
NETPOS - Net Position (MWh)
MEAN | 123818.6135 | 123522.0486 | 123796.9478 | 122887.2311 | 123865.983 | 124281.2988 | 123925.5593 | 123608.5632 | 123230.7651 | 124915.7564 | 123911.9455 | 124215.5824 | 123689.3976 | 123484.5558 | 123103.0339 | 124144.1562 | 123929.6712 | 124310.9697 | 123692.4848 | 123855.5789
P5 | 111398.4856 | 112768.0202 | 111190.6722 | 111935.3277 | 110813.7605 | 112638.8656 | 111157.832 | 110812.9844 | 112847.5302 | 113589.5184 | 111718.5927 | 114554.2075 | 109804.106 | 112030.797 | 112533.2917 | 112685.8751 | 111041.3043 | 112046.8424 | 113127.1639 | 112144.2507
P95 | 135699.7127 | 134503.8501 | 134657.8424 | 136274.546 | 136228.0607 | 135228.7047 | 135366.9452 | 137214.5618 | 136294.0218 | 136746.7875 | 133144.9445 | 134718.7218 | 137410.9854 | 135293.5767 | 133990.3661 | 137058.3326 | 133906.2095 | 133831.764 | 136062.5639 | 135585.7197
NETREVENUE - Net Revenue $
MEAN | -3371024.8516 | -3004473.1374 | -2965738.0168 | -3045111.1953 | -3130687.9344 | -3264627.0826 | -3369158.9741 | -3483497.5811 | -3593816.1857 | -3617369.8851 | -3590011.37 | -3613618.1355 | -3595592.4952 | -3586273.2819 | -3585217.7305 | -3606272.8363 | -3613842.1746 | -3627603.9722 | -3620015.0122 | -3621354.3828
P5 | -3915469.1616 | -3692267.354 | -3666533.4147 | -3909399.1431 | -3820461.9297 | -3992219.733 | -3913654.8844 | -4067963.0094 | -4205762.1964 | -4165400.606 | -4188881.7612 | -4134906.1103 | -4187676.6063 | -4129085.5485 | -4116526.1884 | -4146279.4504 | -4223876.1439 | -4238602.8839 | -4128175.2116 | -4239754.514
P95 | -2751132.2362 | -2338880.608 | -2183938.0156 | -2442669.3552 | -2346881.5218 | -2653807.5072 | -2700339.5941 | -2870465.5042 | -2983738.3098 | -3015415.1984 | -2955331.0485 | -3039627.1559 | -3058762.3409 | -2898914.2461 | -2957223.0949 | -3131341.2943 | -3065546.5762 | -2992628.3443 | -3095611.996 | -3069157.5782
IRP 2018 Two Dot Wind
NETPOS - Net Position (MWh)
MEAN | 13258.9771 | 13272.3695 | 13152.4709 | 13123.7231 | 13214.1583 | 13235.2413 | 13205.8141 | 13160.2477 | 13192.1233 | 13354.8358 | 13140.1415 | 13233.6867 | 13207.1782 | 13203.7113 | 13165.9204 | 13183.2677 | 13168.8033 | 13249.2877 | 13257.6555 | 13149.2768
P5 | 11707.1131 | 11922.7665 | 11662.1987 | 11635.3586 | 11977.3988 | 11942.2221 | 11816.4171 | 11756.4138 | 11873.7457 | 12021.6168 | 11795.4909 | 11836.6662 | 11765.7377 | 11743.6924 | 11971.4808 | 11720.1195 | 11895.8753 | 11767.5303 | 11810.7938 | 12015.089
P95 | 14704.6592 | 14572.6248 | 14511.8797 | 14532.1462 | 14688.5697 | 14723.6433 | 14466.3145 | 14719.3047 | 14526.3055 | 14656.9835 | 14470.5048 | 14615.5278 | 14860.7511 | 14498.1688 | 14376.2109 | 14602.5657 | 14651.4495 | 14548.4944 | 14532.1016 | 14641.5831
NETREVENUE - Net Revenue $
MEAN | 139579.4838 | 176438.259 | 177902.3746 | 168999.6561 | 163318.1338 | 150430.1043 | 137582.89 | 125134.6421 | 112833.7004 | 115575.6915 | 114419.6152 | 115558.7203 | 114215.8707 | 115495.9301 | 112303.0837 | 114174.1488 | 113669.1275 | 113790.0086 | 113383.2323 | 112315.6958
P5 | 83537.3623 | 111943.1426 | 109970.0246 | 96873.3761 | 94353.8672 | 97499.1609 | 74967.188 | 75465.1069 | 71576.6963 | 75465.6903 | 69320.016 | 66781.7526 | 76623.0874 | 67756.5723 | 68315.0739 | 70384.5828 | 72399.5125 | 76287.1169 | 76398.7967 | 67993.0585
P95 | 189470.4212 | 246595.862 | 258740.0848 | 253818.123 | 249760.297 | 213852.2524 | 194569.2996 | 201028.3456 | 189269.83 | 175334.59 | 171354.7602 | 163311.7409 | 172053.7245 | 192469.9424 | 158707.2264 | 166576.4386 | 167586.1933 | 163733.7939 | 167512.5319 | 168331.0257
IRP_2018 Black Eagle Solar
NETPOS - Net Position (MWh)
MEAN | 1017.1605 | 1056.4444 | 1004.1249 | 1028.2 | 1029.1918 | 1030.6745 | 1035.5178 | 1026.4393 | 1018.5569 | 1039.4766 | 1023.92 | 1008.2179 | 1033.3788 | 1013.2983 | 1015.5887 | 1026.4704 | 1017.556 | 1029.2687 | 1016.4969 | 1005.1507
P5 | 538.4799 | 495.7383 | 494.1108 | 542.669 | 516.8781 | 495.3681 | 539.5307 | 483.3236 | 563.1026 | 556.2309 | 526.3593 | 508.0401 | 468.6661 | 526.3095 | 465.8316 | 537.3812 | 484.1399 | 548.2202 | 530.2124 | 553.0602
P95 | 1555.5427 | 1633.6542 | 1567.62 | 1683.6241 | 1599.1391 | 1654.0351 | 1606.5586 | 1550.2172 | 1625.8294 | 1630.8778 | 1627.9629 | 1609.8574 | 1676.5613 | 1617.2337 | 1596.6189 | 1636.5267 | 1614.9113 | 1608.3819 | 1569.7038 | 1569.1019
NETREVENUE - Net Revenue $
MEAN | -52465.896 | -55182.1001 | -51487.3394 | -53146.0038 | -53313.2519 | -54173.1758 | -55509.0888 | -55767.0914 | -55744.7712 | -56910.7541 | -55842.2455 | -54925.2608 | -56483.5047 | -55146.7386 | -55664.1929 | -56081.2427 | -55727.8528 | -56707.8827 | -55935.8418 | -54992.6672
P5 | -83620.8465 | -85793.2769 | -81122.7045 | -86656.2123 | -84825.9842 | -84689.8017 | -84249.437 | -86394.8745 | -87591.2742 | -90317.2193 | -88341.2755 | -88210.0317 | -90287.3693 | -89237.3515 | -87793.5641 | -89020.3042 | -88251.861 | -86647.0115 | -86642.1424 | -87507.5385
P95 | -26561.4309 | -25894.1485 | -25676.8623 | -26460.8491 | -24566.5295 | -25867.1817 | -27021.6811 | -27150.5796 | -31086.2741 | -27144.7583 | -28280.4071 | -25774.7398 | -26427.2393 | -27476.42 | -24514.1204 | -29142.5977 | -25078.0867 | -29467.9884 | -27422.1288 | -27423.2739
IRP_2018 Energy of Utah MTSUN
NETPOS - Net Position (MWh)
MEAN | 1130.1139 | 32512.6893 | 31839.8533 | 32261.1348 | 32285.3019 | 32393.1403 | 32443.1102 | 32473.4863 | 31607.9268 | 32401.0371 | 32230.486 | 32454.5568 | 32440.219 | 31622.6276 | 32402.088 | 31230.6743
P5 | 719.792 | 12594.7723 | 11921.7237 | 12668.3897 | 12787.8159 | 11968.7295 | 11696.1303 | 12000.7951 | 13230.1173 | 12122.4238 | 11730.1919 | 13156.16 | 12139.1472 | 12561.7769 | 11732.4816 | 12024.5452
P95 | 1773.8283 | 51787.1285 | 50509.8106 | 51435.4798 | 51209.4109 | 51186.9121 | 50759.5116 | 51965.6743 | 50118.5434 | 50936.6111 | 51392.378 | 51180.6066 | 51825.2896 | 49915.3709 | 52072.2977 | 50386.4128
NETREVENUE - Net Revenue $
MEAN | -5094.6886 | -386851.5328 | -347490.9602 | -360284.1901 | -366495.6493 | -393664.9309 | -429344.7809 | -459236.1482 | -457258.9569 | -462970.5332 | -455716.7792 | -461658.0323 | -464712.4545 | -441719.5253 | -467701.5014 | -455907.0292
P5 | -13254.1409 | -720904.3526 | -627738.7987 | -666303.6697 | -640178.7684 | -720646.1149 | -768168.8166 | -846699.9678 | -779356.5503 | -788697.6501 | -792974.1396 | -781192.3052 | -758867.5322 | -819285.8277 | -831929.5635 | -797314.0123
P95 | 1745.9242 | -120537.8898 | -95900.0089 | -136295.6113 | -134544.3975 | -93743.3457 | -157174.5178 | -127085.694 | -184057.5315 | -148903.6137 | -144057.9312 | -128375.5216 | -138757.4695 | -161625.073 | -152651.4412 | -174974.3085
IRP_2018 Great Divide Solar
NETPOS - Net Position (MWh)
MEAN | 1189.3888 | 1215.8257 | 1180.3167 | 1198.0359 | 1192.7161 | 1191.2931 | 1207.6291 | 1202.5966 | 1172.366 | 1198.3464 | 1187.4584 | 1184.9773 | 1200.9584 | 1168.1279 | 1199.505 | 1190.8469 | 1192.8332 | 1191.9452 | 1199.7043 | 1166.0776
P5 | 415.3305 | 433.418 | 372.4205 | 434.1513 | 452.0065 | 373.8991 | 427.873 | 412.1943 | 394.8089 | 430.7449 | 439.7345 | 440.5726 | 455.2274 | 416.6631 | 436.8905 | 452.2069 | 441.2924 | 463.1757 | 454.3657 | 376.4773
P95 | 1823.7962 | 1860.6793 | 1791.8782 | 1784.0965 | 1839.3236 | 1796.4573 | 1808.8427 | 1864.7408 | 1751.2877 | 1816.592 | 1791.6594 | 1799.569 | 1820.4234 | 1743.9686 | 1806.6102 | 1790.82 | 1799.2625 | 1810.0779 | 1801.0617 | 1786.4725
NETREVENUE - Net Revenue $
MEAN | -61653.5381 | -63605.6551 | -60554.4294 | -61729.9432 | -61747.9044 | -62756.3348 | -64769.8097 | -65661.3113 | -64291.6623 | -65819.6798 | -65005.3345 | -64824.2959 | -65826.3183 | -63701.1546 | -65937.9027 | -65061.1288 | -65710.7797 | -65960.5542 | -66454.7221 | -64331.3143
P5 | -93331.9341 | -97912.4021 | -93150.2401 | -94869.3944 | -93655.2673 | -96530.8022 | -96835.3292 | -100803.6458 | -95761.1637 | -99188.4453 | -98382.1239 | -97024.2039 | -96882.6149 | -95636.9083 | -100549.5065 | -97775.2752 | -101871.2246 | -100352.9999 | -98797.8744 | -99297.6815
P95 | -20455.1795 | -21273.6365 | -18856.4551 | -23925.8557 | -25034.3763 | -19996.9292 | -24161.925 | -21501.881 | -22250.395 | -23683.1843 | -25986.4365 | -22927.9333 | -24529.1162 | -22999.4737 | -25027.1582 | -24675.5617 | -23741.8077 | -25887.8567 | -23570.8266 | -21471.0267
IRP_2018 Green Meadow Solar
NETPOS - Net Position (MWh)
MEAN | 1135.163 | 1141.392 | 1118.9721 | 1140.6501 | 1131.3738 | 1133.7641 | 1139.6622 | 1136.3775 | 1110.5004 | 1141.6768 | 1125.6142 | 1133.8276 | 1141.2376 | 1115.0929 | 1135.5891 | 1131.3273 | 1123.5081 | 1143.1083 | 1137.4772 | 1109.7703
P5 | 493.5523 | 477.0401 | 429.4043 | 503.3573 | 528.203 | 483.5779 | 496.8079 | 479.9006 | 488.5298 | 454.5774 | 461.772 | 538.7102 | 486.8252 | 465.4316 | 480.2736 | 523.5873 | 442.6015 | 485.4672 | 517.47 | 444.8166
P95 | 1957.7568 | 1938.8487 | 1881.4466 | 1832.0354 | 1927.6315 | 1873.3979 | 1842.6835 | 1890.2187 | 1859.973 | 1890.1732 | 1863.4933 | 1844.4626 | 1908.713 | 1870.6648 | 1945.4267 | 1882.8411 | 1905.7223 | 1894.5014 | 1887.5732 | 1879.1723
NETREVENUE - Net Revenue $
MEAN | -59061.8348 | -60200.647 | -57828.375 | -59589.6375 | -59541.6476 | -60618.8913 | -62230.2427 | -63119.4271 | -62022.3001 | -63792.0604 | -62736.5792 | -63313.6844 | -63893.8178 | -62126.7903 | -63592.1345 | -63199.0342 | -63104.5859 | -64470.7202 | -64167.6763 | -62450.4634
P5 | -99281.9709 | -103694.0843 | -99035.6465 | -98283.0008 | -99585.632 | -101508.7325 | -105129.4944 | -106553.3746 | -103475.6596 | -109888.556 | -105007.5969 | -105196.8256 | -108715.4868 | -105718.9302 | -111467.3745 | -105689.7529 | -108679.8766 | -106920.0661 | -107541.873 | -107640.8046
P95 | -23024.7139 | -24599.3929 | -22625.4978 | -26048.2923 | -25741.6639 | -25162.7719 | -26534.2627 | -25219.8485 | -26159.1024 | -25112.9649 | -26177.7965 | -28213.6362 | -26133.8173 | -24947.4444 | -26019.2433 | -30390.2131 | -23551.5622 | -26659.5976 | -28000.6569 | -23634.7425
IRP_2018 Magpie Solar
NETPOS - Net Position (MWh)
MEAN | 1146.2447 | 1150.5279 | 1125.5477 | 1151.5085 | 1147.8843 | 1142.3333 | 1144.1867 | 1141.5094 | 1124.3887 | 1145.1851 | 1139.8579 | 1142.5544 | 1150.9747 | 1111.7255 | 1154.7713 | 1149.261 | 1150.2217 | 1148.2095 | 1140.7389 | 1112.0374
P5 | 514.1154 | 466.0756 | 426.378 | 447.8319 | 482.1912 | 443.3545 | 427.9723 | 492.2005 | 466.9505 | 465.7616 | 428.1705 | 487.258 | 390.6768 | 484.1235 | 475.6762 | 450.2994 | 443.0241 | 496.7266 | 484.2536 | 455.4123
P95 | 1806.1792 | 1820.2447 | 1763.5111 | 1816.029 | 1836.4018 | 1792.0552 | 1773.473 | 1806.4781 | 1797.8772 | 1792.5368 | 1823.6465 | 1793.0817 | 1837.8327 | 1752.2374 | 1846.4919 | 1787.1772 | 1829.0267 | 1824.6435 | 1771.9638 | 1767.0381
NETREVENUE - Net Revenue $
MEAN | -59270.4306 | -60472.7408 | -58163.3613 | -59837.3202 | -60111.713 | -60783.6982 | -62165.3064 | -62972.9814 | -62503.1804 | -63499.6904 | -63032.5304 | -63321.8232 | -63961.2509 | -61440.2812 | -64298.611 | -63726.5458 | -64133.5385 | -64361.5116 | -63906.6047 | -62091.627
P5 | -94431.5329 | -98115.428 | -96824.2393 | -93904.8341 | -94752.2182 | -98490.5609 | -100342.4971 | -101980.4746 | -101535.5678 | -100993.0528 | -100483.5345 | -101407.2517 | -105055.9607 | -100647.9914 | -106759.1965 | -101121.2291 | -105936.9088 | -103984.2645 | -103356.5664 | -103234.0486
P95 | -26273.7603 | -24379.8425 | -23287.7212 | -23138.7009 | -25576.0298 | -21415.3052 | -22300.2324 | -26614.7588 | -24329.6779 | -24922.5747 | -23252.5434 | -26050.0968 | -21447.5608 | -24891.1125 | -25805.8656 | -24145.9986 | -22064.2586 | -25420.1831 | -26794.9936 | -24556.6905
IRP_2018 River Bend Solar
NETPOS - Net Position (MWh)
MEAN | 652.5065 | 672.6146 | 639.0379 | 657.4812 | 665.4992 | 656.9057 | 664.7827 | 656.188 | 640.3678 | 663.7979 | 655.9269 | 655.8175 | 664.1093 | 648.2386 | 667.5595 | 660.1231 | 650.6556 | 659.8907 | 661.6463 | 635.3836
P5 | 320.3513 | 291.6117 | 331.8807 | 298.2107 | 350.7433 | 301.2842 | 285.3093 | 321.3229 | 317.3209 | 316.6402 | 332.2409 | 320.7801 | 347.1442 | 316.1665 | 326.4494 | 326.7254 | 296.6579 | 336.1746 | 348.9076 | 296.311
P95 | 977.1796 | 1023.7841 | 940.6919 | 975.4874 | 999.2902 | 1004.8196 | 1007.5554 | 995.6158 | 946.3354 | 1003.6775 | 989.4692 | 974.3022 | 985.2085 | 960.3321 | 1000.2907 | 978.8666 | 969.2666 | 985.3559 | 972.3092 | 958.7792
NETREVENUE - Net Revenue $
MEAN | -33291.8816 | -35130.7993 | -32649.1417 | -33793.6875 | -34392.4873 | -34417.9938 | -35624.4595 | -35755.8081 | -35046.7936 | -36358.7851 | -35746.9669 | -35743.2447 | -36340.0201 | -35272.3407 | -36598.3013 | -36053.4291 | -35643.4897 | -36376.9389 | -36583.7602 | -34917.1381
P5 | -50852.1772 | -53609.2777 | -49294.6268 | -49217.3169 | -52005.6419 | -52008.5676 | -54047.313 | -53949.1794 | -52759.6144 | -55620.9876 | -53213.6452 | -52938.9848 | -52656.4472 | -52637.1706 | -56029.6792 | -54121.5062 | -54168.1508 | -53949.5292 | -53795.9159 | -52931.202
P95 | -15888.0844 | -15326.5992 | -16148.7794 | -15446.9503 | -17608.5409 | -14246.1619 | -14609.3194 | -17388.7041 | -17520.6434 | -16722.4622 | -18627.2591 | -17145.9691 | -19170.0695 | -16765.1559 | -17482.9628 | -17558.3344 | -15258.4473 | -16794.3171 | -18433.8682 | -15812.9082
IRP_2018 South Mills Solar
NETPOS - Net Position (MWh)
MEAN | 1007.9819 | 1021.6026 | 975.6705 | 1004.5178 | 1001.5106 | 1006.3299 | 1016.3759 | 1015.4603 | 981.0173 | 1006.3419 | 992.5226 | 1008.671 | 1004.5362 | 987.6617 | 997.4904 | 999.5294 | 994.7323 | 1003.0352 | 1015.3734 | 976.1221
P5 | 442.8412 | 380.0104 | 395.1268 | 425.2491 | 425.2565 | 396.9287 | 385.2515 | 370.5469 | 408.5973 | 374.3479 | 429.4941 | 432.4705 | 420.3202 | 402.2888 | 434.4507 | 413.5188 | 365.9863 | 395.929 | 448.4351 | 399.7992
P95 | 1653.615 | 1658.5146 | 1594.7979 | 1626.8519 | 1613.4987 | 1670.9485 | 1695.7824 | 1669.2573 | 1618.5132 | 1626.6437 | 1651.5314 | 1628.0131 | 1631.6514 | 1603.09 | 1640.9246 | 1632.5206 | 1632.1486 | 1649.8859 | 1649.0897 | 1610.5692
NETREVENUE - Net Revenue $
MEAN | -51277.8403 | -52885.4282 | -49407.0051 | -51102.5322 | -51150.3416 | -52201.2498 | -53849.0511 | -54507.1276 | -52938.9471 | -54171.565 | -53166.4721 | -54185.6326 | -54029.7797 | -52784.1471 | -53711.2602 | -53658.356 | -53630.9433 | -54229.3171 | -54980.9106 | -52641.3371
P5 | -87304.0395 | -87022.7564 | -84317.6 | -83606.8493 | -84845.8949 | -87079.2492 | -93960.1618 | -92577.7241 | -88951.033 | -88431.318 | -89710.2035 | -90503.5394 | -88322.2333 | -88019.6164 | -89074.9516 | -90519.461 | -90389.0774 | -89771.7047 | -90686.2276 | -89137.593
P95 | -21300.7491 | -19407.863 | -18857.0865 | -20989.8423 | -21060.7791 | -17844.9752 | -18705.883 | -19179.9549 | -21444.9124 | -19890.4089 | -22152.9016 | -22213.2509 | -22492.0207 | -20901.1666 | -22190.0721 | -21510.21 | -17536.4223 | -20823.2454 | -22902.3369 | -20300.5059
Wind Asset - Total
NETPOS - Net Position (MWh)
MEAN | 557830.5073 | 803965.3914 | 800104.0921 | 797134.3229 | 802900.3556 | 803543.0797 | 802393.7665 | 800397.1585 | 604134.2427 | 612046.1791 | 604231.1869 | 606379.0139 | 605922.7791 | 605053.272 | 603319.6754 | 572549.109 | 431004.1726 | 405379.0251 | 392099.0002 | 391075.8541
P5 | 508851.2288 | 750623.26 | 730209.1686 | 743170.1355 | 748547.013 | 756451.624 | 746723.9084 | 734296.0818 | 561792.7551 | 565185.1134 | 561716.9492 | 559305.8788 | 562883.7179 | 560809.6137 | 562473.8634 | 523690.2136 | 402118.3303 | 371924.9579 | 366018.9586 | 367926.5877
P95 | 599883.272 | 860901.8022 | 859469.5645 | 852996.452 | 870263.7123 | 868608.992 | 862920.4004 | 866235.3461 | 655853.944 | 662735.7791 | 654432.7298 | 658499.2778 | 659100.5672 | 655170.9685 | 648528.9044 | 625237.9314 | 459750.2884 | 434173.3085 | 420630.3738 | 418541.9105
NETREVENUE - Net Revenue $
MEAN | -11840432.1393 | -14141882.1869 | -13807289.5482 | -14373672.1315 | -14844384.1852 | -15655724.8132 | -16400160.3843 | -17090497.0225 | -15256509.4967 | -15363577.7884 | -15159328.3944 | -15212679.2579 | -15240497.0693 | -15156326.3729 | -15212299.1014 | -14393386.3439 | -12356015.3151 | -10726726.8979 | -9984850.7551 | -9959845.0277
P5 | -14072497.1482 | -18219566.8518 | -18163548.417 | -19220467.9635 | -18882142.2432 | -19791762.3578 | -20363891.8602 | -20460304.7354 | -18351315.6204 | -18029471.0629 | -17545634.6216 | -17507424.7155 | -17584387.4647 | -17729116.931 | -17922442.4088 | -16557327.7667 | -14283684.308 | -12448938.4449 | -11367908.1294 | -11483686.8491
P95 | -9718642.4797 | -9963150.9679 | -8889904.2259 | -9824393.4525 | -10119301.6061 | -11701135.4082 | -12510569.4618 | -13275623.4255 | -11408008.3818 | -12718186.0773 | -12254251.7884 | -12274936.2678 | -12693707.8353 | -12219876.4961 | -12841601.6001 | -12329720.1447 | -10344790.9995 | -9049136.5365 | -8604889.4494 | -8506968.8374
Total
Total - Total
Total - Total - Total
CAPACITYFACTOR - Net Generation Capacity Factor
MEAN | 0.4075 | 0.45108 | 0.44293 | 0.42212 | 0.38513 | 0.3241 | 0.25148 | 0.2249 | 0.20675 | 0.20254 | 0.17034 | 0.16167 | 0.15895 | 0.156 | 0.15208 | 0.15185 | 0.14998 | 0.14408 | 0.13821 | 0.13154
P5 | 0.3706 | 0.39884 | 0.38396 | 0.36201 | 0.32814 | 0.26371 | 0.19363 | 0.18015 | 0.16591 | 0.17232 | 0.1378 | 0.13064 | 0.1277 | 0.12153 | 0.1205 | 0.11904 | 0.12099 | 0.11958 | 0.1169 | 0.10665
P95 | 0.44046 | 0.49473 | 0.4879 | 0.47378 | 0.44691 | 0.37469 | 0.30535 | 0.28296 | 0.26526 | 0.24422 | 0.21547 | 0.19764 | 0.19462 | 0.19323 | 0.18757 | 0.18107 | 0.18002 | 0.17097 | 0.16249 | 0.15721
CO2EMISSIONS - CO2 Emissions
MEAN | 254343.0374 | 353641.085 | 341937.8352 | 339309.9522 | 413995.795 | 456163.3066 | 441534.7279 | 386276.1022 | 337144.7393 | 341987.6131 | 363226.2558 | 353682.5872 | 349949.2374 | 342040.7728 | 329417.1455 | 336365.5666 | 333391.6847 | 315983.8382 | 313587.4548 | 293591.2598
P5 | 173866.7035 | 236213.9603 | 215018.1465 | 203503.425 | 260581.9088 | 280857.4493 | 251174.6018 | 238371.014 | 192461.2872 | 233247.5853 | 244263.4245 | 248454.9587 | 239829.2638 | 211593.208 | 206917.1597 | 215781.4493 | 229852.0372 | 220014.7915 | 231735.3985 | 188800.982
P95 | 321867.8734 | 451252.305 | 447279.2392 | 459455.7137 | 575189.246 | 598252.6412 | 614039.884 | 574962.9888 | 534983.3245 | 482739.0437 | 510284.6435 | 490239.593 | 489905.5042 | 479173.4473 | 456496.3935 | 434162.4448 | 443886.0545 | 415784.8468 | 405595.1553 | 395196.5442
FUELCONSUMED - Fuel Consumed
MEAN | 5383357.3106 | 6316420.0963 | 6337089.4851 | 6674178.7802 | 7917352.841 | 8902441.3379 | 8530872.8809 | 7779866.2373 | 7170008.8384 | 7067381.1831 | 7338599.6949 | 7383998.5676 | 7214451.1033 | 7110588.714 | 7093632.6893 | 7009093.9729 | 6949047.4074 | 6870489.7013 | 6654153.3092 | 6362773.8333
P5 | 4599686.347 | 5091198.9267 | 5051286.4805 | 5334791.7909 | 6247099.3901 | 6910634.4321 | 6272632.705 | 5982203.1021 | 5479382.7262 | 5813224.1609 | 5987885.9976 | 6085495.355 | 5923206.1823 | 5659123.0945 | 5734195.2428 | 5625705.5941 | 5676351.159 | 5794835.172 | 5697583.8731 | 5228485.112
P95 | 6079018.4122 | 7230546.331 | 7343037.309 | 7936196.4594 | 9712605.7978 | 10604081.4847 | 10648176.0266 | 10060701.2112 | 9526127.802 | 8798172.1448 | 9087704.9423 | 8936913.1507 | 8749165.9394 | 8613416.3822 | 8647082.6093 | 8283607.5801 | 8233851.4149 | 8025591.2794 | 7693056.6504 | 7494552.8711
FUELCOST - Fuel Cost
MEAN | 5499559.0287 | 6273294.1661 | 6592603.8632 | 8377167.9738 | 10337309.5399 | 12362846.1414 | 12509400.9288 | 11617125.3461 | 10743265.7895 | 10772819.2816 | 11575669.7725 | 11768789.9674 | 11836455.6452 | 11944220.3766 | 12016785.7912 | 12222037.7984 | 12315035.2215 | 12302089.1381 | 12243153.6068 | 11892141.3612
P5 | 4487348.4515 | 4800540.465 | 5008582.7431 | 5879293.0111 | 7036559.5832 | 8012089.3842 | 7476204.1079 | 7702838.5264 | 6957925.2437 | 7933057.732 | 8126160.5061 | 8611892.9793 | 8664453.3428 | 8111838.5724 | 8302882.3746 | 8441200.577 | 8960642.59 | 9190789.3187 | 9438398.0387 | 8562351.837
P95 | 6548808.9943 | 7588336.8807 | 8026663.0771 | 11156603.8323 | 14576186.9465 | 16624602.4322 | 17944712.2675 | 19062602.2794 | 17545069.6432 | 15302298.2825 | 16566662.1816 | 16395953.878 | 16308069.1012 | 17514049.8267 | 16724803.405 | 16062315.8507 | 16666134.7601 | 16082728.8848 | 15702477.6969 | 15418522.5246
NETPOS - Net Position (MWh)
MEAN | 3785.9579 | 263642.2437 | 261346.0332 | 316050.359 | 457805.7031 | 509463.042 | 376085.0583 | 276196.7082 | 5700.7724 | -15215.2529 | -192350.1556 | -199844.0787 | -222824.5232 | -247903.1009 | -280157.3752 | -344852.4508 | -498678.7041 | -540390.4295 | -614811.0992 | -666565.3573
P5 | -128940.2851 | 129046.2192 | 109165.1651 | 143366.2424 | 217198.5144 | 278749.4629 | 130931.1351 | 85148.9199 | -195176.4313 | -162945.4456 | -368305.5483 | -365720.2344 | -378421.0201 | -411138.063 | -433165.3036 | -500352.2863 | -650074.0883 | -728583.6881 | -755395.4368 | -813028.7025
P95 | 128849.0734 | 381140.943 | 427551.5651 | 501096.2822 | 655326.4489 | 740739.9723 | 633421.2279 | 566646.5 | 248692.0597 | 164387.2747 | 1856.3547 | -33172.2723 | -43919.9631 | -51214.6508 | -125704.2191 | -173953.1394 | -345412.9506 | -399354.9173 | -484777.4994 | -525259.9654
NETREVENUE - Net Revenue $
MEAN | -207149496.4436 | -206950305.4118 | -205392169.7118 | -208269936.323 | -211692959.8186 | -206438999.9383 | -200149326.1053 | -201578409.0216 | -199445886.0227 | -201153482.4504 | -180471802.0586 | -181436887.558 | -181736499.9868 | -180301011.0785 | -181323580.9432 | -182169207.8177 | -181743972.1417 | -180236236.2178 | -179542203.9148 | -180419669.8212
P5 | -209580853.7933 | -208965456.6451 | -207552141.8759 | -210817456.9448 | -213935758.6582 | -209005977.1623 | -202462882.9915 | -203974582.4157 | -201286757.7559 | -202938479.396 | -182512187.2038 | -183684537.6838 | -183815284.0435 | -182860164.9855 | -183603891.0787 | -185224808.7685 | -184946390.626 | -183362655.0405 | -183329990.615 | -184403472.7613
P95 | -204915500.1029 | -204862480.2538 | -202899580.1325 | -205582984.5772 | -208710162.072 | -203655543.2075 | -197457102.7974 | -199284891.0657 | -197792749.0748 | -199101245.3202 | -178348330.314 | -179350805.275 | -179378179.4526 | -178465107.0637 | -179361858.7328 | -179981368.1467 | -179288485.5453 | -177621598.6309 | -175705278.1314 | -176914679.3831
STARTS - Number Starts
MEAN | 2267.5 | 2631.87 | 2500.14 | 3495.29 | 3892.52 | 4902.76 | 6141.74 | 5670.07 | 4635.34 | 4860.1 | 5022.15 | 4725.27 | 4951.07 | 4936.72 | 4586.05 | 4704.26 | 4644.78 | 4251.47 | 4343.41 | 4040.22
P5 | 2102.5 | 2328.5 | 2257 | 3216 | 3292.5 | 4012 | 5100.5 | 4462.5 | 3590.5 | 4043 | 4029.5 | 3795 | 4160.5 | 3900 | 3558.5 | 3608.5 | 3874 | 3337 | 3618.5 | 3188.5
P95 | 2422 | 2794 | 2637 | 3724.5 | 4527.5 | 5628.5 | 7195 | 6787.5 | 5611 | 5678 | 6189 | 5679.5 | 5930 | 5873.5 | 5851 | 5680 | 5480 | 4945 | 5155.5 | 4878.5
VOMCOSTS - VOM Costs
MEAN | 1636139.3758 | 1920755.2985 | 1949120.7202 | 1815764.7635 | 1819890.6016 | 1915884.0219 | 1930787.7571 | 1818667.4215 | 1777975.7768 | 1800723.9549 | 1885349.4738 | 1932339.5239 | 1913838.8614 | 1920734.2088 | 1969056.8868 | 1986392.5336 | 1996705.6429 | 2056650.1359 | 2020324.5681 | 1996866.9434
P5 | 1348486.6297 | 1526155.0453 | 1525491.0478 | 1385547.2328 | 1353813.1611 | 1432125.9101 | 1367109.5946 | 1378896.6777 | 1317408.8066 | 1454029.9091 | 1467240.5987 | 1542357.636 | 1537673.467 | 1474191.3422 | 1530913.0985 | 1549723.235 | 1577645.2938 | 1663586.0491 | 1666408.653 | 1573010.2388
P95 | 1908005.6447 | 2231205.5798 | 2286563.6928 | 2225409.804 | 2305105.998 | 2315940.6505 | 2486641.0695 | 2417719.2385 | 2408576.597 | 2248800.1309 | 2394293.8049 | 2405495.7075 | 2398194.0683 | 2387391.7418 | 2463384.2226 | 2348732.0933 | 2440195.283 | 2452886.5796 | 2378471.848 | 2386722.9991

## Current
Books | Montana
Study Portfolios | 2019.01.21 IRP Base - Load dispatch - IRP Planning MAIN load dispatch v7
Date Intervals | Annual
Peak Period Label | Light Load
Value | Column Labels
Row Labels | 2019-01 | 2020-01 | 2021-01 | 2022-01 | 2023-01 | 2024-01 | 2025-01 | 2026-01 | 2027-01 | 2028-01 | 2029-01 | 2030-01 | 2031-01 | 2032-01 | 2033-01 | 2034-01 | 2035-01 | 2036-01 | 2037-01 | 2038-01
Ancillary Reserve
2018 IRP Anc Req v6
NETREVENUE - Net Revenue $
MEAN | -311967.816 | -541349.7057 | -540443.1035 | -647505.0455 | -655918.5858 | -633803.4985 | -1775635.5762 | -1773889.1485 | -1446931.3826 | -1402811.3396 | -1456596.5021 | -1620193.5216 | -1554743.3147 | -1569117.9545 | -1715031.8026 | -1601723.6479 | -1657658.0097 | -1691832.9776 | -1660918.5824 | -1693227.3337
P5 | -395928.109 | -662708.026 | -656238.4608 | -767272.2128 | -775403.9452 | -734136.9094 | -1970438.0007 | -1967150.4542 | -1526304.3233 | -1474384.0903 | -1524571.9344 | -1696390.6614 | -1631832.0234 | -1656204.3567 | -1814186.6909 | -1705607.7042 | -1695468.6553 | -1728059.2703 | -1698571.6695 | -1733465.6845
P95 | -252382.2357 | -437028.2689 | -438442.3914 | -507127.8814 | -547864.0613 | -541820.7933 | -1639594.0511 | -1628867.0383 | -1368293.5173 | -1328702.6004 | -1373180.963 | -1535391.0298 | -1477536.3353 | -1497395.3908 | -1624651.5995 | -1506514.709 | -1610334.8022 | -1648438.8213 | -1617996.8459 | -1650047.7879
Ancillary Reserve - Total
NETREVENUE - Net Revenue $
MEAN | -311967.816 | -541349.7057 | -540443.1035 | -647505.0455 | -655918.5858 | -633803.4985 | -1775635.5762 | -1773889.1485 | -1446931.3826 | -1402811.3396 | -1456596.5021 | -1620193.5216 | -1554743.3147 | -1569117.9545 | -1715031.8026 | -1601723.6479 | -1657658.0097 | -1691832.9776 | -1660918.5824 | -1693227.3337
P5 | -395928.109 | -662708.026 | -656238.4608 | -767272.2128 | -775403.9452 | -734136.9094 | -1970438.0007 | -1967150.4542 | -1526304.3233 | -1474384.0903 | -1524571.9344 | -1696390.6614 | -1631832.0234 | -1656204.3567 | -1814186.6909 | -1705607.7042 | -1695468.6553 | -1728059.2703 | -1698571.6695 | -1733465.6845
P95 | -252382.2357 | -437028.2689 | -438442.3914 | -507127.8814 | -547864.0613 | -541820.7933 | -1639594.0511 | -1628867.0383 | -1368293.5173 | -1328702.6004 | -1373180.963 | -1535391.0298 | -1477536.3353 | -1497395.3908 | -1624651.5995 | -1506514.709 | -1610334.8022 | -1648438.8213 | -1617996.8459 | -1650047.7879
Battery Storage
NETPOS - Net Position (MWh)
MEAN
P5
P95
Financial Instrument
NETREVENUE - Net Revenue $
MEAN | -4468253.75 | -2197268.75
P5 | -4796800.3222 | -2430648.3252
P95 | -4108727.5897 | -1967674.9187
Fixed Cost
NETREVENUE - Net Revenue $
MEAN | -121157947.0263 | -121133735.2685 | -120725709.4923 | -120770799.5701 | -121487394.786 | -121569496.6134 | -121820161.4476 | -121668440.2689 | -121018910.6762 | -122140311.8572 | -121917087.0109 | -122126168.9306 | -122344148.5928 | -121981892.1233 | -122298385.0149 | -123056649.3173 | -123314662.1434 | -122287065.5493 | -121423591.8946 | -120975842.0177
P5 | -121157947.0263 | -121133735.2685 | -120725709.4923 | -120770799.5701 | -121487394.786 | -121569496.6134 | -121820161.4476 | -121668440.2689 | -121018910.6762 | -122140311.8572 | -121917087.0109 | -122126168.9306 | -122344148.5928 | -121981892.1233 | -122298385.0149 | -123056649.3173 | -123314662.1434 | -122287065.5493 | -121423591.8946 | -120975842.0177
P95 | -121157947.0263 | -121133735.2685 | -120725709.4923 | -120770799.5701 | -121487394.786 | -121569496.6134 | -121820161.4476 | -121668440.2689 | -121018910.6762 | -122140311.8572 | -121917087.0109 | -122126168.9306 | -122344148.5928 | -121981892.1233 | -122298385.0149 | -123056649.3173 | -123314662.1434 | -122287065.5493 | -121423591.8946 | -120975842.0177
Generation Asset
Simple HR 2018 Basin Creek 1-9 2015 single
CAPACITYFACTOR - Net Generation Capacity Factor
MEAN | 0.014394 | 0.006429 | 0.007457 | 0.029312 | 0.010597 | 0.005623 | 0.027578 | 0.020877 | 0.019345 | 0.020803 | 0.03167 | 0.029821 | 0.031063 | 0.0162 | 0.015095 | 0.015736 | 0.066277 | 0.055506 | 0.054139 | 0.046124
P5 | 0 | 0 | 0 | 0 | 0 | 0 | 0.010517 | 0.008835 | 0.009035 | 0.011751 | 0.014377 | 0.016524 | 0.017215 | 0.008384 | 0.008047 | 0.00875 | 0.053618 | 0.042362 | 0.042134 | 0.034963
P95 | 0.060981 | 0.029957 | 0.030754 | 0.060666 | 0.035894 | 0.027438 | 0.067472 | 0.049413 | 0.04287 | 0.036938 | 0.053233 | 0.058693 | 0.050226 | 0.031232 | 0.026439 | 0.028019 | 0.078628 | 0.065241 | 0.066044 | 0.056418
CO2EMISSIONS - CO2 Emissions
MEAN | 1516.9798 | 681.8756 | 786.526 | 3079.7689 | 1120.0717 | 595.2998 | 2895.5731 | 2190.5058 | 2022.9343 | 2196.103 | 3329.5065 | 3126.9613 | 3271.4281 | 1699.5989 | 1580.1515 | 1651.8452 | 6943.5518 | 5847.1857 | 5685.6884 | 4823.7846
P5 | 0 | 0 | 0 | 0 | 0 | 0 | 1111.5175 | 933.7754 | 946.3836 | 1249.6113 | 1508.7091 | 1730.231 | 1819.974 | 878.8475 | 835.039 | 920.0705 | 5634.3019 | 4461.8254 | 4417.3211 | 3661.1306
P95 | 6422.0237 | 3171.5491 | 3259.8384 | 6399.7483 | 3793.4155 | 2914.0796 | 7104.205 | 5228.8331 | 4488.0652 | 3916.7637 | 5584.3345 | 6084.4481 | 5291.5244 | 3282.8001 | 2773.8691 | 2932.2936 | 8234.0687 | 6908.7954 | 6979.9581 | 5866.3155
FUELCONSUMED - Fuel Consumed
MEAN | 25711.5212 | 11557.2137 | 13330.9493 | 52199.4729 | 18984.2668 | 10089.8276 | 49077.51 | 37127.2168 | 34287.0228 | 37222.0854 | 56432.3131 | 52999.344 | 55447.9341 | 28806.7607 | 26782.2295 | 27997.3757 | 117687.3181 | 99104.8421 | 96367.6003 | 81759.0618
P5 | 0 | 0 | 0 | 0 | 0 | 0 | 18839.279 | 15826.7025 | 16040.4004 | 21179.8519 | 25571.3406 | 29325.9487 | 30847.0176 | 14895.72 | 14153.2037 | 15594.4145 | 95496.6425 | 75624.1592 | 74869.8489 | 62053.0604
P95 | 108847.8589 | 53755.0699 | 55251.4988 | 108470.3109 | 64295.178 | 49391.1799 | 120410.2539 | 88624.2892 | 76068.902 | 66385.8251 | 94649.7367 | 103126.2394 | 89686.8539 | 55640.6804 | 47014.7307 | 49699.8923 | 139560.4865 | 117098.2276 | 118304.3746 | 99429.0763
FUELCOST - Fuel Cost
MEAN | 26527.843 | 11358.5903 | 13663.4702 | 61133.4375 | 21785.4546 | 12227.2211 | 80390.2644 | 65448.6034 | 64012.0899 | 71383.4327 | 104824.1023 | 100807.7266 | 108516.8789 | 63183.5507 | 59932.9885 | 64999.3863 | 266757.8724 | 234478.2502 | 234144.3348 | 205441.2755
P5 | 0 | 0 | 0 | 0 | 0 | 0 | 31323.9241 | 28989.9604 | 29073.884 | 39199.4624 | 57359.7557 | 63856.8075 | 67405.9823 | 30445.8324 | 28420.735 | 31236.3772 | 194052.3793 | 175825.3862 | 161775.2448 | 142012.696
P95 | 110780.5605 | 53608.4666 | 54759.4311 | 122893.3196 | 71937.5059 | 56762.7995 | 149842.2452 | 140315.2231 | 127938.9992 | 121569.0315 | 168042.2509 | 153209.4493 | 155886.1334 | 134160.2048 | 118985.8079 | 119807.9494 | 360433.4649 | 317693.9323 | 303301.273 | 282966.7995
NETPOS - Net Position (MWh)
MEAN | 2851.5969 | 1275.7584 | 1471.6171 | 5771.5259 | 2097.9139 | 1114.9866 | 5452.5746 | 4125.7453 | 3810.5154 | 4137.0149 | 6272.3852 | 5890.9387 | 6162.6736 | 3202.0928 | 2977.1154 | 3112.3254 | 13081.8457 | 11016.3703 | 10712.3087 | 9088.6708
P5 | 0 | 0 | 0 | 0 | 0 | 0 | 2094.3737 | 1759.5 | 1782.4764 | 2354.625 | 2840.2902 | 3260.25 | 3428.1642 | 1656 | 1572.48 | 1733.645 | 10614.3156 | 8406.452 | 8323.2467 | 6897.4422
P95 | 12077.0103 | 5936.9649 | 6098.741 | 11990.121 | 7113.0346 | 5457.2796 | 13368.4984 | 9839.8711 | 8452.2227 | 7374.8264 | 10518.7534 | 11461.5014 | 9969.3286 | 6183.1085 | 5226.755 | 5522.3604 | 15513.3593 | 13016.6058 | 13151.6731 | 11052.3517
NETREVENUE - Net Revenue $
MEAN | -2557.6177 | 433.9374 | 1998.0411 | 13329.3379 | 566.6373 | 3051.7175 | 60945.2414 | 52748.1697 | 46178.4861 | 59574.4405 | 63974.6719 | 63023.3474 | 63836.0162 | 63190.0055 | 62673.6095 | 68597.2456 | 74931.7903 | 66510.7327 | 64897.7912 | 55549.3632
P5 | -15344.1225 | -7006.0436 | -3250.4211 | -4003.3605 | -9530.4211 | -1309.1847 | -5060.6378 | 3597.3485 | -2530.4234 | 12035.839 | 9014.5666 | 7475.0643 | 14625.8749 | 12670.5643 | 19549.8786 | 18168.5759 | 24394.6553 | 18496.3361 | 19905.583 | 11249.8436
P95 | 4660.6603 | 6181.3104 | 12911.543 | 47244.6794 | 12281.7427 | 20008.3159 | 145735.3334 | 124752.997 | 125835.1081 | 126168.4861 | 165481.4467 | 124857.8507 | 115846.0194 | 133040.0899 | 127360.2548 | 129327.2826 | 154461.1718 | 127825.8463 | 122636.17 | 102800.2494
STARTS - Number Starts
MEAN | 14.28 | 21.21 | 27.14 | 70.23 | 32.7 | 18.58 | 38.86 | 29.46 | 27.74 | 28.39 | 39.9 | 38.19 | 39.89 | 24.17 | 23.62 | 21.42 | 64.01 | 56.11 | 54.63 | 47.71
P5 | 0 | 0 | 0 | 0 | 0 | 0 | 15.5 | 14.5 | 14.5 | 15.5 | 22 | 22.5 | 23.5 | 12.5 | 13 | 12.5 | 47.5 | 39.5 | 38 | 34.5
P95 | 53 | 96 | 109 | 145 | 108.5 | 78 | 92 | 62.5 | 53.5 | 54 | 63.5 | 67.5 | 65 | 45 | 37 | 34.5 | 78 | 72 | 68 | 61.5
VOMCOSTS - VOM Costs
MEAN | 12889.2181 | 5881.2464 | 6916.6001 | 27703.3241 | 10258.799 | 5563.7829 | 27753.6048 | 21412.6183 | 20195.7316 | 22339.8806 | 34560.8423 | 33107.0757 | 35312.1196 | 18732.2431 | 17773.3789 | 18922.9382 | 81238.2615 | 69733.6237 | 69201.5141 | 59894.3405
P5 | 0 | 0 | 0 | 0 | 0 | 0 | 10660.3621 | 9131.805 | 9447.1252 | 12714.975 | 15649.999 | 18322.605 | 19643.3811 | 9687.6 | 9387.7053 | 10540.5616 | 65914.8997 | 53212.8409 | 53768.1734 | 45454.1444
P95 | 54588.0867 | 27369.4081 | 28664.0828 | 57552.5808 | 34782.7394 | 27231.8252 | 68045.6569 | 51068.931 | 44796.7804 | 39824.0625 | 57958.3315 | 64413.6381 | 57124.2527 | 36171.1846 | 31203.7274 | 33575.9515 | 96337.9613 | 82395.1145 | 84959.8079 | 72834.9974
Simple HR 2018 CELP 2015 v2
CAPACITYFACTOR - Net Generation Capacity Factor
MEAN | 1 | 1 | 1 | 1 | 1 | 1
P5 | 1 | 1 | 1 | 1 | 1 | 1
P95 | 1 | 1 | 1 | 1 | 1 | 1
NETPOS - Net Position (MWh)
MEAN | 130665.85 | 130922.4 | 130175.15 | 130114.6 | 130699.1 | 64667.05
P5 | 117512.5 | 119070 | 118720 | 118562.5 | 119262.5 | 58397.5
P95 | 134680 | 134960 | 134120 | 134120 | 134680 | 66640
NETREVENUE - Net Revenue $
MEAN | -10555499.6092 | -10657747.7484 | -11005043.869 | -11549320.5102 | -12156375.5705 | -6490732.9099
P5 | -11278006.1822 | -11536883.5302 | -11963889.5705 | -12517982.8534 | -13109960.3148 | -6857684.1506
P95 | -9461696.8765 | -9551752.7026 | -9802066.5957 | -10430863.9648 | -10836216.3294 | -5869581.3702
STARTS - Number Starts
MEAN | 1.52 | 1.55 | 1.65 | 1.64 | 1.45 | 0.85
P5 | 0 | 0 | 0 | 0 | 0 | 0
P95 | 6.5 | 7 | 7 | 7 | 6 | 4
Simple HR 2018 Colstrip 3 economic dispatch
CAPACITYFACTOR - Net Generation Capacity Factor
MEAN | 0.31179 | 0.31955 | 0.27427 | 0.20456 | 0.2628 | 0.22489 | 0.30714 | 0.31174 | 0.27771 | 0.27045 | 0.332 | 0.27831 | 0.2693 | 0.29657 | 0.254 | 0.25172 | 0.29942 | 0.25364 | 0.24721 | 0.27209
P5 | 0.20139 | 0.19428 | 0.14861 | 0.091914 | 0.13474 | 0.11386 | 0.16739 | 0.18542 | 0.15345 | 0.17767 | 0.22498 | 0.183 | 0.18106 | 0.17932 | 0.16004 | 0.15088 | 0.19175 | 0.16113 | 0.16046 | 0.16034
P95 | 0.39485 | 0.40878 | 0.35717 | 0.31619 | 0.36515 | 0.30172 | 0.43095 | 0.47186 | 0.4247 | 0.38707 | 0.47367 | 0.38569 | 0.38589 | 0.42727 | 0.34668 | 0.33709 | 0.41199 | 0.34126 | 0.34242 | 0.38513
CO2EMISSIONS - CO2 Emissions
MEAN | 105484.2031 | 95177.8358 | 92229.1657 | 69160.57 | 76372.7307 | 76630.9477 | 104392.048 | 92050.824 | 93783.2757 | 92170.7384 | 96825.2038 | 94574.6863 | 91355.6152 | 87889.5427 | 85711.0208 | 84806.1834 | 87273.8015 | 86439.3693 | 83836.8143 | 80252.8627
P5 | 68406.31 | 56166.4305 | 50211.2282 | 30039.4989 | 38421.581 | 39658.7525 | 55351.9816 | 53846.4741 | 51195.0448 | 60252.5505 | 63978.3505 | 62821.8122 | 60521.0339 | 52616.0752 | 53700.8261 | 49773.8274 | 56278.8291 | 55313.9679 | 54100.4366 | 47104.3831
P95 | 136368.912 | 125814.8221 | 122945.4364 | 111016.6882 | 106794.2602 | 105477.4488 | 147281.1726 | 138667.3735 | 140619.6654 | 129776.8111 | 138362.1246 | 131954.7389 | 129652.559 | 130108.6004 | 116451.7913 | 112159.8624 | 119034.2994 | 117667.7865 | 117716.1005 | 111639.0579
FUELCONSUMED - Fuel Consumed
MEAN | 958947.301 | 865253.0524 | 838446.9612 | 628732.4544 | 694297.5514 | 696644.9795 | 949018.6184 | 836825.6729 | 852575.234 | 837915.8038 | 880229.1253 | 859769.875 | 830505.5931 | 798995.8425 | 779191.0981 | 770965.3038 | 793398.1959 | 785812.4477 | 762152.8576 | 729571.4786
P5 | 621875.5453 | 510603.9137 | 456465.7106 | 273086.3539 | 349287.1001 | 360534.1136 | 503199.8332 | 489513.4013 | 465409.4985 | 547750.459 | 581621.368 | 571107.3838 | 550191.2176 | 478327.9563 | 488189.328 | 452489.3399 | 511625.7189 | 502854.2534 | 491822.151 | 428221.6643
P95 | 1239717.3818 | 1143771.1104 | 1117685.7853 | 1009242.6198 | 970856.9107 | 958885.8981 | 1338919.7511 | 1260612.4859 | 1278360.5942 | 1179789.192 | 1257837.4962 | 1199588.5358 | 1178659.6276 | 1182805.4583 | 1058652.648 | 1019635.1129 | 1082129.9944 | 1069707.1496 | 1070146.3679 | 1014900.526
FUELCOST - Fuel Cost
MEAN | 920589.409 | 813337.8693 | 830062.4916 | 729329.6471 | 763727.3066 | 780242.377 | 1081881.2249 | 979086.0373 | 1014564.5284 | 1013878.1226 | 1091484.1153 | 1083310.0425 | 1071352.2152 | 1046684.5537 | 1044116.0714 | 1056222.4662 | 1110757.4742 | 1115853.6758 | 1105121.6435 | 1079765.7884
P5 | 597000.5235 | 479967.6789 | 451901.0535 | 316780.1706 | 384215.8101 | 403798.2072 | 573647.8098 | 572730.6796 | 553837.3032 | 662778.0553 | 721210.4963 | 719595.3036 | 709746.6708 | 626609.6228 | 654173.6995 | 619910.3957 | 716276.0065 | 714053.0398 | 713142.119 | 633768.0631
P95 | 1190128.6866 | 1075144.8437 | 1106508.9275 | 1170721.439 | 1067942.6017 | 1073952.2059 | 1526368.5162 | 1474916.6085 | 1521249.1071 | 1427544.9223 | 1559718.4952 | 1511481.5551 | 1520470.9196 | 1549475.1504 | 1418594.5483 | 1396900.1046 | 1514981.9922 | 1518984.1524 | 1551712.2334 | 1502052.7785
NETPOS - Net Position (MWh)
MEAN | 90312.7475 | 81423.2285 | 78890.3022 | 59137.1212 | 65317.4493 | 65542.9 | 89436.4227 | 78860.4058 | 80361.0043 | 78977.2141 | 82973.9242 | 81040.9546 | 78281.7807 | 75313.0485 | 73443.8627 | 72670.1793 | 74797.5688 | 74080.5014 | 71850.7972 | 68778.8356
P5 | 58534.5456 | 48029.1847 | 42929.9389 | 25651.4197 | 32835.2901 | 33895.683 | 47382.4285 | 46100.3065 | 43845.9443 | 51611.3386 | 54809.2717 | 53813.0858 | 51850.5247 | 45075.0746 | 45999.78 | 42637.8433 | 48224.7661 | 47401.5365 | 46359.3628 | 40362.364
P95 | 116768.1233 | 107649.5479 | 105159.6256 | 94957.8096 | 91351.6639 | 90228.5092 | 126224.9589 | 118848.6975 | 120530.108 | 111226.3537 | 118589.1396 | 113099.3104 | 111118.0219 | 111512.8298 | 99801.6123 | 96121.1625 | 102030.6166 | 100852.1342 | 100890.8865 | 95679.2608
NETREVENUE - Net Revenue $
MEAN | -106211.094 | 118650.2645 | 141620.2246 | 70993.1627 | 39522.2305 | -6069.9451 | 64592.6548 | 23738.8101 | -85991.3247 | -60802.7965 | -51259.3579 | -63252.6087 | -55380.1955 | -24165.2144 | -26915.998 | -4628.0485 | -47299.978 | -55412.8007 | -59086.4519 | -65354.2658
P5 | -316847.2216 | -183006.5655 | -173245.1544 | -170916.9748 | -192690.7969 | -193859.6604 | -253377.2981 | -218079.5685 | -307588.206 | -244614.0839 | -273845.5453 | -248293.733 | -224593.2581 | -227267.9834 | -200979.0457 | -173941.6281 | -220472.686 | -223627.7267 | -236066.8088 | -207570.5446
P95 | 262442.8891 | 524150.9291 | 682862.3956 | 525936.3565 | 440417.0404 | 299953.2924 | 566806.8467 | 639674.1441 | 558970.8904 | 305760.0123 | 442112.6466 | 242994.3623 | 220559.5994 | 407292.0313 | 295450.8523 | 275358.6984 | 278789.5952 | 223246.5764 | 154784.2879 | 160647.2962
STARTS - Number Starts
MEAN | 4.77 | 3.07 | 2.45 | 2.26 | 2.88 | 2.26 | 65.5 | 63.26 | 111.16 | 112.82 | 31.49 | 27.03 | 27.39 | 32.53 | 24.84 | 28.86 | 137.63 | 127.83 | 132.54 | 122.26
P5 | 1 | 1 | 0 | 0 | 1 | 0 | 28.5 | 29 | 72 | 73.5 | 13.5 | 6 | 8.5 | 10.5 | 7 | 10.5 | 112.5 | 92 | 107 | 96
P95 | 9 | 5 | 5 | 5 | 5 | 5 | 96 | 93 | 139 | 149.5 | 55 | 49 | 51.5 | 59.5 | 46.5 | 51 | 166.5 | 162.5 | 158 | 148.5
VOMCOSTS - VOM Costs
MEAN | 304353.9591 | 279281.6737 | 276116.0578 | 211119.5227 | 237755.5154 | 243819.5882 | 338964.0422 | 305189.7703 | 316622.357 | 317488.4009 | 340193.089 | 339561.6 | 334263.2035 | 327611.7609 | 326090.7503 | 329195.9121 | 345564.7678 | 348919.1617 | 345602.3347 | 337016.2946
P5 | 197261.4187 | 164740.1036 | 150254.7861 | 91575.5684 | 119520.4559 | 126091.9409 | 179579.4041 | 178408.186 | 172753.0207 | 207477.5813 | 224718.0141 | 225476.8294 | 221401.7407 | 196076.5745 | 204239.023 | 193149.4302 | 222798.4193 | 223261.2367 | 222988.5351 | 197775.5837
P95 | 393508.5756 | 369237.9494 | 368058.6897 | 338999.3802 | 332520.0565 | 335650.0543 | 478392.5943 | 459944.4595 | 474888.6257 | 447129.9418 | 486215.4722 | 473886.1104 | 474473.9534 | 485080.8098 | 443119.1586 | 435428.8663 | 471381.4485 | 475013.552 | 485285.1638 | 468828.378
Simple HR 2018 Colstrip 3 must run
CAPACITYFACTOR - Net Generation Capacity Factor
MEAN | 1 | 1 | 1 | 1 | 1 | 1 | 1 | 1 | 1 | 1 | 1 | 1 | 1 | 1 | 1 | 1 | 1 | 1 | 1 | 1
P5 | 1 | 1 | 1 | 1 | 1 | 1 | 1 | 1 | 1 | 1 | 1 | 1 | 1 | 1 | 1 | 1 | 1 | 1 | 1 | 1
P95 | 1 | 1 | 1 | 1 | 1 | 1 | 1 | 1 | 1 | 1 | 1 | 1 | 1 | 1 | 1 | 1 | 1 | 1 | 1 | 1
CO2EMISSIONS - CO2 Emissions
MEAN | 159591.9105 | 140446.1025 | 159154.875 | 158961.0825 | 137074.113 | 159766.992 | 160268.1795 | 139862.052 | 159940.2915 | 160387.5735 | 138116.583 | 158999.841 | 160258.824 | 139682.961 | 159193.6335 | 159465.834 | 137558.3715 | 160019.145 | 159711.75 | 139243.2525
P5 | 150801.75 | 130798.8 | 150913.125 | 149398.425 | 128081.25 | 149688 | 152784.225 | 132447.15 | 151559.1 | 150890.85 | 128014.425 | 149754.825 | 150979.95 | 131066.1 | 150467.625 | 152004.6 | 128571.3 | 153185.175 | 149598.9 | 132179.85
P95 | 167418.9 | 147638.7 | 168042.6 | 166772.925 | 144987.975 | 167485.725 | 167173.875 | 146747.7 | 166906.575 | 168198.525 | 144475.65 | 166126.95 | 167374.35 | 146569.5 | 166817.475 | 166906.575 | 145166.175 | 167352.075 | 166995.675 | 146257.65
FUELCONSUMED - Fuel Consumed
MEAN | 1450835.55 | 1276782.75 | 1446862.5 | 1445100.75 | 1246128.3 | 1452427.2 | 1456983.45 | 1271473.2 | 1454002.65 | 1458068.85 | 1255605.3 | 1445453.1 | 1456898.4 | 1269845.1 | 1447214.85 | 1449689.4 | 1250530.65 | 1454719.5 | 1451925 | 1265847.75
P5 | 1370925 | 1189080 | 1371937.5 | 1358167.5 | 1164375 | 1360800 | 1388947.5 | 1204065 | 1377810 | 1371735 | 1163767.5 | 1361407.5 | 1372545 | 1191510 | 1367887.5 | 1381860 | 1168830 | 1392592.5 | 1359990 | 1201635
P95 | 1521990 | 1342170 | 1527660 | 1516117.5 | 1318072.5 | 1522597.5 | 1519762.5 | 1334070 | 1517332.5 | 1529077.5 | 1313415 | 1510245 | 1521585 | 1332450 | 1516522.5 | 1517332.5 | 1319692.5 | 1521382.5 | 1518142.5 | 1329615
FUELCOST - Fuel Cost
MEAN | 1392802.128 | 1200175.785 | 1432393.875 | 1676316.87 | 1370741.13 | 1626718.464 | 1660961.133 | 1487623.644 | 1730263.1535 | 1764263.3085 | 1556950.572 | 1821270.906 | 1879398.936 | 1663497.081 | 1939267.899 | 1986074.478 | 1750742.91 | 2065701.69 | 2105291.25 | 1873454.67
P5 | 1316088 | 1117735.2 | 1358218.125 | 1575474.3 | 1280812.5 | 1524096 | 1583400.15 | 1408756.05 | 1639593.9 | 1659799.35 | 1443071.7 | 1715373.45 | 1770583.05 | 1560878.1 | 1832969.25 | 1893148.2 | 1636362 | 1977481.35 | 1971985.5 | 1778419.8
P95 | 1461110.4 | 1261639.8 | 1512383.4 | 1758696.3 | 1449879.75 | 1705309.2 | 1732529.25 | 1560861.9 | 1805625.675 | 1850183.775 | 1628634.6 | 1902908.7 | 1962844.65 | 1745509.5 | 2032140.15 | 2078745.525 | 1847569.5 | 2160363.15 | 2201306.625 | 1967830.2
NETPOS - Net Position (MWh)
MEAN | 107469.3 | 94576.5 | 107175 | 107044.5 | 92305.8 | 107587.2 | 107924.7 | 94183.2 | 107703.9 | 108005.1 | 93007.8 | 107070.6 | 107918.4 | 94062.6 | 107201.1 | 107384.4 | 92631.9 | 107757 | 107550 | 93766.5
P5 | 101550 | 88080 | 101625 | 100605 | 86250 | 100800 | 102885 | 89190 | 102060 | 101610 | 86205 | 100845 | 101670 | 88260 | 101325 | 102360 | 86580 | 103155 | 100740 | 89010
P95 | 112740 | 99420 | 113160 | 112305 | 97635 | 112785 | 112575 | 98820 | 112395 | 113265 | 97290 | 111870 | 112710 | 98700 | 112335 | 112395 | 97755 | 112695 | 112455 | 98490
NETREVENUE - Net Revenue $
MEAN | -1621970.5847 | -1051986.6805 | -1339070.5699 | -1687763.4457 | -1323486.2798 | -1822541.4588 | -1970121.21 | -1757805.3428 | -2272698.3894 | -2315121.6117 | -1907181.1839 | -2399774.6621 | -2481407.2418 | -2085214.8669 | -2568012.0853 | -2624389.5676 | -2178814.4593 | -2753792.1302 | -2804703.9576 | -2364466.2651
P5 | -2019519.9919 | -1500209.3987 | -1860317.59 | -2258329.1709 | -1761228.0426 | -2283806.603 | -2411958.5905 | -2134111.2327 | -2598624.5978 | -2673843.5906 | -2240043.4109 | -2764389.1084 | -2836275.3404 | -2414376.9127 | -2911875.5412 | -2954471.2257 | -2466052.4856 | -3046959.6919 | -3132855.9471 | -2712034.5808
P95 | -1193069.9454 | -615641.9995 | -718320.2633 | -1080590.0032 | -757812.9289 | -1382680.6984 | -1515307.9488 | -1228390.0597 | -1692535.0388 | -1883493.3101 | -1409084.9871 | -1998655.741 | -2082090.2199 | -1622773.1334 | -2245250.7465 | -2239139.3956 | -1771498.0193 | -2404463.2701 | -2439849.7346 | -2036935.0436
STARTS - Number Starts
MEAN | 2.29 | 2.8 | 2.21 | 2.22 | 2.89 | 2.37 | 1.94 | 2.88 | 1.81 | 2.05 | 2.71 | 2.07 | 2.13 | 2.91 | 2.15 | 2.12 | 2.74 | 2.15 | 2.17 | 2.9
P5 | 0 | 1 | 0 | 0 | 1 | 0 | 0 | 1 | 0 | 0 | 1 | 0 | 0 | 1 | 0 | 0 | 1 | 0 | 0 | 1
P95 | 5 | 5 | 5 | 5 | 5 | 5.5 | 4 | 5 | 4 | 5 | 5 | 4.5 | 5 | 5.5 | 5 | 4.5 | 5 | 5 | 5 | 5
VOMCOSTS - VOM Costs
MEAN | 362171.541 | 324397.395 | 375112.5 | 382148.865 | 335993.112 | 400224.384 | 409034.613 | 364488.984 | 424353.366 | 434180.502 | 381331.98 | 448625.814 | 460811.568 | 409172.31 | 475972.884 | 486451.332 | 427959.378 | 507535.47 | 517315.5 | 459455.85
P5 | 342223.5 | 302114.4 | 355687.5 | 359159.85 | 313950 | 374976 | 389934.15 | 345165.3 | 402116.4 | 408472.2 | 353440.5 | 422540.55 | 434130.9 | 383931 | 449883 | 463690.8 | 399999.6 | 485860.05 | 484559.4 | 436149
P95 | 379933.8 | 341010.6 | 396060 | 400928.85 | 355391.4 | 419560.2 | 426659.25 | 382433.4 | 442836.3 | 455325.3 | 398889 | 468735.3 | 481271.7 | 429345 | 498767.4 | 509149.35 | 451628.1 | 530793.45 | 540908.55 | 482601
Simple HR 2018 Colstrip 4 economic dispatch
CAPACITYFACTOR - Net Generation Capacity Factor
MEAN | 0.35035 | 0.26843 | 0.2583 | 0.2267 | 0.21536 | 0.21581 | 0.3482 | 0.27168 | 0.27567 | 0.31465 | 0.28508 | 0.27563 | 0.30494 | 0.25857 | 0.25392 | 0.2935 | 0.25576 | 0.25093 | 0.2821 | 0.24159
P5 | 0.22533 | 0.15487 | 0.14044 | 0.093791 | 0.1086 | 0.11023 | 0.18667 | 0.16652 | 0.14897 | 0.20517 | 0.17333 | 0.17492 | 0.20309 | 0.15679 | 0.15318 | 0.17383 | 0.16275 | 0.15728 | 0.18858 | 0.14325
P95 | 0.45215 | 0.35502 | 0.34051 | 0.36246 | 0.31078 | 0.29568 | 0.48552 | 0.40827 | 0.42293 | 0.44036 | 0.39393 | 0.3798 | 0.43633 | 0.37944 | 0.34486 | 0.38688 | 0.34961 | 0.3443 | 0.38301 | 0.34051
CO2EMISSIONS - CO2 Emissions
MEAN | 104013.7243 | 91548.1132 | 87223.8233 | 65384.2217 | 72900.8034 | 73179.9736 | 103234.6782 | 91568.2474 | 93404.4439 | 92101.7282 | 96712.2783 | 93553.3504 | 90790.1894 | 87026.7395 | 85959.6449 | 85354.0098 | 86485.8289 | 85184.8541 | 83955.0897 | 81764.1327
P5 | 66185.7484 | 53218.7169 | 47333.1063 | 28313.7608 | 36905.3385 | 38157.1747 | 56301.5287 | 56598.6723 | 50466.8522 | 58918.1049 | 58831.394 | 57864.8658 | 58441.2498 | 53600.6606 | 51423.2952 | 49329.7633 | 54525.735 | 53250.6994 | 53846.0041 | 48033.7715
P95 | 137196.0736 | 123056.2563 | 114944.4358 | 102288.3882 | 102515.5468 | 99085.0488 | 148185.0785 | 137301.7042 | 143317.5033 | 130133.2802 | 136540.2127 | 129859.1975 | 128502.6528 | 124694.6515 | 121345.7004 | 114302.0286 | 120273.6926 | 119162.0931 | 114413.978 | 115295.4294
FUELCONSUMED - Fuel Consumed
MEAN | 945579.3115 | 832255.5743 | 792943.848 | 594402.0158 | 662734.5762 | 665272.4875 | 938497.0746 | 832438.6131 | 849131.3085 | 837288.4382 | 879202.5301 | 850485.0039 | 825365.3583 | 791152.1772 | 781451.3169 | 775945.5434 | 786234.8085 | 774407.7648 | 763228.0879 | 743310.2974
P5 | 601688.6221 | 483806.5175 | 430300.9665 | 257397.8252 | 335503.0776 | 346883.4067 | 511832.0791 | 514533.3844 | 458789.5655 | 535619.1355 | 534830.8541 | 526044.2347 | 531284.0892 | 487278.7328 | 467484.5022 | 448452.3941 | 495688.4999 | 484097.2673 | 489509.1281 | 436670.6503
P95 | 1247237.0326 | 1118693.2389 | 1044949.416 | 929894.4378 | 931959.5164 | 900773.1708 | 1347137.0774 | 1248197.3107 | 1302886.3939 | 1183029.82 | 1241274.6607 | 1180538.1586 | 1168205.9342 | 1133587.7407 | 1103142.7313 | 1039109.3509 | 1093397.2059 | 1083291.7552 | 1040127.0725 | 1048140.2669
FUELCOST - Fuel Cost
MEAN | 907756.1391 | 782320.2399 | 785014.4096 | 689506.3383 | 729008.0338 | 745105.186 | 1069886.665 | 973953.1773 | 1010466.2572 | 1013119.0102 | 1090211.1373 | 1071611.105 | 1064721.3122 | 1036409.3521 | 1047144.7647 | 1063045.3945 | 1100728.7318 | 1099659.026 | 1106680.7274 | 1100099.2401
P5 | 577621.0772 | 454778.1264 | 425997.9569 | 298581.4772 | 369053.3854 | 388509.4155 | 583488.5702 | 602004.0598 | 545959.583 | 648099.1539 | 663190.2591 | 662815.7357 | 685356.475 | 638335.1399 | 626429.233 | 614379.7799 | 693963.8999 | 687418.1196 | 709788.2357 | 646272.5624
P95 | 1197347.5513 | 1051571.6445 | 1034499.9219 | 1078677.5479 | 1025155.4681 | 1008865.9513 | 1535736.2683 | 1460390.8536 | 1550434.8087 | 1431466.0822 | 1539180.5792 | 1487478.0799 | 1506985.6551 | 1484999.9403 | 1478211.2599 | 1423579.8107 | 1530756.0882 | 1538274.2924 | 1508184.2552 | 1551247.5951
NETPOS - Net Position (MWh)
MEAN | 89055.2329 | 78294.4799 | 74584.4342 | 55898.1847 | 62327.014 | 62575.5902 | 88446.9971 | 78444.1141 | 80036.5118 | 78919.682 | 82876.0246 | 80166.72 | 77799.2631 | 74571.6259 | 73656.4662 | 73141.2924 | 74119.8885 | 73004.3543 | 71952.6086 | 70072.1088
P5 | 56645.7497 | 45499.77 | 40460.3821 | 24173.2596 | 31543.1635 | 32600.8456 | 48198.5782 | 48459.948 | 43217.8832 | 50470.4789 | 50393.9801 | 49574.1853 | 50065.687 | 45912.5663 | 44045.0607 | 42258.4633 | 46718.3146 | 45628.6907 | 46141.9815 | 41156.2234
P95 | 117494.6186 | 105247.7311 | 98285.0834 | 87481.6889 | 87655.8619 | 84742.785 | 127001.1019 | 117674.4423 | 122843.5371 | 111530.1485 | 117031.4804 | 111302.7288 | 110145.914 | 106876.0773 | 104004.2282 | 97952.4043 | 103085.6353 | 102132.9229 | 98063.2292 | 98818.9669
NETREVENUE - Net Revenue $
MEAN | -97893.8386 | 109536.1677 | 133069.0539 | 69298.2319 | 37473.6622 | -3415.0094 | 72574.1204 | 27358.3688 | -76924.6892 | -59928.4435 | -52398.2621 | -61655.3604 | -50689.3425 | -22447.4634 | -19796.7719 | 2848.0716 | -49382.5591 | -56163.4407 | -60661.6329 | -67492.4247
P5 | -299247.829 | -175339.3743 | -157804.3367 | -153712.4909 | -183206.262 | -186324.3693 | -254948.8687 | -208793.0147 | -295879.0605 | -231278.3853 | -275659.4191 | -243383.6914 | -223695.1237 | -225980.2918 | -201987.8301 | -169835.3696 | -214329.2165 | -216376.7876 | -222520.973 | -213528.7144
P95 | 247917.6592 | 543377.8919 | 629606.6784 | 508838.9246 | 421189.8348 | 278568.3651 | 578232.8083 | 639365.9445 | 607727.2204 | 355795.2372 | 438000.4632 | 248481.1118 | 263246.5759 | 430439.7732 | 323620.2194 | 279380.0159 | 269280.7163 | 209062.3953 | 176275.5126 | 155376.7316
STARTS - Number Starts
MEAN | 13.29 | 3.37 | 3.18 | 3.2 | 2.75 | 2.68 | 28.38 | 24.59 | 75.38 | 63.68 | 21.33 | 23.34 | 16.67 | 14.76 | 14.36 | 14.25 | 87.38 | 81.48 | 97.44 | 87.88
P5 | 5 | 1 | 1 | 1 | 0 | 0.5 | 17 | 12.5 | 52 | 41.5 | 8.5 | 10 | 8 | 7 | 5 | 7 | 69 | 59.5 | 82 | 69
P95 | 24.5 | 7 | 6 | 6 | 5.5 | 5 | 42 | 36.5 | 97.5 | 85.5 | 35 | 41.5 | 26 | 26 | 25 | 26 | 109.5 | 105 | 116 | 110
VOMCOSTS - VOM Costs
MEAN | 300116.135 | 268550.0662 | 261045.5196 | 199556.5195 | 226870.331 | 232781.1955 | 335214.119 | 303578.7216 | 315343.8565 | 317257.1216 | 339791.7009 | 335898.5569 | 332202.8534 | 324386.5728 | 327034.7098 | 331330.0545 | 342433.885 | 343850.5089 | 346092.0472 | 343353.333
P5 | 190896.1763 | 156064.211 | 141611.3373 | 86298.5367 | 114817.1151 | 121275.1455 | 182672.6112 | 187539.9986 | 170278.4598 | 202891.3253 | 206615.3186 | 207715.8363 | 213780.4833 | 199719.6633 | 195560.0693 | 191430.8386 | 215838.6135 | 214911.1331 | 221942.9311 | 201665.4948
P95 | 395956.8646 | 360999.7178 | 343997.7919 | 312309.6293 | 319067.3373 | 315243.1601 | 481334.1761 | 455400.0915 | 484003.5361 | 448351.1969 | 479829.0697 | 466358.4338 | 470323.0527 | 464910.9363 | 461778.7731 | 443724.3914 | 476255.6353 | 481046.0667 | 471684.1326 | 484212.9378
Simple HR 2018 Colstrip 4 must run
CAPACITYFACTOR - Net Generation Capacity Factor
MEAN | 1 | 1 | 1 | 1 | 1 | 1 | 1 | 1 | 1 | 1 | 1 | 1 | 1 | 1 | 1 | 1 | 1 | 1 | 1 | 1
P5 | 1 | 1 | 1 | 1 | 1 | 1 | 1 | 1 | 1 | 1 | 1 | 1 | 1 | 1 | 1 | 1 | 1 | 1 | 1 | 1
P95 | 1 | 1 | 1 | 1 | 1 | 1 | 1 | 1 | 1 | 1 | 1 | 1 | 1 | 1 | 1 | 1 | 1 | 1 | 1 | 1
CO2EMISSIONS - CO2 Emissions
MEAN | 140394.4245 | 159963.4575 | 158969.547 | 135213.2595 | 160162.1505 | 160467.318 | 140654.5965 | 160047.2115 | 158726.7495 | 137858.193 | 159885.0495 | 159125.0265 | 139669.596 | 158822.532 | 159062.6565 | 136803.249 | 159681.456 | 160422.3225 | 139221.423 | 160087.3065
P5 | 132046.2 | 151536.825 | 149888.475 | 125252.325 | 150757.2 | 152093.7 | 133182.225 | 150757.2 | 150133.5 | 127613.475 | 149910.75 | 148329.225 | 130442.4 | 148440.6 | 149420.7 | 127858.5 | 149576.625 | 151269.525 | 131578.425 | 149220.225
P95 | 147705.525 | 168399 | 167886.675 | 142938.675 | 168955.875 | 168510.375 | 147326.85 | 168198.525 | 166951.125 | 145077.075 | 168443.55 | 168287.625 | 147081.825 | 167931.225 | 167508 | 145522.575 | 165971.025 | 169690.95 | 146480.4 | 167307.525
FUELCONSUMED - Fuel Consumed
MEAN | 1276312.95 | 1454213.25 | 1445177.7 | 1229211.45 | 1456019.55 | 1458793.8 | 1278678.15 | 1454974.65 | 1442970.45 | 1253256.3 | 1453500.45 | 1446591.15 | 1269723.6 | 1443841.2 | 1446024.15 | 1243665.9 | 1451649.6 | 1458384.75 | 1265649.3 | 1455339.15
P5 | 1200420 | 1377607.5 | 1362622.5 | 1138657.5 | 1370520 | 1382670 | 1210747.5 | 1370520 | 1364850 | 1160122.5 | 1362825 | 1348447.5 | 1185840 | 1349460 | 1358370 | 1162350 | 1359787.5 | 1375177.5 | 1196167.5 | 1356547.5
P95 | 1342777.5 | 1530900 | 1526242.5 | 1299442.5 | 1535962.5 | 1531912.5 | 1339335 | 1529077.5 | 1517737.5 | 1318882.5 | 1531305 | 1529887.5 | 1337107.5 | 1526647.5 | 1522800 | 1322932.5 | 1508827.5 | 1542645 | 1331640 | 1520977.5
FUELCOST - Fuel Cost
MEAN | 1225260.432 | 1366960.455 | 1430725.923 | 1425885.282 | 1601621.505 | 1633849.056 | 1457693.091 | 1702320.3405 | 1717134.8355 | 1516440.123 | 1802340.558 | 1822704.849 | 1637943.444 | 1891431.972 | 1937672.361 | 1703822.283 | 2032309.44 | 2070906.345 | 1835191.485 | 2153901.942
P5 | 1152403.2 | 1294951.05 | 1348996.275 | 1320842.7 | 1507572 | 1548590.4 | 1380252.15 | 1603508.4 | 1624171.5 | 1403748.225 | 1689903 | 1699043.85 | 1529733.6 | 1767792.6 | 1820215.8 | 1592419.5 | 1903702.5 | 1952752.05 | 1734442.875 | 2007690.3
P95 | 1289066.4 | 1439046 | 1510980.075 | 1507353.3 | 1689558.75 | 1715742 | 1526841.9 | 1789020.675 | 1806107.625 | 1595847.825 | 1898818.2 | 1927658.25 | 1724868.675 | 1999908.225 | 2040552 | 1812417.525 | 2112358.5 | 2190555.9 | 1930878 | 2251046.7
NETPOS - Net Position (MWh)
MEAN | 94541.7 | 107719.5 | 107050.2 | 91052.7 | 107853.3 | 108058.8 | 94716.9 | 107775.9 | 106886.7 | 92833.8 | 107666.7 | 107154.9 | 94053.6 | 106951.2 | 107112.9 | 92123.4 | 107529.6 | 108028.5 | 93751.8 | 107802.9
P5 | 88920 | 102045 | 100935 | 84345 | 101520 | 102420 | 89685 | 101520 | 101100 | 85935 | 100950 | 99885 | 87840 | 99960 | 100620 | 86100 | 100725 | 101865 | 88605 | 100485
P95 | 99465 | 113400 | 113055 | 96255 | 113775 | 113475 | 99210 | 113265 | 112425 | 97695 | 113430 | 113325 | 99045 | 113085 | 112800 | 97995 | 111765 | 114270 | 98640 | 112665
NETREVENUE - Net Revenue $
MEAN | -1329290.5263 | -1317716.2919 | -1344627.2681 | -1322570.3912 | -1688454.9503 | -1830265.5875 | -1616200.6837 | -2131115.9114 | -2263304.8321 | -1867549.9102 | -2374408.5682 | -2400866.3131 | -2052695.1399 | -2500398.093 | -2569044.0064 | -2100349.5422 | -2692731.2918 | -2762150.63 | -2314929.3708 | -2862952.6669
P5 | -1680104.6695 | -1794624.2624 | -1849085.1897 | -1892138.9169 | -2154130.7716 | -2262540.6568 | -2076679.9155 | -2507173.9819 | -2631143.3207 | -2151505.7307 | -2718677.0503 | -2759162.0075 | -2359895.5049 | -2879286.0689 | -2874905.3354 | -2478822.892 | -3006200.3747 | -3109347.9231 | -2597844.28 | -3194861.4314
P95 | -951857.686 | -840306.0137 | -737701.5957 | -723968.1244 | -1139716.2748 | -1402575.6648 | -1199352.1276 | -1603847.8013 | -1669603.1113 | -1463550.4207 | -1880939.3378 | -2062706.2565 | -1709837.383 | -1994381.4054 | -2228934.1143 | -1674638.0702 | -2401221.9301 | -2389649.9681 | -1973243.8795 | -2434212.9636
STARTS - Number Starts
MEAN | 3.1 | 2.4 | 2.39 | 3.02 | 2.36 | 2.16 | 2.68 | 2.19 | 2.61 | 2.92 | 2.39 | 2.38 | 3.07 | 2.48 | 2.26 | 2.73 | 2.35 | 2.07 | 3.08 | 2.09
P5 | 1 | 0 | 0 | 1 | 0 | 0 | 1 | 0 | 0 | 1 | 0 | 0 | 1 | 0 | 0 | 1 | 0 | 0 | 1 | 0
P95 | 6 | 5 | 4.5 | 6 | 5 | 4 | 5 | 5 | 5.5 | 5 | 5 | 5 | 5 | 5 | 5 | 5.5 | 5 | 4 | 6 | 5
VOMCOSTS - VOM Costs
MEAN | 318605.529 | 369477.885 | 374675.7 | 325058.139 | 392586.012 | 401978.736 | 358977.051 | 417092.733 | 421133.598 | 373191.876 | 441433.47 | 448979.031 | 401608.872 | 465237.72 | 475581.276 | 417319.002 | 496786.752 | 508814.235 | 450946.158 | 528234.21
P5 | 299660.4 | 350014.35 | 353272.5 | 301111.65 | 369532.8 | 381002.4 | 339906.15 | 392882.4 | 398334 | 345458.7 | 413895 | 418518.15 | 375076.8 | 434826 | 446752.8 | 390033 | 465349.5 | 479784.15 | 426190.05 | 492376.5
P95 | 335197.05 | 388962 | 395692.5 | 343630.35 | 414141 | 422127 | 376005.9 | 438335.55 | 442954.5 | 392733.9 | 465063 | 474831.75 | 422922.15 | 491919.75 | 500832 | 443917.35 | 516354.3 | 538211.7 | 474458.4 | 552058.5
Simple HR 2018 David Gates Generating Station updated HRs
CAPACITYFACTOR - Net Generation Capacity Factor
MEAN | 0.066964 | 0.084637 | 0.079358 | 0.072059 | 0.07404 | 0.065485 | 0.05742 | 0.050149 | 0.035284 | 0.040804 | 0.041821 | 0.036092 | 0.038112 | 0.038826 | 0.033817 | 0.0392 | 0.02851 | 0.02465 | 0.024721 | 0.021917
P5 | 0.043863 | 0.049562 | 0.041933 | 0.042908 | 0.046662 | 0.040222 | 0.031079 | 0.031115 | 0.018055 | 0.026659 | 0.024353 | 0.020274 | 0.023735 | 0.02516 | 0.01923 | 0.025722 | 0.017799 | 0.014573 | 0.014915 | 0.011665
P95 | 0.09119 | 0.11814 | 0.11542 | 0.10795 | 0.10113 | 0.084124 | 0.081997 | 0.074135 | 0.060004 | 0.057868 | 0.064537 | 0.05176 | 0.053328 | 0.05313 | 0.048519 | 0.050606 | 0.043619 | 0.036764 | 0.036142 | 0.032728
CO2EMISSIONS - CO2 Emissions
MEAN | 43463.7182 | 53259.1865 | 48456.1825 | 46477.2311 | 48083.4676 | 42077.706 | 31836.7076 | 28461.5561 | 19562.6562 | 23261.8164 | 23372.484 | 19243.34 | 21252.0883 | 21598.0713 | 17964.8535 | 21726.6366 | 14474.4889 | 12578.4486 | 12767.677 | 11536.3362
P5 | 32097.0031 | 36242.0851 | 30114.0768 | 32688.4389 | 35030.0001 | 29982.5613 | 18721.3805 | 18429.2802 | 9730.7673 | 15388.5737 | 13969.8501 | 11131.4039 | 13551.6283 | 14770.4789 | 10633.3537 | 14684.1775 | 9088.3895 | 7497.2133 | 7686.6513 | 6192.1971
P95 | 55131.9815 | 67906.0155 | 64321.8559 | 63219.4778 | 60837.8891 | 51154.0134 | 43089.5015 | 40988.8456 | 33425.8214 | 33064.968 | 34907.783 | 28033.7306 | 29892.544 | 29816.7768 | 26050.2914 | 27402.8358 | 21393.8458 | 19121.4279 | 18983.6848 | 17289.883
FUELCONSUMED - Fuel Consumed
MEAN | 736673.1897 | 902698.0767 | 821291.2295 | 787749.6805 | 814974.0273 | 713181.4572 | 539605.2128 | 482399.256 | 331570.4447 | 394268.0748 | 396143.7974 | 326158.3058 | 360204.886 | 366069.0043 | 304489.0423 | 368248.0783 | 245330.3203 | 213194.0435 | 216401.3049 | 195531.1221
P5 | 544017.001 | 614272.628 | 510408.0809 | 554041.3381 | 593728.8158 | 508179.0051 | 317311.5335 | 312360.6817 | 164928.26 | 260823.2839 | 236777.1207 | 188667.8627 | 229688.6145 | 250347.0997 | 180226.3345 | 248884.3638 | 154040.4996 | 127071.4113 | 130282.2249 | 104952.4928
P95 | 934440.3646 | 1150949.4152 | 1090200.9468 | 1071516.5731 | 1031150.6631 | 867017.1765 | 730330.5332 | 694726.1968 | 566539.3465 | 560423.1856 | 591657.3391 | 475147.977 | 506653.2889 | 505369.0975 | 441530.3633 | 464454.8435 | 362607.5551 | 324091.9985 | 321757.3699 | 293048.8651
FUELCOST - Fuel Cost
MEAN | 1034685.9721 | 1257801.1797 | 1207225.2084 | 1187476.0702 | 1285323.6908 | 1185141.9711 | 975226.4703 | 891615.3826 | 677767.5396 | 782338.8802 | 820074.0797 | 707057.5421 | 774230.5412 | 804756.9813 | 699650.4657 | 831337.8449 | 589579.3775 | 545778.9176 | 558082.7241 | 526326.0406
P5 | 570930.8779 | 597856.0777 | 520795.4633 | 510230.8146 | 665566.7414 | 587505.9617 | 379760.2433 | 434510.1195 | 250092.4257 | 415519.0278 | 365760.7069 | 284817.0528 | 381063.2254 | 400381.1954 | 298820.8504 | 429530.0945 | 299919.6986 | 250247.7559 | 278430.9658 | 201375.7935
P95 | 1589154.6093 | 1939784.8942 | 2031482.1045 | 2098311.3269 | 2105020.9947 | 1807162.7921 | 1640105.781 | 1725625.4999 | 1530937.6926 | 1377722.9391 | 1528762.1394 | 1287140.3213 | 1337644.0338 | 1447342.5333 | 1220265.0125 | 1303317.7769 | 1024980.2879 | 958784.5733 | 937590.0974 | 947227.5585
NETPOS - Net Position (MWh)
MEAN | 37522.1842 | 47463.7272 | 44220.8563 | 40214.9121 | 41462.9537 | 36775.8789 | 32146.5982 | 28077.6268 | 19653.3833 | 22991.0419 | 23427.3584 | 20193.7853 | 21335.7102 | 21693.8423 | 18864.1344 | 21944.1349 | 15970.5218 | 13823.5503 | 13838.2638 | 12216.1869
P5 | 24551.5358 | 27847.682 | 23310.0397 | 23965.5201 | 26084.9973 | 22548.7394 | 17460.6695 | 17365.7155 | 10045.6763 | 15004.4823 | 13663.8876 | 11294.9048 | 13241.5784 | 14038.6221 | 10708.2586 | 14398.2324 | 9908.0418 | 8184.46 | 8383.2094 | 6546.2624
P95 | 51377.7475 | 66551.1963 | 64123.9821 | 60678.8193 | 56244.974 | 47279.5207 | 46153.1181 | 41443.5309 | 33406.7507 | 32699.2605 | 36267.5859 | 28945.0534 | 29877.55 | 29769.0792 | 27185.4159 | 28175.2345 | 24400.0303 | 20590.1802 | 20265.6555 | 18232.5717
NETREVENUE - Net Revenue $
MEAN | -1098215.7159 | -1159427.3737 | -1019903.5642 | -1138855.9241 | -1277976.4466 | -1158194.3096 | -696371.9396 | -693184.4347 | -436193.7109 | -557952.2964 | -564946.6024 | -397819.9328 | -529011.9797 | -553382.9998 | -395543.3143 | -572895.1087 | -275822.4565 | -252156.9636 | -283242.0136 | -293082.9644
P5 | -1361151.4983 | -1419935.2499 | -1277297.0506 | -1487073.4591 | -1599262.4612 | -1437456.3177 | -957714.5582 | -1044611.6262 | -819990.2498 | -879834.2919 | -840813.7048 | -655526.2711 | -803755.4864 | -872244.2532 | -610025.4503 | -801647.4898 | -471053.2557 | -427482.8852 | -487226.5563 | -574217.8427
P95 | -830486.2631 | -890321.2695 | -736811.0006 | -871092.9994 | -976157.0011 | -865571.8091 | -411419.6378 | -439804.9223 | -195593.552 | -341328.5187 | -313798.2342 | -192398.8891 | -338400.2499 | -334589.0113 | -220836.9786 | -356583.0649 | -119634.5866 | -106947.244 | -141407.8277 | -118658.0293
STARTS - Number Starts
MEAN | 2019.5 | 2101.8 | 2016.64 | 2115.76 | 2161.16 | 2073.81 | 1436.91 | 1383.18 | 882.77 | 1079.09 | 1087.87 | 827.72 | 992.2 | 1011.88 | 795.96 | 1003.85 | 632.67 | 564.8 | 576.83 | 536.02
P5 | 1888 | 1986 | 1898 | 1980 | 2017 | 1923.5 | 1009 | 1021.5 | 549.5 | 832 | 727.5 | 568.5 | 738 | 774.5 | 531.5 | 754.5 | 424 | 383 | 412.5 | 331
P95 | 2156.5 | 2225 | 2179.5 | 2239 | 2296 | 2196 | 1720 | 1722.5 | 1207 | 1363 | 1401 | 1066 | 1278 | 1312 | 1073.5 | 1214.5 | 828.5 | 755.5 | 823.5 | 743
VOMCOSTS - VOM Costs
MEAN | 340701.4324 | 439514.1135 | 417444.8835 | 387269.6033 | 407166.205 | 368494.3062 | 328538.2338 | 292849.6472 | 208915.4645 | 249452.8046 | 259106.5837 | 227987.8356 | 245574.0244 | 254685.7089 | 225992.3303 | 268157.3286 | 198992.7018 | 175697.3244 | 179343.8986 | 161497.9908
P5 | 222927.9453 | 257869.5351 | 220046.7749 | 230787.9585 | 256154.6732 | 225938.3689 | 178448.0419 | 181124.4131 | 106785.5394 | 162798.6326 | 151122.5967 | 127519.4756 | 152410.5676 | 164813.4231 | 128284.9377 | 175946.4002 | 123454.2004 | 104024.487 | 108646.3942 | 86541.5886
P95 | 466509.9476 | 616264.0777 | 605330.3912 | 584337.0301 | 552325.645 | 473740.797 | 471684.8666 | 432256.0271 | 355113.7598 | 354786.977 | 401119.4999 | 326789.6526 | 343890.6001 | 349488.9897 | 325681.2829 | 344301.3662 | 304024.377 | 261701.1908 | 262642.8959 | 241034.5976
Simple HR 2018 YELP 2015 v2
CAPACITYFACTOR - Net Generation Capacity Factor
MEAN | 1 | 1 | 1 | 1 | 1 | 1 | 1 | 1 | 1 | 1
P5 | 1 | 1 | 1 | 1 | 1 | 1 | 1 | 1 | 1 | 1
P95 | 1 | 1 | 1 | 1 | 1 | 1 | 1 | 1 | 1 | 1
NETPOS - Net Position (MWh)
MEAN | 193828.96 | 194754.56 | 193468.08 | 192903.88 | 193879.4 | 194975.04 | 193937.12 | 194259 | 193346.4 | 195608.92
P5 | 188864 | 187928 | 187980 | 187590 | 188318 | 190268 | 188136 | 188084 | 188084 | 189904
P95 | 198146 | 199342 | 197392 | 197990 | 198328 | 198978 | 198848 | 198510 | 197340 | 199368
NETREVENUE - Net Revenue $
MEAN | -16175779.9149 | -16193276.7471 | -16487447.6874 | -17013831.365 | -17671734.6764 | -19019672.9395 | -20189333.9068 | -21577974.7259 | -21402111.8784 | -21643777.2337
P5 | -17002223.3467 | -17286063.3837 | -17468023.2966 | -18025111.0618 | -18702601.4894 | -20055129.3267 | -21231261.8012 | -22498358.8324 | -22276795.9881 | -22416857.4065
P95 | -15250370.6759 | -15000583.1465 | -15425037.4158 | -15795408.9131 | -16688689.3739 | -18148488.3333 | -19031880.9054 | -20536317.001 | -20509623.7277 | -20802682.8645
STARTS - Number Starts
MEAN | 1.59 | 1.45 | 1.47 | 1.71 | 1.69 | 1.61 | 1.76 | 1.74 | 1.55 | 1.45
P5 | 0 | 0 | 0 | 0 | 0 | 0 | 0 | 0 | 0 | 0
P95 | 4 | 4 | 3 | 4 | 4 | 4 | 4 | 5 | 3.5 | 4
Generation Asset - Total
CAPACITYFACTOR - Net Generation Capacity Factor
MEAN | 0.40813 | 0.40163 | 0.39434 | 0.37645 | 0.38218 | 0.35304 | 0.3602 | 0.34538 | 0.33982 | 0.34178 | 0.26421 | 0.25849 | 0.25605 | 0.25057 | 0.24752 | 0.24774 | 0.25253 | 0.24886 | 0.24568 | 0.24128
P5 | 0.37213 | 0.35735 | 0.34486 | 0.33599 | 0.34112 | 0.31088 | 0.30613 | 0.30244 | 0.2971 | 0.31003 | 0.22114 | 0.22043 | 0.21715 | 0.20719 | 0.2063 | 0.20435 | 0.20962 | 0.20982 | 0.2113 | 0.20104
P95 | 0.44104 | 0.43589 | 0.42947 | 0.42088 | 0.41662 | 0.38335 | 0.40936 | 0.40272 | 0.39753 | 0.38557 | 0.31538 | 0.3054 | 0.30607 | 0.29859 | 0.29108 | 0.28201 | 0.29612 | 0.28799 | 0.2823 | 0.28151
CO2EMISSIONS - CO2 Emissions
MEAN | 554464.9603 | 541076.5711 | 546820.1196 | 478276.1338 | 495713.3369 | 512718.2372 | 543281.7829 | 514180.3969 | 527440.3513 | 507976.1526 | 518241.1051 | 528623.2055 | 506597.741 | 496719.4453 | 509471.9607 | 489807.758 | 492417.4986 | 510491.3251 | 485178.4424 | 477707.6752
P5 | 473653.6093 | 444432.0219 | 442507.3736 | 391927.8033 | 407622.5597 | 425993.1838 | 434167.8394 | 431944.8798 | 433371.6558 | 442662.8379 | 443469.3438 | 453480.2393 | 439924.0216 | 424726.7996 | 436977.3506 | 414669.7728 | 415752.6396 | 439697.9103 | 420581.747 | 405490.1271
P95 | 625340.5197 | 613540.3302 | 619185.3232 | 575445.2969 | 566387.405 | 576012.0621 | 638976.2649 | 621770.8712 | 638067.6094 | 590602.4167 | 605341.3693 | 611414.5386 | 595686.702 | 576345.3984 | 589196.0246 | 548897.166 | 565969.9943 | 582753.7954 | 550906.041 | 546126.6671
FUELCONSUMED - Fuel Consumed
MEAN | 5394059.8235 | 5342759.9172 | 5358053.1881 | 4737395.8235 | 4893138.2718 | 4996409.7518 | 5211860.0157 | 4915238.6088 | 4964537.11 | 4818019.5522 | 4921113.5158 | 4981456.7788 | 4798145.7715 | 4698710.0847 | 4785152.6868 | 4636511.6012 | 4644830.8927 | 4785623.3482 | 4555724.1506 | 4471358.8599
P5 | 4605947.0673 | 4366850.8727 | 4279767.0371 | 3870381.8197 | 4007311.3027 | 4140504.1267 | 4142411.1479 | 4098191.3684 | 4061738.0494 | 4180335.8507 | 4182184.5133 | 4257869.6126 | 4137369.0714 | 3996171.3757 | 4075932.3724 | 3906105.3973 | 3903924.8642 | 4108399.1197 | 3942429.888 | 3772773.8294
P95 | 6096539.0994 | 6047546.4581 | 6132443.1885 | 5718939.3674 | 5616129.6892 | 5627627.4933 | 6174560.2765 | 5975192.1265 | 6068974.1611 | 5658690.573 | 5796027.5338 | 5807819.5227 | 5649879.8321 | 5483863.3347 | 5587070.8448 | 5230537.3411 | 5365094.1842 | 5484846.9347 | 5173366.301 | 5134439.7215
FUELCOST - Fuel Cost
MEAN | 5507621.9232 | 5431954.1192 | 5699085.3778 | 5769647.6451 | 5772207.1208 | 5983284.2752 | 6326038.8486 | 6100047.1852 | 6214208.4041 | 6161422.8773 | 6465884.5646 | 6606762.1712 | 6536163.3274 | 6505963.4907 | 6727784.5503 | 6705501.8529 | 6850875.8059 | 7132377.9046 | 6944512.1647 | 6938988.9566
P5 | 4491635.7298 | 4124382.3221 | 4259793.5645 | 4391819.6284 | 4424225.9859 | 4701772.689 | 4767967.8773 | 4886938.0651 | 4881119.9275 | 5187388.6667 | 5267563.5673 | 5477534.3288 | 5444969.8598 | 5314513.2563 | 5519703.6506 | 5448352.128 | 5573023.5184 | 5947450.1357 | 5854972.9557 | 5676682.3991
P95 | 6552374.2828 | 6637951.7896 | 7050396.7162 | 7468676.9414 | 7173690.7266 | 7085500.1729 | 7912340.2981 | 8008251.5405 | 8163147.5767 | 7568002.4321 | 8064115.522 | 8073947.0049 | 7982305.3412 | 8073649.7337 | 8195874.3647 | 7823396.9615 | 8241627.1862 | 8398469.8322 | 8091835.0531 | 8225349.4612
NETPOS - Net Position (MWh)
MEAN | 746247.5715 | 736430.154 | 737035.6397 | 682137.4239 | 695942.9309 | 641297.4456 | 612061.3127 | 585725.992 | 591798.4148 | 581472.773 | 396224.1923 | 401517.8987 | 385551.4276 | 375794.4096 | 383255.5786 | 370375.7319 | 378131.3248 | 387710.2763 | 369655.7783 | 361725.2021
P5 | 676146.1983 | 651212.9071 | 648219.2812 | 607433.8524 | 620153.145 | 565484.5368 | 517915.1293 | 513837.4606 | 513365.7939 | 523181.595 | 331448.4432 | 339103.3131 | 327912.0979 | 313019.7192 | 320559.3704 | 306499.8455 | 312665.4073 | 327348.9334 | 314668.2334 | 298638.4512
P95 | 808067.9243 | 803902.2726 | 802115.9963 | 767794.1687 | 758250.5448 | 699171.0468 | 699511.4454 | 681862.5094 | 692384.8308 | 654426.3105 | 473678.5066 | 474799.678 | 461760.5724 | 447103.6057 | 453423.6378 | 421389.5542 | 442329.0261 | 451103.3008 | 426700.7439 | 422016.3004
NETREVENUE - Net Revenue $
MEAN | -30987418.9013 | -30151534.4721 | -30919405.639 | -32558720.9037 | -34040465.3935 | -30327840.4422 | -24273915.7235 | -26056235.0662 | -26491046.3387 | -26445557.8514 | -4886219.3026 | -5260345.5297 | -5105347.8833 | -5122418.632 | -5516638.5664 | -5230816.9497 | -5169118.9544 | -5813165.2326 | -5457725.6356 | -5597799.2237
P5 | -33444612.1469 | -33132632.4175 | -33900807.7097 | -35619128.4081 | -36997972.6588 | -32098247.0411 | -26421163.5923 | -27810476.747 | -28128160.8945 | -27817954.7269 | -5781159.841 | -6142661.6651 | -5962854.8037 | -6040807.2375 | -6308302.11 | -6004524.908 | -5967940.6829 | -6587507.1057 | -6153822.0207 | -6386787.4388
P95 | -27919027.8726 | -26828569.296 | -26961231.9311 | -28851664.214 | -30472541.6123 | -28241160.7972 | -21511455.8362 | -22905109.908 | -23329725.6511 | -24279617.1595 | -3013199.111 | -4109149.3153 | -4087360.2714 | -3535333.8214 | -4313135.589 | -4196733.9296 | -3907193.1958 | -4688275.2968 | -4467743.393 | -4580959.7348
STARTS - Number Starts
MEAN | 2060.34 | 2137.65 | 2057.13 | 2200.04 | 2207.88 | 2104.32 | 1576.03 | 1507.3 | 1103.02 | 1290.4 | 1185.69 | 920.73 | 1081.35 | 1088.73 | 863.19 | 1073.23 | 926.78 | 834.44 | 866.69 | 798.86
P5 | 1920.5 | 2002.5 | 1923.5 | 2030.5 | 2087.5 | 1993 | 1150 | 1137 | 775.5 | 1017 | 817 | 651 | 823 | 850.5 | 590 | 804 | 707 | 637 | 685 | 589.5
P95 | 2195.5 | 2272.5 | 2219 | 2313 | 2330.5 | 2222 | 1875 | 1867 | 1447 | 1595.5 | 1518 | 1169.5 | 1384.5 | 1427.5 | 1161.5 | 1295 | 1140.5 | 1047.5 | 1129.5 | 1001.5
VOMCOSTS - VOM Costs
MEAN | 1638837.8146 | 1687102.3798 | 1711311.261 | 1532855.9736 | 1610629.9744 | 1652861.9928 | 1798481.6639 | 1704612.4744 | 1706564.3736 | 1713910.5856 | 1796417.666 | 1834159.9133 | 1809772.6409 | 1799826.3157 | 1848445.3292 | 1851376.5674 | 1892975.7462 | 1954550.3237 | 1908501.4525 | 1889452.0189
P5 | 1351721.9601 | 1303016.8335 | 1275770.775 | 1172499.6084 | 1245931.2672 | 1296491.4855 | 1358429.8405 | 1368200.5782 | 1337832.1373 | 1446986.4855 | 1469472.3796 | 1525528.8862 | 1504696.4084 | 1458648.9052 | 1509812.4674 | 1500829.6331 | 1545464.5686 | 1628847.9013 | 1608055.7776 | 1538059.0181
P95 | 1906598.4545 | 1993208.8309 | 2059554.535 | 1954641.0516 | 1920856.3701 | 1916676.7801 | 2202836.0963 | 2157975.3448 | 2180109.3516 | 2073264.886 | 2191196.9825 | 2209720.1585 | 2187947.8588 | 2160851.6053 | 2239468.5635 | 2139889.0307 | 2257121.7045 | 2287095.7535 | 2205848.0712 | 2227627.8513
Hydro
IRP Black Eagle 2018
NETPOS - Net Position (MWh)
MEAN | 57040.7834 | 57192.4599 | 56760.1129 | 56782.3464 | 56982.4346 | 57116.281 | 57023.0601 | 57065.2962 | 56735.0128 | 57267.0927 | 56960.2578 | 57016.9848 | 57060.623 | 56859.6721 | 56774.4643 | 56991.3847 | 56998.5095 | 57163.6258 | 57086.7874 | 56717.7712
P5 | 52743.5277 | 53033.8711 | 52177.989 | 52528.0242 | 53026.4635 | 52320.3188 | 52932.7189 | 53370.7813 | 51775.8709 | 52948.2509 | 52532.2801 | 52942.395 | 52306.8955 | 52585.5857 | 53136.7755 | 52315.4126 | 52585.6073 | 53302.1897 | 51436.5992 | 53017.1151
P95 | 61097.7235 | 60843.7916 | 60980.4071 | 60291.521 | 60726.0926 | 61142.0114 | 61289.2754 | 60864.5249 | 60279.0432 | 61051.9001 | 60921.5498 | 60413.4034 | 60708.9999 | 60687.1849 | 61440.2634 | 61624.6362 | 60930.7599 | 60839.1028 | 61836.9125 | 60773.0473
NETREVENUE - Net Revenue $
MEAN | 532423.972 | 684898.3882 | 696366.3571 | 657155.479 | 623648.76 | 569790.4644 | 511626.7251 | 460987.3138 | 402057.9723 | 406312.4702 | 399140.7318 | 401001.2235 | 397374.8463 | 397014.7448 | 391538.3022 | 393780.3345 | 393358.7255 | 390542.4564 | 385848.277 | 377311.3321
P5 | 335208.1209 | 442292.3433 | 435083.6102 | 360695.2996 | 364313.3962 | 322832.7922 | 281617.3085 | 282441.8266 | 222488.4754 | 267018.4385 | 233377.9736 | 221013.0342 | 255979.6191 | 231719.9705 | 228143.1436 | 226316.3491 | 247423.3662 | 244518.8344 | 249934.7297 | 223623.5192
P95 | 738747.3648 | 943846.229 | 970324.8528 | 952490.9983 | 927549.8824 | 810580.0479 | 742301.6015 | 726438.5806 | 684974.9515 | 623196.3756 | 625059.221 | 574669.3273 | 589429.4534 | 627865.385 | 555315.5165 | 587979.7775 | 589308.1871 | 565276.5271 | 554578.9742 | 535780.7241
IRP Cochrane 2018
NETPOS - Net Position (MWh)
MEAN | 118246.8074 | 118373.6086 | 117567.077 | 117683.4156 | 118058.407 | 118234.9692 | 118011.1549 | 118349.0739 | 117587.4051 | 118655.8522 | 117995.4063 | 118243.531 | 118187.4123 | 117516.5142 | 117755.2788 | 118072.0517 | 118200.9502 | 118398.9899 | 118166.4873 | 117651.2372
P5 | 109795.9571 | 110965.7037 | 109247.0428 | 110860.725 | 110326.8799 | 109979.7147 | 110665.0989 | 111125.4716 | 110193.4813 | 109856.4957 | 110701.1659 | 108981.6718 | 110948.2469 | 109447.1618 | 110519.0703 | 110400.9469 | 110191.0034 | 111616.9868 | 109852.3624 | 110613.6043
P95 | 126404.8449 | 125344.1551 | 124742.2318 | 123677.6958 | 124484.8796 | 124781.9144 | 127183.7773 | 125210.1485 | 124032.7683 | 126116.855 | 126056.826 | 125706.781 | 125632.1886 | 124006.2044 | 126168.8918 | 125805.7018 | 125943.7194 | 126109.3515 | 126636.4256 | 125446.9408
NETREVENUE - Net Revenue $
MEAN | 1061919.6149 | 1373637.6158 | 1398628.1351 | 1313691.0344 | 1247779.6294 | 1135026.5236 | 1011671.6307 | 909317.552 | 785019.1869 | 793277.5128 | 781042.1077 | 781145.3898 | 772101.6687 | 769945.8711 | 757762.8325 | 763875.2698 | 762166.0265 | 750974.5515 | 740089.274 | 721301.9132
P5 | 674108.8994 | 877140.9093 | 865234.0918 | 722136.1538 | 731005.6098 | 656413.4636 | 526317.2472 | 544859.9427 | 425229.1563 | 508057.1109 | 442942.2713 | 421024.5968 | 468099.0807 | 455779.517 | 432793.7331 | 434339.2333 | 482593.7738 | 458838.7033 | 456936.8654 | 430814.0274
P95 | 1509054.8088 | 1898923.4284 | 2001586.9895 | 1937525.0932 | 1877644.3362 | 1603176.1863 | 1457160.9454 | 1461497.1205 | 1366796.3166 | 1229059.8377 | 1222731.8747 | 1120827.3244 | 1172013.1307 | 1253563.5051 | 1064958.2968 | 1169359.58 | 1153800.3619 | 1109451.2426 | 1073368.1085 | 1054735.4174
IRP Hauser 2018
NETPOS - Net Position (MWh)
MEAN | 54062.5544 | 54143.3134 | 53819.1128 | 53819.3905 | 54051.2456 | 54143.2362 | 54063.5633 | 54072.8402 | 53826.1912 | 54363.5446 | 54055.7341 | 54062.3152 | 54074.615 | 53899.3107 | 53827.1224 | 54055.5191 | 54069.2261 | 54166.3207 | 54069.1768 | 53811.8031
P5 | 49462.943 | 49222.2572 | 49168.0615 | 49304.3582 | 49594.7448 | 49631.0304 | 49379.696 | 50078.664 | 48556.0938 | 50329.7841 | 49118.949 | 49592.4577 | 49946.0004 | 49129.4953 | 48164.2074 | 49020.1633 | 49707.7465 | 50012.428 | 48999.138 | 49711.6404
P95 | 58130.4023 | 57618.0005 | 57518.5458 | 57409.5596 | 57701.3758 | 57702.995 | 58010.6517 | 57713.2706 | 57113.5899 | 57612.5983 | 57793.1402 | 57579.0508 | 57863.8877 | 57999.2099 | 57921.8821 | 58093.0606 | 57920.5485 | 58121.3227 | 58055.2167 | 57461.5374
NETREVENUE - Net Revenue $
MEAN | 538074.0682 | 680939.9186 | 693815.0606 | 654762.5822 | 624297.3146 | 574025.1769 | 519838.652 | 469633.3947 | 415340.7651 | 421722.0792 | 415954.0251 | 416973.5903 | 414708.6003 | 413944.9801 | 409617.8253 | 412739.6432 | 413084.2352 | 408650.3591 | 406422.1349 | 401983.7959
P5 | 352968.6864 | 447743.1995 | 432902.0004 | 355538.5485 | 361436.3164 | 322285.4312 | 288845.8098 | 303998.5584 | 235950.91 | 286029.681 | 249052.7094 | 242924.518 | 272906.1559 | 244858.1887 | 247961.4431 | 248366.9303 | 269100.2392 | 263375.2548 | 275328.332 | 245234.2743
P95 | 746812.3166 | 921545.9036 | 967827.445 | 969241.6739 | 922943.3278 | 804583.3413 | 753970.673 | 728420.2792 | 704221.8702 | 660938.2438 | 643545.5191 | 592252.3267 | 598966.7195 | 643132.4394 | 563669.0038 | 606786.7149 | 603297.9246 | 591070.4746 | 579529.384 | 550500.2228
IRP Holter 2018
NETPOS - Net Position (MWh)
MEAN | 124170.4351 | 124403.0616 | 123680.9426 | 123897.8368 | 124076.4426 | 124568.4087 | 124416.7498 | 123994.0691 | 123752.3921 | 124886.4609 | 124372.5565 | 124195.1108 | 124050.1719 | 124005.476 | 123065.8963 | 124382.2926 | 123820.3266 | 124530.596 | 124503.3664 | 123759.9058
P5 | 64202.334 | 64788.1819 | 64151.8872 | 71298.3769 | 64668.4596 | 63336.8587 | 70825.4639 | 73970.2455 | 66179.4206 | 76048.023 | 72363.8014 | 63605.0419 | 66733.1716 | 66473.0551 | 70206.639 | 62897.9834 | 68477.2121 | 64204.6852 | 64097.9428 | 63921.3245
P95 | 177900.0467 | 175829.1348 | 170954.9722 | 176408.0486 | 180332.6241 | 183359.4875 | 182553.6627 | 183001.7745 | 178031.1206 | 179461.9377 | 180286.2356 | 175862.5871 | 189273.914 | 176205.7174 | 178746.8984 | 181697.3776 | 180884.3455 | 183744.2709 | 186993.6496 | 172595.9823
NETREVENUE - Net Revenue $
MEAN | 1175704.0068 | 1503854.3896 | 1539845.8509 | 1462442.041 | 1388163.5865 | 1268847.2487 | 1145403.0748 | 1010681.978 | 888807.4748 | 908579.0866 | 897379.349 | 895000.1277 | 883893.2742 | 886472.6927 | 877759.1827 | 892398.1625 | 882753.3245 | 874194.8227 | 865273.5509 | 847371.4081
P5 | 554257.309 | 771989.1028 | 756892.8266 | 636027.0098 | 571281.6924 | 605633.5313 | 491631.3787 | 550305.2754 | 384214.0921 | 505698.9913 | 432068.9394 | 397674.176 | 431535.3281 | 463107.6925 | 411240.6663 | 420567.5217 | 401030.9327 | 386781.4085 | 368440.0692 | 465672.8791
P95 | 1940211.7981 | 2529614.0537 | 2414187.6433 | 2595323.7893 | 2362927.8777 | 2340229.4846 | 1970346.8202 | 1702942.6244 | 1548527.5386 | 1630126.7261 | 1503139.1239 | 1428285.6426 | 1619080.8003 | 1522020.6245 | 1480524.0078 | 1654004.0244 | 1462064.141 | 1493909.9929 | 1432190.2375 | 1428227.752
IRP Madison 2018
NETPOS - Net Position (MWh)
MEAN | 26766.2004 | 26831.6528 | 26652.7861 | 26651.4869 | 26752.5961 | 26818.2114 | 26766.1772 | 26771.8094 | 26649.2326 | 26926.7321 | 26744.7419 | 26762.4146 | 26770.0315 | 26704.0311 | 26656.7498 | 26755.1429 | 26753.0963 | 26835.7939 | 26773.2333 | 26648.0763
P5 | 25879.5208 | 25925.982 | 25732.2316 | 25960.5078 | 25988.3936 | 25929.1759 | 25973.9205 | 26085.4665 | 25666.6233 | 26118.0486 | 25775.5952 | 25875.0298 | 25937.8068 | 25984.233 | 25806.308 | 25848.8307 | 25924.51 | 26041.269 | 25732.4231 | 25893.4443
P95 | 27675.1664 | 27541.0664 | 27478.3803 | 27366.991 | 27517.5966 | 27546.1186 | 27671.2184 | 27451.1627 | 27325.8713 | 27699.5963 | 27506.4969 | 27480.7738 | 27479.9827 | 27478.5606 | 27590.5509 | 27633.9415 | 27553.0217 | 27640.3617 | 27531.4786 | 27411.1403
NETREVENUE - Net Revenue $
MEAN | 266307.396 | 337856.988 | 343531.3087 | 323884.552 | 309141.7429 | 284600.5023 | 257588.7788 | 233334.8352 | 206148.7817 | 208889.8753 | 206252.0127 | 206531.809 | 205423.4367 | 205729.7911 | 203075.0542 | 204690.5455 | 204272.0904 | 202992.8545 | 201335.697 | 198977.2697
P5 | 172747.0184 | 227165.1083 | 217831.1229 | 182033.9984 | 187105.0849 | 173176.5508 | 143082.7835 | 147675.9238 | 119834.4943 | 139636.3747 | 125506.9808 | 126447.3441 | 132602.7947 | 125802.1674 | 124958.8522 | 123140.5632 | 130213.9519 | 129297.2067 | 133419.2886 | 122091.3981
P95 | 367625.9449 | 460902.9874 | 481187.4942 | 474896.0952 | 460486.5179 | 400245.6328 | 365903.7883 | 369423.0958 | 351548.2682 | 315187.8058 | 316323.9095 | 291512.0929 | 295760.4724 | 327969.0331 | 275290.2866 | 301859.3375 | 293305.7316 | 291305.8866 | 283285.0727 | 273795.7454
IRP Morony 2018
NETPOS - Net Position (MWh)
MEAN | 115586.1311 | 115833.5258 | 115119.758 | 115144.7227 | 115627.3204 | 115695.1296 | 115462.766 | 115626.5106 | 115061.704 | 116229.9878 | 115522.5683 | 115573.2623 | 115557.0039 | 115116.9234 | 115226.331 | 115623.6768 | 115577.1176 | 115875.8326 | 115553.6611 | 115093.1729
P5 | 108244.5007 | 108954.3715 | 107004.9218 | 109090.3232 | 107994.4382 | 107800.3686 | 108807.6892 | 110075.0893 | 107649.4698 | 107159.3891 | 108473.1107 | 108775.0396 | 108453.4003 | 107663.6375 | 107973.6038 | 108767.3751 | 108614.4629 | 109904.9713 | 107555.0101 | 107959.5351
P95 | 122726.9271 | 122209.7532 | 122156.2408 | 120739.3525 | 121986.4733 | 122687.8201 | 123958.3047 | 122101.1091 | 121121.1558 | 123792.6347 | 122386.4604 | 121791.6234 | 122167.1539 | 121469.5271 | 123327.1117 | 122265.1076 | 122713.3872 | 122411.7761 | 123124.1078 | 121929.9887
NETREVENUE - Net Revenue $
MEAN | 1087826.7791 | 1396062.6271 | 1421902.024 | 1339521.5527 | 1275051.2242 | 1165664.7532 | 1046239.7129 | 944221.8692 | 824784.8506 | 833940.6293 | 822886.631 | 823192.1243 | 815429.6388 | 815893.7969 | 805095.3282 | 808989.8761 | 809951.64 | 801341.0003 | 791973.8291 | 774284.7824
P5 | 703430.9549 | 919711.489 | 893912.6292 | 738216.0228 | 756119.2111 | 684724.4854 | 565717.8279 | 580727.8328 | 466962.9779 | 551945.4934 | 486457.7302 | 462889.0291 | 517145.2054 | 505494.5449 | 473571.4261 | 470685.8983 | 512228.7706 | 497614.5737 | 505956.1112 | 466966.9406
P95 | 1512713.333 | 1909070.6748 | 1985328.4753 | 1952313.1724 | 1887925.2948 | 1633401.9497 | 1513218.6036 | 1491562.1178 | 1420394.4199 | 1273172.4851 | 1269430.2372 | 1166087.7092 | 1217473.6171 | 1292770.4282 | 1117606.7406 | 1218063.2303 | 1199995.2877 | 1156874.4383 | 1140971.1174 | 1115984.8041
IRP Mystic 2018
NETPOS - Net Position (MWh)
MEAN | 20999.5628 | 20969.9527 | 20835.1718 | 20900.1122 | 21001.1188 | 20968.7532 | 21019.9608 | 20995.4743 | 20824.7661 | 21120.3429 | 21012.3408 | 21030.5324 | 21069.8421 | 20803.0329 | 20911.6917 | 20962.6147 | 21024.762 | 21057.891 | 20951.6529 | 20827.5123
P5 | 20332.2705 | 20306.1408 | 20137.4133 | 20335.157 | 20479.2103 | 20391.3546 | 20369.7464 | 20484.7154 | 20215.8938 | 20425.4131 | 20456.6919 | 20368.4175 | 20459.2226 | 20224.9922 | 20253.0203 | 20345.1617 | 20404.6988 | 20564.2511 | 20309.0744 | 20152.3603
P95 | 21746.882 | 21684.4816 | 21551.2729 | 21521.4672 | 21558.7935 | 21581.8712 | 21655.2501 | 21535.6919 | 21389.7104 | 21858.9455 | 21601.1745 | 21684.5106 | 21568.3908 | 21336.3319 | 21574.4705 | 21466.1332 | 21590.0839 | 21602.1316 | 21634.0109 | 21587.3494
NETREVENUE - Net Revenue $
MEAN | 224858.2154 | 262475.1423 | 269528.6416 | 255446.9536 | 246836.7192 | 226600.1903 | 208176.5758 | 188810.4973 | 168460.7108 | 171925.1274 | 171263.994 | 170675.5871 | 170009.4417 | 169535.5971 | 166722.3175 | 170629.7041 | 169672.2209 | 168003.6775 | 165404.237 | 164335.6679
P5 | 151779.6363 | 181133.3602 | 177719.2702 | 147582.7877 | 154236.1126 | 143051.6126 | 123890.3071 | 123743.8131 | 99205.1527 | 114298.7687 | 105309.1741 | 109540.8854 | 110517.2272 | 111148.089 | 104796.1435 | 110259.8634 | 109134.7007 | 109332.2089 | 115372.855 | 102178.363
P95 | 306064.4387 | 355549.5625 | 370408.3936 | 360218.2064 | 351783.0557 | 305856.8485 | 292925.7376 | 293839.286 | 276398.2933 | 252524.8713 | 265722.4484 | 239036.4704 | 247362.3974 | 259366.8536 | 224352.2014 | 238965.7737 | 243228.0503 | 243011.8217 | 225682.7774 | 234450.0851
IRP Rainbow 2018
NETPOS - Net Position (MWh)
MEAN | 156998.1972 | 157271.8304 | 156290.1623 | 156331.9808 | 156893.6116 | 157097.5417 | 156798.1899 | 157025.3841 | 156227.5787 | 157732.8861 | 156691.2778 | 156996.2734 | 157066.8329 | 156370.1103 | 156441.1019 | 156914.6405 | 156913.0102 | 157311.7815 | 157006.0027 | 156259.5593
P5 | 148687.3243 | 149862.6082 | 148231.6467 | 150031.2157 | 148258.7615 | 150458.6105 | 150342.9762 | 150760.64 | 148224.9959 | 149477.5681 | 149528.9842 | 149461.6366 | 149430.0873 | 148774.9817 | 148935.9749 | 149008.3331 | 149792.3821 | 151544.6755 | 147788.5947 | 149176.6465
P95 | 165253.4282 | 163881.5687 | 163044.4398 | 161924.322 | 163311.7943 | 164144.8183 | 163802.1448 | 162880.9273 | 162763.0948 | 165173.7256 | 163957.2702 | 164112.2043 | 163337.273 | 162869.6441 | 164400.4524 | 163750.3236 | 163984.9859 | 163562.9079 | 164774.0155 | 164101.581
NETREVENUE - Net Revenue $
MEAN | 1453623.9748 | 1873668.8214 | 1906061.8255 | 1791033.8485 | 1704002.9971 | 1554979.9484 | 1394104.6803 | 1256759.4769 | 1093753.6175 | 1103848.0274 | 1087562.5908 | 1088610.5022 | 1078816.061 | 1078345.1998 | 1062126.7947 | 1067161.461 | 1064735.9357 | 1057635.5972 | 1041379.0297 | 1021464.2415
P5 | 930927.0227 | 1214596.657 | 1200084.9304 | 1001176.0093 | 1014430.2669 | 902663.4926 | 751728.1792 | 765193.8012 | 622925.8448 | 720856.4868 | 634593.7165 | 620093.2677 | 673983.7794 | 654666.9573 | 631366.0268 | 625268.2305 | 685231.2393 | 641906.392 | 657518.5109 | 612626.1439
P95 | 2039824.8993 | 2573594.8026 | 2679703.863 | 2610342.6019 | 2578290.4389 | 2179334.6709 | 1999491.7963 | 1996128.7037 | 1876034.1348 | 1667225.589 | 1691025.7263 | 1550381.2978 | 1625396.4541 | 1754983.8388 | 1473151.9779 | 1615709.5574 | 1570297.47 | 1555800.4024 | 1487238.5014 | 1463480.4659
IRP Ryan 2018
NETPOS - Net Position (MWh)
MEAN | 187503.496 | 187957.0589 | 186808.2514 | 186795.3777 | 187582.711 | 187811.5667 | 187326.869 | 187634.1688 | 186722.7115 | 188486.2458 | 187409.3684 | 187590.0113 | 187648.1014 | 186952.2209 | 186931.2129 | 187521.8879 | 187531.0236 | 187969.1921 | 187629.4249 | 186712.8402
P5 | 181344.6409 | 181818.356 | 180316.0449 | 182173.3551 | 182146.523 | 181872.4063 | 182622.9795 | 183619.0581 | 180371.9848 | 182480.9318 | 182414.9579 | 182069.098 | 182020.2563 | 181596.2304 | 181369.984 | 181985.2132 | 182251.6887 | 183840.4852 | 180533.1438 | 181497.4568
P95 | 193251.9343 | 193252.6296 | 192596.56 | 191537.9016 | 192266.5835 | 193336.0002 | 193150.7156 | 192143.697 | 191736.378 | 193850.2795 | 192968.3577 | 192871.2971 | 192100.0988 | 192351.3443 | 193131.927 | 193087.1759 | 192570.5677 | 191947.6045 | 193483.5843 | 192571.8993
NETREVENUE - Net Revenue $
MEAN | 1790747.9854 | 2300348.112 | 2338314.286 | 2201248.9894 | 2097561.7241 | 1922452.7258 | 1731704.3017 | 1564108.6225 | 1369527.954 | 1385788.9482 | 1371098.3497 | 1371671.8281 | 1359160.5236 | 1359366.5934 | 1341404.5388 | 1349006.1654 | 1346970.9822 | 1337531.5858 | 1319829.3258 | 1301567.1163
P5 | 1164113.2085 | 1515739.1326 | 1476973.7393 | 1239094.9736 | 1273449.8915 | 1151447.941 | 957035.6018 | 967433.8767 | 785197.0235 | 919065.2914 | 817551.3019 | 815301.172 | 866343.2404 | 835214.6113 | 807820.8707 | 809409.0143 | 860918.4449 | 824615.0516 | 848636.8074 | 786076.4691
P95 | 2491063.5041 | 3133314.3495 | 3287975.5716 | 3235722.0055 | 3153260.2845 | 2682224.1165 | 2469259.9724 | 2474368.4685 | 2332758.4015 | 2083609.2318 | 2132595.4539 | 1950094.0952 | 2004871.9592 | 2175235.0187 | 1817800.4401 | 2024930.9426 | 1963154.2552 | 1930968.3006 | 1882661.1068 | 1844740.2275
IRP Thompson 2018
NETPOS - Net Position (MWh)
MEAN | 219863.3899 | 220321.3745 | 218611.8112 | 219200.9667 | 220069.2219 | 220146.3253 | 219585.4596 | 219916.8894 | 218590.4121 | 221069.3756 | 219805.8998 | 219712.8616 | 219893.7392 | 218686.5596 | 219302.0496 | 220145.1602 | 219981.9577 | 220264.7713 | 219810.6247 | 218515.8287
P5 | 202314.2947 | 203967.1453 | 199073.9283 | 203644.1048 | 205610.7411 | 204535.9124 | 204111.1001 | 206144.2101 | 201741.194 | 205615.9416 | 203721.0131 | 205859.2166 | 205154.1673 | 203303.1986 | 203554.8836 | 202849.6185 | 204956.4755 | 207573.9366 | 199670.1466 | 204819.6862
P95 | 235459.5602 | 235442.2399 | 236152.591 | 231403.6919 | 235100.289 | 234453.4369 | 237597.0323 | 234356.9508 | 233102.5838 | 235363.095 | 234126.5285 | 232228.1771 | 233594.7093 | 234209.7143 | 238004.1464 | 234818.236 | 233484.527 | 234406.5378 | 237034.7427 | 234347.386
NETREVENUE - Net Revenue $
MEAN | 1943750.9224 | 2563546.1869 | 2606980.4941 | 2455072.2809 | 2333527.2162 | 2117207.8804 | 1888958.3611 | 1692810.2708 | 1462211.351 | 1480788.1878 | 1449205.3878 | 1453654.0997 | 1437019.2872 | 1433401.8132 | 1413750.659 | 1420040.659 | 1418302.4931 | 1399542.382 | 1383039.7498 | 1335903.7751
P5 | 1226082.3547 | 1653540.4939 | 1620477.6299 | 1341462.169 | 1327431.2367 | 1196309.1076 | 1003370.1543 | 1015463.5899 | 785257.1286 | 936883.2278 | 842878.2157 | 752124.7565 | 877658.2862 | 834777.2076 | 810367.6061 | 786685.4341 | 874628.6537 | 852785.5239 | 844925.5406 | 763568.149
P95 | 2729017.0588 | 3538649.8082 | 3679759.4951 | 3615051.2938 | 3569129.8138 | 3042818.2301 | 2801367.937 | 2749835.7137 | 2545974.6178 | 2304986.3843 | 2283605.1576 | 2081942.4281 | 2189111.6501 | 2316623.1046 | 2066999.1345 | 2215806.1972 | 2145324.3316 | 2044571.9811 | 2035086.6113 | 1943473.8512
Hydro - Total
NETPOS - Net Position (MWh)
MEAN | 1081237.5577 | 1083297.8386 | 1076145.1861 | 1077207.6363 | 1081095.1096 | 1082600.4231 | 1080473.9507 | 1081451.516 | 1075977.4062 | 1086738.5209 | 1080570.1515 | 1081183.2973 | 1081378.3733 | 1076913.8514 | 1076891.8989 | 1081424.3714 | 1080869.9799 | 1083574.7948 | 1081550.4175 | 1075997.707
P5 | 973152.3303 | 980103.3188 | 972514.5904 | 984112.544 | 987188.5671 | 976991.2423 | 982221.4052 | 991509.254 | 962785.8327 | 994344.5983 | 976486.7403 | 984967.1863 | 979309.9469 | 981527.1865 | 978996.0888 | 969784.6951 | 994179.9274 | 990087.0623 | 957394.8467 | 973844.2737
P95 | 1186185.8814 | 1174586.6433 | 1166264.6295 | 1168045.9389 | 1172140.005 | 1181562.9799 | 1191664.667 | 1180606.6952 | 1163957.3141 | 1179146.8368 | 1186355.209 | 1170821.8984 | 1179489.3037 | 1172873.0278 | 1178357.2912 | 1174106.1357 | 1182865.741 | 1185645.4683 | 1192860.1712 | 1173602.7385
NETREVENUE - Net Revenue $
MEAN | 10075236.935 | 12977288.1899 | 13214973.9836 | 12454259.3138 | 11850010.9143 | 10819195.414 | 9715312.4933 | 8730665.8103 | 7616112.6647 | 7715071.9441 | 7601785.1796 | 7608456.2817 | 7533936.7784 | 7529651.0803 | 7428852.8352 | 7483311.821 | 7465267.6742 | 7391409.2871 | 7300595.1053 | 7144501.3022
P5 | 6470553.1314 | 8367058.2886 | 8205276.4255 | 6788726.6085 | 6736688.3465 | 6172875.5843 | 5216550.9075 | 5543522.3602 | 4291049.1183 | 5146957.6997 | 4442996.0781 | 4150919.6345 | 4814654.5982 | 4591970.9917 | 4360587.2969 | 4336484.2882 | 4716036.5626 | 4453916.4027 | 4673104.1741 | 4284407.3752
P95 | 13985139.7169 | 17719212.6091 | 18294255.2101 | 18439715.4236 | 17789373.2397 | 15409605.0128 | 14113905.0229 | 14086919.9177 | 13095638.9587 | 11995771.9261 | 11809817.6974 | 10695234.2322 | 11189202.1358 | 12007502.4889 | 10508591.367 | 11299369.7294 | 11083013.3128 | 10894207.0481 | 10627606.2597 | 10328779.1611
Load
NWE Load 2018 incl DSM and NEM main - with EPD
NETPOS - Net Position (MWh)
MEAN | -2444003.885 | -2440075.5536 | -2436170.0063 | -2439122.528 | -2468987.3777 | -2465969.6153 | -2483297.6921 | -2490180.7961 | -2489028.3446 | -2519515.404 | -2522466.7901 | -2535676.5628 | -2545681.407 | -2535039.8665 | -2559072.1313 | -2587570.4115 | -2600366.2259 | -2601468.0039 | -2640070.8706 | -2650661.0329
P5 | -2475819.07 | -2476619.455 | -2468524.945 | -2481587.8 | -2506395.805 | -2500491.83 | -2524625.485 | -2534425.46 | -2528264.42 | -2558095.38 | -2559192.75 | -2573304.175 | -2590871.625 | -2566916.785 | -2605014.865 | -2630035.68 | -2634503.975 | -2653206.765 | -2677936.525 | -2689622.125
P95 | -2413246.83 | -2406223.53 | -2406551.56 | -2402353.91 | -2436398.255 | -2436524.685 | -2449587.285 | -2450968.54 | -2457261.555 | -2483507.74 | -2490295.03 | -2502393.985 | -2509248.325 | -2494072.86 | -2518589.98 | -2545235.405 | -2563316.88 | -2563237.26 | -2600528.575 | -2615006.905
NETREVENUE - Net Revenue $
MEAN | -40662660.0649 | -46750932.1638 | -47703133.0413 | -48361664.669 | -50232607.661 | -47937071.5646 | -45848674.5704 | -43671874.2758 | -41280613.775 | -41944608.2064 | -42012199.3092 | -42230651.6459 | -42289038.4676 | -42220607.7591 | -42238785.7795 | -42995451.2295 | -43063642.9602 | -42838100.8892 | -43429482.4013 | -43529572.0287
P5 | -50167321.0028 | -58937275.6885 | -61050382.9357 | -62881772.3373 | -64783443.1257 | -58665985.3595 | -56631620.4556 | -57347209.5639 | -56020524.6078 | -52338245.5794 | -53799795.4012 | -51279432.7028 | -51503765.4808 | -54288488.1164 | -50412948.487 | -51694982.2255 | -52308910.8129 | -51143402.1223 | -51754652.0169 | -51760234.7587
P95 | -31963777.0441 | -36142703.5725 | -35701231.4686 | -34973025.5475 | -38366735.6117 | -37361535.8515 | -35049073.2144 | -35132379.9558 | -32701048.5487 | -34640039.924 | -33837654.3282 | -34208180.7829 | -35184862.4308 | -34305130.0015 | -33765965.909 | -35084292.7037 | -35511897.4435 | -34860740.5187 | -36001666.56 | -34893422.9283
Load - Total
NETPOS - Net Position (MWh)
MEAN | -2444003.885 | -2440075.5536 | -2436170.0063 | -2439122.528 | -2468987.3777 | -2465969.6153 | -2483297.6921 | -2490180.7961 | -2489028.3446 | -2519515.404 | -2522466.7901 | -2535676.5628 | -2545681.407 | -2535039.8665 | -2559072.1313 | -2587570.4115 | -2600366.2259 | -2601468.0039 | -2640070.8706 | -2650661.0329
P5 | -2475819.07 | -2476619.455 | -2468524.945 | -2481587.8 | -2506395.805 | -2500491.83 | -2524625.485 | -2534425.46 | -2528264.42 | -2558095.38 | -2559192.75 | -2573304.175 | -2590871.625 | -2566916.785 | -2605014.865 | -2630035.68 | -2634503.975 | -2653206.765 | -2677936.525 | -2689622.125
P95 | -2413246.83 | -2406223.53 | -2406551.56 | -2402353.91 | -2436398.255 | -2436524.685 | -2449587.285 | -2450968.54 | -2457261.555 | -2483507.74 | -2490295.03 | -2502393.985 | -2509248.325 | -2494072.86 | -2518589.98 | -2545235.405 | -2563316.88 | -2563237.26 | -2600528.575 | -2615006.905
NETREVENUE - Net Revenue $
MEAN | -40662660.0649 | -46750932.1638 | -47703133.0413 | -48361664.669 | -50232607.661 | -47937071.5646 | -45848674.5704 | -43671874.2758 | -41280613.775 | -41944608.2064 | -42012199.3092 | -42230651.6459 | -42289038.4676 | -42220607.7591 | -42238785.7795 | -42995451.2295 | -43063642.9602 | -42838100.8892 | -43429482.4013 | -43529572.0287
P5 | -50167321.0028 | -58937275.6885 | -61050382.9357 | -62881772.3373 | -64783443.1257 | -58665985.3595 | -56631620.4556 | -57347209.5639 | -56020524.6078 | -52338245.5794 | -53799795.4012 | -51279432.7028 | -51503765.4808 | -54288488.1164 | -50412948.487 | -51694982.2255 | -52308910.8129 | -51143402.1223 | -51754652.0169 | -51760234.7587
P95 | -31963777.0441 | -36142703.5725 | -35701231.4686 | -34973025.5475 | -38366735.6117 | -37361535.8515 | -35049073.2144 | -35132379.9558 | -32701048.5487 | -34640039.924 | -33837654.3282 | -34208180.7829 | -35184862.4308 | -34305130.0015 | -33765965.909 | -35084292.7037 | -35511897.4435 | -34860740.5187 | -36001666.56 | -34893422.9283
Physical Instrument
2018 Small QF - Aggregated Hydro Esc
NETPOS - Net Position (MWh)
MEAN | 42285.8826 | 42265.4199 | 41911.6185 | 42248.8615 | 42288.0334 | 32149.4219 | 19156.6102 | 19053.6806 | 18828.6831 | 19038.3123 | 19095.3443 | 19052.4913 | 19156.6102 | 2900.365
P5 | 42285.8826 | 42265.4199 | 41911.6185 | 42248.8615 | 42288.0334 | 32149.4219 | 19156.6102 | 19053.6806 | 18828.6831 | 19038.3123 | 19095.3443 | 19052.4913 | 19156.6102 | 2900.365
P95 | 42285.8826 | 42265.4199 | 41911.6185 | 42248.8615 | 42288.0334 | 32149.4219 | 19156.6102 | 19053.6806 | 18828.6831 | 19038.3123 | 19095.3443 | 19052.4913 | 19156.6102 | 2900.365
NETREVENUE - Net Revenue $
MEAN | -2570577.801 | -2479581.936 | -2447518.3288 | -2492863.1677 | -2526883.5337 | -1998075.4475 | -1206999.5758 | -1217576.9017 | -1222683.9969 | -1237246.7768 | -1241540.7848 | -1241512.5697 | -1248957.487 | -202971.42
P5 | -2700903.0878 | -2636281.7959 | -2619907.1629 | -2694364.9639 | -2690834.4539 | -2107495.0471 | -1262715.9879 | -1260484.5153 | -1263247.7104 | -1272441.6102 | -1283344.2355 | -1279495.1295 | -1285813.4002 | -206889.6799
P95 | -2426797.0165 | -2306789.3607 | -2248233.8313 | -2292480.669 | -2324747.4011 | -1896588.3948 | -1149538.6689 | -1154797.4211 | -1162240.3582 | -1186570.6686 | -1186141.6758 | -1193223.222 | -1203360.1779 | -197118.4262
2018 Small QF - Aggregated Hydro Fixed
NETPOS - Net Position (MWh)
MEAN | 3005.5614 | 2901.0948 | 2531.4131 | 2540.015 | 2541.9723 | 2544.5425 | 2547.8321 | 2546.1998 | 2531.4131 | 2547.277 | 2545.5216 | 2545.2159 | 2547.8321 | 2529.4752 | 2540.015 | 2444.2245 | 2356.9569 | 2358.4725 | 113.473
P5 | 3005.5614 | 2901.0948 | 2531.4131 | 2540.015 | 2541.9723 | 2544.5425 | 2547.8321 | 2546.1998 | 2531.4131 | 2547.277 | 2545.5216 | 2545.2159 | 2547.8321 | 2529.4752 | 2540.015 | 2444.2245 | 2356.9569 | 2358.4725 | 113.473
P95 | 3005.5614 | 2901.0948 | 2531.4131 | 2540.015 | 2541.9723 | 2544.5425 | 2547.8321 | 2546.1998 | 2531.4131 | 2547.277 | 2545.5216 | 2545.2159 | 2547.8321 | 2529.4752 | 2540.015 | 2444.2245 | 2356.9569 | 2358.4725 | 113.473
NETREVENUE - Net Revenue $
MEAN | -157064.0104 | -145062.0487 | -125908.4715 | -128047.4467 | -130117.1659 | -132363.5753 | -135118.9182 | -137397.6091 | -139067.3095 | -140295.8333 | -140182.9356 | -140015.2247 | -140417.9897 | -139366.7817 | -140360.8677 | -135179.0041 | -130467.3457 | -130664.0458 | -6886.329
P5 | -166216.5025 | -155801.3025 | -136382.8578 | -140178.7731 | -139910.4558 | -141108.0349 | -144137.0087 | -144083.8806 | -146159.5143 | -145766.214 | -146242.4 | -146148.1548 | -146175.4938 | -145430.1606 | -146538.4256 | -140915.7834 | -135649.5601 | -135870.4655 | -7549.9209
P95 | -146859.1457 | -133374.3121 | -113860.3664 | -116199.8259 | -118003.9536 | -123618.5312 | -126347.5612 | -126296.8709 | -127895.0981 | -132321.0284 | -131254.5094 | -132557.9632 | -132726.9894 | -130244.4494 | -134082.552 | -128714.8963 | -124062.9292 | -125091.238 | -5970.2855
2018 Small QF - Aggregated Hydro Index
NETPOS - Net Position (MWh)
MEAN | 576.3671 | 576.7627 | 573.1266 | 209.7873
P5 | 576.3671 | 576.7627 | 573.1266 | 209.7873
P95 | 576.3671 | 576.7627 | 573.1266 | 209.7873
NETREVENUE - Net Revenue $
MEAN | -5880.5027 | -5777.4776 | -5771.1371 | -1996.8891
P5 | -7520.3332 | -7824.2515 | -7993.0346 | -2996.3609
P95 | -4037.543 | -3530.4998 | -3198.4909 | -765.4907
2018 Small QF - Aggregated Wind Fixed
NETPOS - Net Position (MWh)
MEAN | 13117.2031 | 13101.2922 | 13072.5383 | 13034.103 | 13123.8658 | 13108.6284 | 8176.9863 | 2339.9749 | 2332.4948 | 2350.5312 | 2337.1002 | 2341.5604 | 2340.3501 | 2328.1365 | 2325.4481 | 2338.5313 | 2337.1002 | 2338.8218 | 2339.9749 | 2332.4948
P5 | 13117.2031 | 13101.2922 | 13072.5383 | 13034.103 | 13123.8658 | 13108.6284 | 8176.9863 | 2339.9749 | 2332.4948 | 2350.5312 | 2337.1002 | 2341.5604 | 2340.3501 | 2328.1365 | 2325.4481 | 2338.5313 | 2337.1002 | 2338.8218 | 2339.9749 | 2332.4948
P95 | 13117.2031 | 13101.2922 | 13072.5383 | 13034.103 | 13123.8658 | 13108.6284 | 8176.9863 | 2339.9749 | 2332.4948 | 2350.5312 | 2337.1002 | 2341.5604 | 2340.3501 | 2328.1365 | 2325.4481 | 2338.5313 | 2337.1002 | 2338.8218 | 2339.9749 | 2332.4948
NETREVENUE - Net Revenue $
MEAN | -544745.9856 | -505441.4753 | -500387.3027 | -508441.3893 | -519729.8761 | -531597.0413 | -356941.4646 | -98843.9714 | -100808.0733 | -101518.946 | -100900.304 | -101039.5104 | -100971.7094 | -100401.654 | -100375.1014 | -100825.7351 | -100774.9452 | -100910.2088 | -100989.8787 | -100682.5857
P5 | -590796.8272 | -562292.4068 | -567125.3991 | -579905.1336 | -581895.978 | -587968.9896 | -393701.7816 | -107163.2667 | -109435.4872 | -108180.592 | -108850.4307 | -108956.7375 | -108409.4395 | -108145.4346 | -108151.94 | -108582.4497 | -107776.0033 | -108143.0821 | -107754.2888 | -108732.4571
P95 | -494255.828 | -441808.2573 | -425191.6684 | -429641.7362 | -443211.0947 | -475085.6669 | -323139.6879 | -85347.757 | -85699.6474 | -91814.3892 | -89659.6925 | -92125.0129 | -91577.3475 | -89078.0465 | -92882.7565 | -91792.9132 | -92453.0057 | -92757.1658 | -92458.692 | -93324.8927
2018 Small QF - Aggregated Wind Index
NETPOS - Net Position (MWh)
MEAN | 4596.2179 | 4612.8058 | 4579.4642 | 4604.2814 | 4606.1022 | 4594.1555 | 4617.699 | 4614.8682 | 4579.4642 | 4622.1473 | 4606.9523 | 4596.2179 | 4617.699 | 4573.731 | 4604.2814 | 4606.1022 | 4606.9523 | 4615.6366 | 4614.8682 | 4579.4642
P5 | 4596.2179 | 4612.8058 | 4579.4642 | 4604.2814 | 4606.1022 | 4594.1555 | 4617.699 | 4614.8682 | 4579.4642 | 4622.1473 | 4606.9523 | 4596.2179 | 4617.699 | 4573.731 | 4604.2814 | 4606.1022 | 4606.9523 | 4615.6366 | 4614.8682 | 4579.4642
P95 | 4596.2179 | 4612.8058 | 4579.4642 | 4604.2814 | 4606.1022 | 4594.1555 | 4617.699 | 4614.8682 | 4579.4642 | 4622.1473 | 4606.9523 | 4596.2179 | 4617.699 | 4573.731 | 4604.2814 | 4606.1022 | 4606.9523 | 4615.6366 | 4614.8682 | 4579.4642
NETREVENUE - Net Revenue $
MEAN | -241544.1933 | -232335.0681 | -229336.5437 | -234051.2303 | -237099.4454 | -241000.2848 | -246671.3236 | -250868.009 | -253500.6708 | -255984.4496 | -255374.2828 | -255053.5863 | -256421.6494 | -254047.1725 | -256310.3698 | -259787.8583 | -263545.2169 | -267970.6063 | -271721.4022 | -273389.9462
P5 | -256691.7746 | -250760.1514 | -249757.7682 | -257138.2176 | -256762.0862 | -258040.1712 | -264532.6396 | -264753.1275 | -267607.7482 | -267102.0079 | -267675.0826 | -267040.8573 | -267821.0704 | -266509.953 | -268658.3297 | -271982.0596 | -274912.77 | -279174.5721 | -282061.0512 | -286086.2763
P95 | -224763.1752 | -212456.0548 | -205421.7767 | -209807.9307 | -213149.9759 | -223952.6696 | -229830.3434 | -228726.3681 | -230995.6997 | -239617.1737 | -237506.6322 | -241197.713 | -241260.3748 | -235449.3592 | -244892.4976 | -245946.4575 | -250089.6182 | -255263.7931 | -258286.6515 | -261275.688
Physical Instrument - Total
NETPOS - Net Position (MWh)
MEAN | 63581.2321 | 63457.3753 | 62668.1606 | 62637.0482 | 62559.9736 | 52396.7482 | 34499.1276 | 28554.7235 | 28272.0552 | 28558.2677 | 28584.9185 | 28535.4855 | 28662.4914 | 12331.7077 | 9469.7445 | 9388.858 | 9301.0094 | 9312.9309 | 7068.3161 | 6911.9589
P5 | 63581.2321 | 63457.3753 | 62668.1606 | 62637.0482 | 62559.9736 | 52396.7482 | 34499.1276 | 28554.7235 | 28272.0552 | 28558.2677 | 28584.9185 | 28535.4855 | 28662.4914 | 12331.7077 | 9469.7445 | 9388.858 | 9301.0094 | 9312.9309 | 7068.3161 | 6911.9589
P95 | 63581.2321 | 63457.3753 | 62668.1606 | 62637.0482 | 62559.9736 | 52396.7482 | 34499.1276 | 28554.7235 | 28272.0552 | 28558.2677 | 28584.9185 | 28535.4855 | 28662.4914 | 12331.7077 | 9469.7445 | 9388.858 | 9301.0094 | 9312.9309 | 7068.3161 | 6911.9589
NETREVENUE - Net Revenue $
MEAN | -3519812.4931 | -3368198.0058 | -3308921.7839 | -3365400.1231 | -3413830.0211 | -2903036.3489 | -1945731.2822 | -1704686.4912 | -1716060.0504 | -1735046.0057 | -1737998.3072 | -1737620.891 | -1746768.8355 | -696787.0283 | -497046.3388 | -495792.5975 | -494787.5077 | -499544.861 | -379597.6098 | -374072.5319
P5 | -3720735.2657 | -3612828.2284 | -3582903.5253 | -3670552.3878 | -3669513.7726 | -3087728.426 | -2064987.4499 | -1775311.8167 | -1786620.3083 | -1795639.8608 | -1803083.9407 | -1799473.27 | -1806812.3675 | -727122.0043 | -523474.615 | -521480.2927 | -518552.1766 | -523517.5288 | -397430.7234 | -394942.5608
P95 | -3296282.0747 | -3103126.8109 | -2992746.8909 | -3048788.3295 | -3095546.8082 | -2723547.8651 | -1830251.8758 | -1597527.0552 | -1607670.7436 | -1650493.3484 | -1645536.9042 | -1662142.2315 | -1670024.2018 | -651373.1497 | -471924.5483 | -466151.7876 | -466780.6761 | -473001.4696 | -356190.127 | -354646.1588
Transmission Line
NETREVENUE - Net Revenue $
MEAN | -4254125.3091 | -3450990.1161 | -3615250.4199 | -4156815.6878 | -4334208.72 | -4836769.6671 | -3871396.8219 | -3980539.3496 | -4872896.848 | -5060371.5064 | -7138224.2228 | -7355976.5948 | -7593298.2564 | -7731861.8766 | -7904466.1561 | -8863748.9552 | -10435982.4552 | -10780252.8661 | -11752195.025 | -12311221.392
P5 | -5399507.8056 | -4486138.3887 | -4790806.0338 | -5254158.1556 | -5562625.6351 | -6353764.1776 | -4929519.3465 | -4912089.6645 | -6235451.2028 | -6467620.9824 | -8622759.4924 | -8939406.3261 | -9463149.7599 | -9264616.4284 | -9380778.8832 | -10544528.1815 | -12242574.6962 | -12501941.2015 | -13541557.6536 | -14801580.5746
P95 | -3293654.8984 | -2541901.6293 | -2513139.4411 | -3149817.3404 | -3138298.2723 | -3491357.3057 | -2959163.6547 | -3074116.3959 | -3997857.5142 | -3892913.4058 | -5691018.8885 | -5814457.6177 | -5843961.2921 | -6323367.0587 | -6473391.4164 | -7517406.0676 | -8660259.8092 | -9082639.6855 | -9879899.5826 | -10521042.7002
Wind Asset
IRP 2018 71 Ranch Wind
NETPOS - Net Position (MWh)
MEAN | 4950.395 | 4947.8239 | 4922.6209 | 4886.7561 | 4904.7132 | 4964.9544 | 4918.0774 | 4920.6824 | 4924.5656 | 4976.1618 | 4931.2482 | 4913.1189 | 4933.8104 | 4936.4468 | 4913.8922 | 4919.3146 | 4918.3049 | 4939.3365 | 4912.055 | 4917.133
P5 | 4558.2693 | 4563.2284 | 4562.91 | 4540.9216 | 4555.0934 | 4602.6852 | 4587.6857 | 4560.6443 | 4612.0425 | 4607.0644 | 4510.9402 | 4562.1297 | 4529.0485 | 4567.8184 | 4568.3127 | 4573.2636 | 4527.6596 | 4639.2422 | 4535.2647 | 4536.5999
P95 | 5348.6138 | 5257.6516 | 5240.1147 | 5208.8472 | 5309.7032 | 5336.6107 | 5251.2877 | 5251.646 | 5246.4469 | 5305.9266 | 5284.1815 | 5402.8546 | 5355.3523 | 5244.7113 | 5247.9203 | 5299.6356 | 5338.2857 | 5300.2253 | 5283.1911 | 5308.9172
NETREVENUE - Net Revenue $
MEAN | -215909.3724 | -200919.0714 | -198354.4798 | -201223.121 | -204054.2716 | -211719.2894 | -214239.5796 | -218784.7549 | -223647.3646 | -225773.203 | -223647.5771 | -223167.5012 | -224334.0628 | -223588.4638 | -223094.2062 | -223127.1368 | -223159.4583 | -224706.0849 | -223520.7752 | -223281.9282
P5 | -240860.3795 | -229987.6034 | -229509.1286 | -232315.3143 | -237390.6315 | -246065.2466 | -243288.7624 | -248830.2161 | -250526.2771 | -254437.2582 | -246936.3238 | -256818.1064 | -252535.5845 | -246151.0657 | -248162.8645 | -249415.8051 | -246913.5293 | -245570.6405 | -243760.4873 | -247927.3656
P95 | -192830.2512 | -174387.9653 | -167997.0886 | -165862.257 | -170855.6538 | -179563.5224 | -182774.5622 | -188522.6506 | -190576.0433 | -202062.9126 | -194553.8144 | -194946.1297 | -196398.8506 | -197318.6253 | -200155.0775 | -199892.0529 | -195640.9264 | -200757.2639 | -194858.8538 | -204012.8678
IRP 2018 Big Timber Wind
NETPOS - Net Position (MWh)
MEAN | 36798.0814 | 36767.5575 | 36629.941 | 36409.6338 | 36615.4993 | 36717.0875 | 36669.4211 | 36548.1668 | 36654.3326 | 36912.7159 | 36404.4295 | 36667.6806 | 36669.1307 | 36617.9268 | 36520.6176 | 36517.934 | 36487.7738 | 36757.6431 | 36717.242 | 36534.7713
P5 | 33618.7087 | 34064.6592 | 33896.1283 | 33316.1534 | 33351.1346 | 33939.4386 | 33394.1803 | 33753.136 | 33885.8368 | 33342.6426 | 33746.5204 | 33422.1767 | 33464.6908 | 33153.4878 | 33647.8478 | 33222.1748 | 33436.0043 | 33651.32 | 33752.6844 | 33488.2322
P95 | 40058.3339 | 39331.8838 | 39707.395 | 39187.2006 | 39820.0298 | 39972.8301 | 39350.2829 | 39928.3297 | 40036.152 | 40398.9663 | 39192.4058 | 39821.3054 | 40070.7805 | 40091.058 | 39723.2161 | 39549.1971 | 39963.8739 | 39679.5686 | 39417.5978 | 40093.1394
NETREVENUE - Net Revenue $
MEAN | -1300517.5288 | -1194014.3033 | -1180547.9788 | -1200890.0611 | -1224229.3974 | -1266081.3154 | -1298993.2069 | -1328637.0263 | -1366894.3358 | -1372923.0106 | -1355754.6163 | -1365395.9806 | -1365875.5235 | -1361780.5771 | -1365032.278 | -1361718.5253 | -1362114.3876 | -1374627.5923 | -1373745.1645 | -1367912.3086
P5 | -1488154.0015 | -1416884.2936 | -1383986.152 | -1446224.8741 | -1425200.1165 | -1510322.755 | -1516801.7622 | -1496804.2444 | -1579332.8589 | -1528738.7296 | -1511389.4272 | -1520692.5399 | -1525241.7213 | -1556507.0973 | -1530117.3431 | -1519958.3615 | -1535524.4146 | -1534929.7185 | -1531826.6576 | -1551413.187
P95 | -1127187.3156 | -995866.6464 | -947269.8038 | -966383.6681 | -985606.5118 | -1071386.0724 | -1081041.6143 | -1167622.8297 | -1089687.5358 | -1153438.1185 | -1177440.0166 | -1158733.1307 | -1164360.8294 | -1167399.9987 | -1203889.2376 | -1174764.8758 | -1180927.5112 | -1205627.3086 | -1218408.1099 | -1193101.7831
IRP 2018 Crazy Mountain
NETPOS - Net Position (MWh)
MEAN |  | 105796.6117 | 104900.1798 | 104629.5897 | 105415.551 | 105760.9236 | 105842.3901 | 105814.3802 | 105016.1489 | 106553.508 | 105277.8688 | 105094.1911 | 105392.3495 | 105294.9071 | 104919.0901 | 105562.0159 | 104915.4506 | 105720.5696 | 105636.4163 | 105389.2424
P5 |  | 98768.8396 | 95131.0026 | 94651.2359 | 97382.0355 | 95178.1907 | 97359.5762 | 94966.296 | 94060.4319 | 97583.2516 | 93784.5106 | 94326.857 | 95429.3091 | 96205.2658 | 94920.1577 | 96199.0277 | 95349.3126 | 96094.3241 | 95744.0209 | 97819.1024
P95 |  | 114824.8614 | 114413.2194 | 113902.0161 | 116654.7839 | 113961.3889 | 116362.2328 | 116784.2726 | 116309.0298 | 117483.0382 | 116659.3759 | 114062.8488 | 113547.3666 | 114895.9041 | 114790.5119 | 116842.573 | 114766.2679 | 116243.18 | 118394.4045 | 113281.5826
NETREVENUE - Net Revenue $
MEAN |  | -2517817.5022 | -2450204.7067 | -2539571.1392 | -2603343.424 | -2710737.1974 | -2818186.2233 | -2911095.6278 | -2996337.9259 | -3021260.7286 | -2976124.9851 | -2976016.6279 | -2994877.6741 | -2980747.5594 | -2981462.9242 | -2990983.619 | -2974584.791 | -3005855.4026 | -3002201.5142 | -2993703.9996
P5 |  | -3087717.9574 | -3059145.2298 | -3156269.9576 | -3144447.9028 | -3392947.5361 | -3335230.3954 | -3450651.4625 | -3581577.1907 | -3542046.4873 | -3586596.8682 | -3414130.7056 | -3493533.7907 | -3485589.6432 | -3422656.1429 | -3462800.5373 | -3478030.6109 | -3559496.9638 | -3509099.1483 | -3439429.507
P95 |  | -1929045.9018 | -1795702.3624 | -1942256.2178 | -1980072.7456 | -2088797.3947 | -2262398.4529 | -2332847.05 | -2267574.4143 | -2494157.0236 | -2446321.4155 | -2419038.6399 | -2430683.5186 | -2545854.4996 | -2462974.9285 | -2507537.7204 | -2416382.4668 | -2512852.9266 | -2492808.926 | -2523940.8329
IRP 2018 DA Wind
NETPOS - Net Position (MWh)
MEAN | 4950.395 | 4947.8239 | 4922.6209 | 4886.7561 | 4904.7132 | 4964.9544 | 4918.0774 | 4920.6824 | 4924.5656 | 4976.1618 | 4931.2482 | 4913.1189 | 4933.8104 | 4936.4468 | 4913.8922 | 4919.3146 | 4918.3049 | 4939.3365 | 4912.055 | 4917.133
P5 | 4558.2693 | 4563.2284 | 4562.91 | 4540.9216 | 4555.0934 | 4602.6852 | 4587.6857 | 4560.6443 | 4612.0425 | 4607.0644 | 4510.9402 | 4562.1297 | 4529.0485 | 4567.8184 | 4568.3127 | 4573.2636 | 4527.6596 | 4639.2422 | 4535.2647 | 4536.5999
P95 | 5348.6138 | 5257.6516 | 5240.1147 | 5208.8472 | 5309.7032 | 5336.6107 | 5251.2877 | 5251.646 | 5246.4469 | 5305.9266 | 5284.1815 | 5402.8546 | 5355.3523 | 5244.7113 | 5247.9203 | 5299.6356 | 5338.2857 | 5300.2253 | 5283.1911 | 5308.9172
NETREVENUE - Net Revenue $
MEAN | -215909.3724 | -200919.0714 | -198354.4798 | -201223.121 | -204054.2716 | -211719.2894 | -214239.5796 | -218784.7549 | -223647.3646 | -225773.203 | -223647.5771 | -223167.5012 | -224334.0628 | -223588.4638 | -223094.2062 | -223127.1368 | -223159.4583 | -224706.0849 | -223520.7752 | -223281.9282
P5 | -240860.3795 | -229987.6034 | -229509.1286 | -232315.3143 | -237390.6315 | -246065.2466 | -243288.7624 | -248830.2161 | -250526.2771 | -254437.2582 | -246936.3238 | -256818.1064 | -252535.5845 | -246151.0657 | -248162.8645 | -249415.8051 | -246913.5293 | -245570.6405 | -243760.4873 | -247927.3656
P95 | -192830.2512 | -174387.9653 | -167997.0886 | -165862.257 | -170855.6538 | -179563.5224 | -182774.5622 | -188522.6506 | -190576.0433 | -202062.9126 | -194553.8144 | -194946.1297 | -196398.8506 | -197318.6253 | -200155.0775 | -199892.0529 | -195640.9264 | -200757.2639 | -194858.8538 | -204012.8678
IRP 2018 Fairfield
NETPOS - Net Position (MWh)
MEAN | 13073.5062 | 13079.8976 | 12967.2624 | 12918.9089 | 13033.8348 | 13051.6085 | 13011.4417 | 12964.583 | 12993.1433 | 13189.8455 | 12961.1649 | 13035.775 | 13010.2274 | 13016.5348 | 12951.6033
P5 | 11676.6018 | 11816.9461 | 11588.55 | 11745.6016 | 11603.3277 | 11807.3595 | 11711.7825 | 11626.64 | 11673.2029 | 11875.7434 | 11613.3495 | 11599.8315 | 11532.4637 | 11395.9924 | 11787.3601
P95 | 14424.3417 | 14252.3112 | 14188.8306 | 14123.2182 | 14373.3871 | 14431.1578 | 14261.1462 | 14160.9463 | 14350.3352 | 14643.4331 | 14255.4657 | 14336.053 | 14511.1974 | 14381.3098 | 14214.8344
NETREVENUE - Net Revenue $
MEAN | -682848.6757 | -643863.3738 | -635112.075 | -641470.1748 | -654438.2279 | -668648.8306 | -678713.7464 | -688033.1567 | -702453.9765 | -711296.9776 | -698707.4532 | -702687.9459 | -701944.8927 | -701141.5039 | -699808.6018
P5 | -771775.4581 | -741677.522 | -743412.2577 | -728227.8701 | -751069.2589 | -765892.0095 | -765796.2357 | -771479.5739 | -796710.8664 | -783493.0189 | -787594.6619 | -790851.6824 | -801002.2808 | -789358.9069 | -786154.4352
P95 | -598444.2069 | -553470.535 | -538948.1884 | -557322.7153 | -547442.9968 | -577629.7849 | -584698.2148 | -600338.2397 | -587413.7212 | -617875.9898 | -624145.8699 | -597373.5211 | -614950.1568 | -598923.257 | -613374.5476
IRP 2018 Gordon Butte
NETPOS - Net Position (MWh)
MEAN | 17262.0569 | 17252.7027 | 17148.8284 | 17109.0065 | 17208.1689 | 17232.6768 | 17210.706 | 17158.9008 | 17196.9192 | 17365.3645 | 17121.6597 | 17219.2942 | 17201.0951 | 17197.2804 | 17118.4084 | 17157.3665 | 17125.7606 | 5208.7503
P5 | 15669.0781 | 16002.8957 | 15824.9586 | 15769.5022 | 15830.8188 | 16019.8957 | 15868.3799 | 15764.1291 | 15845.1719 | 16002.6693 | 15698.8433 | 15700.501 | 15767.2228 | 15785.7466 | 15912.9434 | 15676.7464 | 15803.8311 | 4566.2437
P95 | 18774.5797 | 18579.7346 | 18346.3124 | 18292.7805 | 18513.6934 | 18463.7946 | 18534.4422 | 18539.1682 | 18526.5766 | 18743.191 | 18448.5677 | 18770.8325 | 18687.2606 | 18395.4696 | 18216.7524 | 18331.838 | 18326.2199 | 5843.8483
NETREVENUE - Net Revenue $
MEAN | -1009809.9076 | -957444.819 | -947587.9105 | -958875.824 | -972638.5594 | -991628.0639 | -1006376.5012 | -1018507.6021 | -1037838.0835 | -1046399.088 | -1031533.2994 | -1036509.788 | -1036714.9556 | -1034982.7299 | -1033181.1647 | -1033713.2812 | -1031883.0191 | -302264.2888
P5 | -1126731.3554 | -1075731.4428 | -1070940.4945 | -1069809.8251 | -1090961.7587 | -1114271.6624 | -1130498.634 | -1119797.9717 | -1159471.19 | -1147904.8347 | -1135012.0012 | -1131590.1381 | -1147948.595 | -1144070.3021 | -1130632.9232 | -1129637.0287 | -1131611.7991 | -346363.8697
P95 | -912874.4999 | -838094.7442 | -820190.0638 | -852146.7645 | -838026.0882 | -877611.4688 | -881440.4311 | -924895.1103 | -891078.0956 | -928358.9497 | -923501.1597 | -907981.8748 | -921381.9001 | -924912.701 | -933312.4903 | -930047.2574 | -935130.2186 | -250681.5077
IRP 2018 Greenfield
NETPOS - Net Position (MWh)
MEAN | 34972.4324 | 34867.1826 | 34894.2814 | 34777.2644 | 35040.3026 | 34761.9337 | 34897.8656 | 34816.2126 | 34941.4675 | 35118.0995 | 34706.5804 | 34865.7413 | 34890.1154 | 34850.2507 | 34828.5218 | 34900.144 | 34801.0126 | 34967.6954 | 35015.274 | 34849.6133
P5 | 32034.4723 | 32309.3138 | 31513.384 | 31885.7874 | 31868.2121 | 31804.4077 | 31712.2393 | 31555.9379 | 31902.9255 | 32303.8846 | 31616.4426 | 31435.1148 | 31459.7754 | 31353.0992 | 32212.1255 | 31902.2446 | 32047.466 | 31873.0889 | 31601.1521 | 31976.4925
P95 | 38320.6027 | 37394.3454 | 38021.4007 | 37881.4399 | 38390.6809 | 37862.5943 | 37679.9798 | 38024.2919 | 38367.8671 | 38237.321 | 37717.7489 | 37492.2606 | 38109.5838 | 37986.9172 | 37201.863 | 37889.7664 | 38345.6655 | 37831.6082 | 38038.4984 | 38118.2039
NETREVENUE - Net Revenue $
MEAN | -1529991.9031 | -1420076.1816 | -1413359.3329 | -1431681.7771 | -1463504.9412 | -1487480.8357 | -1525270.2955 | -1553423.4697 | -1593281.2972 | -1599459.2851 | -1580857.2402 | -1586748.2571 | -1590011.1128 | -1584342.1024 | -1589712.0379 | -1590817.0134 | -1586978.1863 | -1595797.7063 | -1598036.4013 | -1592090.1091
P5 | -1732646.3135 | -1628090.4062 | -1625984.8414 | -1646647.2384 | -1681409.887 | -1711975.6125 | -1752333.6466 | -1770676.2515 | -1844198.5541 | -1782762.2127 | -1741254.9461 | -1770868.6989 | -1776248.4606 | -1798505.7541 | -1748565.4667 | -1763865.415 | -1788709.6563 | -1791256.5001 | -1785073.4329 | -1786550.8778
P95 | -1330615.3424 | -1207067.8336 | -1194461.8803 | -1187204.0547 | -1209775.7742 | -1261759.3301 | -1310577.031 | -1355011.803 | -1294088.088 | -1367055.0703 | -1395094.8696 | -1360086.6122 | -1360977.1868 | -1393566.7181 | -1432398.9784 | -1393016.4805 | -1426665.7824 | -1397122.0243 | -1447883.1747 | -1440543.5394
IRP 2018 Judith Gap
NETPOS - Net Position (MWh)
MEAN | 196830.5494 | 196573.776 | 195747.7193 | 195125.8532 | 196353.0226 | 196045.7687 | 195851.2396 | 195111.0103
P5 | 175392.3612 | 181877.6091 | 176837.2007 | 179213.0703 | 179878.2919 | 177939.4287 | 179813.0455 | 179333.0835
P95 | 216839.0844 | 210381.367 | 211335.4922 | 214661.6878 | 215610.0725 | 215969.901 | 212836.6371 | 213263.7449
NETREVENUE - Net Revenue $
MEAN | -2231354.3628 | -1642847.4479 | -1583059.7555 | -1732849.2788 | -1830874.621 | -2026139.2675 | -2209568.4237 | -2374172.6607
P5 | -3000416.5327 | -2661449.0451 | -2610576.6629 | -2901095.8634 | -2868019.4842 | -3001400.4978 | -3199771.4701 | -3154428.0326
P95 | -1471688.3407 | -632099.8497 | -329717.2339 | -570405.7971 | -672310.4975 | -1093299.6828 | -1315461.0625 | -1447249.9144
IRP 2018 Musselshell 1
NETPOS - Net Position (MWh)
MEAN | 10630.7646 | 10649.9964 | 10543.2072 | 10483.9477 | 10589.388 | 10626.8136 | 10549.0239 | 10509.0316 | 10551.7037 | 10753.5475 | 10528.9103 | 10591.7523 | 10558.7862 | 10620.4311 | 10521.7511 | 10561.3012 | 10538.5312 | 3427.0219
P5 | 9452.1011 | 9656.4419 | 9291.4568 | 9415.138 | 9444.4135 | 9494.2692 | 9535.6856 | 9384.5164 | 9496.821 | 9664.3558 | 9576.7101 | 9409.1123 | 9315.8855 | 9361.1788 | 9583.1671 | 9288.5811 | 9420.9642 | 2843.434
P95 | 11831.1398 | 11785.8947 | 11615.1925 | 11731.593 | 11740.703 | 11917.8741 | 11604.0866 | 11730.29 | 11756.7761 | 11964.3144 | 11754.4179 | 11680.4202 | 11890.8065 | 11716.0014 | 11373.5137 | 11776.6776 | 11583.5867 | 4041.8357
NETREVENUE - Net Revenue $
MEAN | -625232.8555 | -594093.7968 | -585343.3584 | -589518.2468 | -601035.3527 | -613601.1574 | -619227.3506 | -626394.3698 | -639451.4302 | -649910.0381 | -636146.5182 | -639724.4075 | -638534.6552 | -640925.37 | -637262.513 | -638567.067 | -637259.8566 | -199626.6972
P5 | -709520.2821 | -671259.2729 | -670487.5295 | -667210.8152 | -684034.1689 | -708832.7319 | -693785.2455 | -703582.695 | -727356.416 | -729676.3931 | -716980.3266 | -710033.5923 | -726123.7119 | -715755.3614 | -711629.7606 | -719432.0741 | -716579.4671 | -234653.7395
P95 | -552963.8202 | -508912.3686 | -495904.563 | -507446.4188 | -506390.4809 | -525779.3612 | -526128.7779 | -560557.9917 | -557747.5782 | -554137.9491 | -560910.3404 | -553079.4533 | -553693.8253 | -553713.705 | -582828.8759 | -553542.1708 | -568856.7742 | -160554.0336
IRP 2018 Musselshell 2
NETPOS - Net Position (MWh)
MEAN | 12733.7511 | 12695.9165 | 12628.776 | 12576.8982 | 12692.0807 | 12665.4966 | 12649.6702 | 12610.445 | 12642.1521 | 12803.1467 | 12618.8267 | 12686.5061 | 12655.0157 | 12653.4589 | 12606.3304 | 12655.0257 | 12629.573 | 3896.8489
P5 | 11368.173 | 11598.4384 | 11156.1888 | 11394.5152 | 11419.2032 | 11366.6614 | 11493.8254 | 11383.4391 | 11509.0176 | 11717.4526 | 11444.8801 | 11475.5393 | 11261.3263 | 11271.364 | 11652.2242 | 11246.1208 | 11446.0098 | 3296.7739
P95 | 14050.2632 | 13933.3819 | 13790.2317 | 13874.7704 | 13996.5911 | 14167.6492 | 13854.4381 | 14013.5693 | 13914.6712 | 14086.7744 | 13881.8805 | 13866.3347 | 14101.6733 | 13794.9346 | 13617.7768 | 13931.6621 | 13692.3337 | 4553.1272
NETREVENUE - Net Revenue $
MEAN | -749825.959 | -709008.376 | -701894.1251 | -707968.0924 | -721408.7577 | -732485.144 | -743577.7326 | -752594.4331 | -767309.8489 | -775379.2168 | -763808.5485 | -767517.8305 | -766867.9024 | -765407.583 | -764828.9327 | -766755.251 | -765304.4538 | -227453.6076
P5 | -851069.6618 | -794523.8722 | -791754.2524 | -799400.0411 | -817823.1071 | -837905.3294 | -837127.2741 | -838325.2202 | -867735.2586 | -859569.1335 | -853001.5129 | -846243.7147 | -865957.7738 | -847823.3827 | -850077.2372 | -853647.0017 | -844503.8516 | -263358.6896
P95 | -662874.7092 | -613614.6687 | -599535.9588 | -610496.5768 | -613609.8224 | -628223.332 | -629578.0062 | -674747.2114 | -676352.9076 | -667294.927 | -676820.6482 | -666116.1522 | -669689.5393 | -664414.7638 | -701241.1817 | -669484.5936 | -690918.1727 | -186305.6329
IRP 2018 Oversight Wind
NETPOS - Net Position (MWh)
MEAN | 4950.395 | 4947.8239 | 4922.6209 | 4886.7561 | 4904.7132 | 4964.9544 | 4918.0774 | 4920.6824 | 4924.5656 | 4976.1618 | 4931.2482 | 4913.1189 | 4933.8104 | 4936.4468 | 4913.8922 | 4919.3146 | 4918.3049 | 4939.3365 | 4912.055 | 4917.133
P5 | 4558.2693 | 4563.2284 | 4562.91 | 4540.9216 | 4555.0934 | 4602.6852 | 4587.6857 | 4560.6443 | 4612.0425 | 4607.0644 | 4510.9402 | 4562.1297 | 4529.0485 | 4567.8184 | 4568.3127 | 4573.2636 | 4527.6596 | 4639.2422 | 4535.2647 | 4536.5999
P95 | 5348.6138 | 5257.6516 | 5240.1147 | 5208.8472 | 5309.7032 | 5336.6107 | 5251.2877 | 5251.646 | 5246.4469 | 5305.9266 | 5284.1815 | 5402.8546 | 5355.3523 | 5244.7113 | 5247.9203 | 5299.6356 | 5338.2857 | 5300.2253 | 5283.1911 | 5308.9172
NETREVENUE - Net Revenue $
MEAN | -215909.3724 | -200919.0714 | -198354.4798 | -201223.121 | -204054.2716 | -211719.2894 | -214239.5796 | -218784.7549 | -223647.3646 | -225773.203 | -223647.5771 | -223167.5012 | -224334.0628 | -223588.4638 | -223094.2062 | -223127.1368 | -223159.4583 | -224706.0849 | -223520.7752 | -223281.9282
P5 | -240860.3795 | -229987.6034 | -229509.1286 | -232315.3143 | -237390.6315 | -246065.2466 | -243288.7624 | -248830.2161 | -250526.2771 | -254437.2582 | -246936.3238 | -256818.1064 | -252535.5845 | -246151.0657 | -248162.8645 | -249415.8051 | -246913.5293 | -245570.6405 | -243760.4873 | -247927.3656
P95 | -192830.2512 | -174387.9653 | -167997.0886 | -165862.257 | -170855.6538 | -179563.5224 | -182774.5622 | -188522.6506 | -190576.0433 | -202062.9126 | -194553.8144 | -194946.1297 | -196398.8506 | -197318.6253 | -200155.0775 | -199892.0529 | -195640.9264 | -200757.2639 | -194858.8538 | -204012.8678
IRP 2018 South Peak Wind 80 MW
NETPOS - Net Position (MWh)
MEAN | 19298.522 | 129000.9698 | 128442.356 | 127622.9114 | 128893.2176 | 128919.6386 | 128432.6236 | 128119.672 | 128611.9198 | 130167.8836 | 127926.2673 | 128599.7231 | 128474.8483 | 128979.6452 | 127771.9007 | 109062.4434
P5 | 15531.6149 | 118971.3189 | 116202.4988 | 117170.5888 | 120001.9654 | 119196.4188 | 119076.0329 | 117691.134 | 118546.2044 | 119906.9604 | 118354.3987 | 117489.8295 | 117268.9898 | 116656.0956 | 118402.6344 | 96327.1664
P95 | 22409.4282 | 138869.0803 | 139049.7763 | 138526.6712 | 140770.5444 | 140011.0554 | 138874.3033 | 139421.7358 | 139099.0151 | 140736.0214 | 137896.6045 | 138822.7748 | 139253.8496 | 138979.362 | 137684.1503 | 119750.3927
NETREVENUE - Net Revenue $
MEAN | -121736.3924 | -1098492.3574 | -1061927.8935 | -1158613.7852 | -1228692.5083 | -1354816.6187 | -1473524.3182 | -1584157.8876 | -1714683.9822 | -1721185.2559 | -1689260.2978 | -1688553.6098 | -1696784.9162 | -1688868.7701 | -1696163.7965 | -1566598.5693
P5 | -218572.1299 | -1756286.8057 | -1756635.1195 | -1941200.0975 | -1899128.3008 | -2058005.8206 | -2145494.091 | -2088998.3206 | -2242053.0117 | -2209035.405 | -2167050.2102 | -2161459.8432 | -2142342.0254 | -2171654.8506 | -2180040.0763 | -1963004.7837
P95 | -21159.331 | -428437.7283 | -243345.4998 | -385698.243 | -475099.6069 | -710580.4716 | -860085.3914 | -983893.1895 | -796619.7683 | -1215967.6891 | -1000272.5537 | -1052608.7099 | -1117878.9674 | -993971.0971 | -1276023.7259 | -1164845.1063
IRP 2018 Spion Kop
NETPOS - Net Position (MWh)
MEAN | 57023.5085 | 56871.7943 | 56600.7363 | 56367.5581 | 56811.5315 | 56795.2876 | 56742.5143 | 56561.8407 | 56674.7468 | 57387.1285 | 56483.8614 | 56841.102 | 56737.79 | 56658.457 | 56498.2291 | 56659.2782 | 56523.1747 | 56846.7713 | 56872.3257 | 56541.4309
P5 | 50694.7191 | 52221.7873 | 50791.3694 | 51555.6697 | 51966.1964 | 51476.7202 | 51639.2294 | 50643.1307 | 51868.6295 | 52335.4206 | 51598.9908 | 51547.1802 | 51056.2584 | 50380.1117 | 52035.6097 | 50512.315 | 51249.8178 | 51790.3345 | 51729.1499 | 51632.9838
P95 | 62567.8728 | 61951.6965 | 61441.6931 | 62211.8443 | 62001.1434 | 62915.754 | 61545.5689 | 62515.9322 | 61452.2815 | 63467.3985 | 61353.215 | 61423.34 | 62669.9413 | 61384.3558 | 60782.9753 | 62470.8749 | 61377.7461 | 61845.9986 | 61313.1974 | 62470.149
NETREVENUE - Net Revenue $
MEAN | 612175.0406 | 780896.9669 | 792227.2819 | 747030.4648 | 722067.215 | 663864.7386 | 611064.9762 | 558256.3101 | 503472.5745 | 516872.6829 | 510645.9581 | 516009.082 | 510740.5221 | 515603.5436 | 504854.3168 | 510933.8459 | 509711.9913 | 508937.5402 | 508355.9459 | 504170.4084
P5 | 373108.3779 | 505699.4737 | 485529.2985 | 422950.2516 | 427462.6136 | 421448.9595 | 352823.7115 | 341014.5979 | 319298.8732 | 335509.5107 | 314590.3209 | 295375.5394 | 341374.1091 | 320259.1225 | 320080.8865 | 320784.276 | 332877.6308 | 341288.0615 | 346477.7141 | 309796.8153
P95 | 821479.6327 | 1079792.3749 | 1142576.6983 | 1127931.2651 | 1104314.4455 | 929871.504 | 851915.3001 | 885940.5549 | 845489.48 | 775110.9441 | 795221.4693 | 710849.827 | 735603.5893 | 853387.2347 | 723767.5167 | 743010.4176 | 734355.3048 | 728947.6895 | 732969.2147 | 738800.1251
IRP 2018 Stillwater Wind
NETPOS - Net Position (MWh)
MEAN | 123818.6135 | 123522.0486 | 123796.9478 | 122887.2311 | 123865.983 | 124281.2988 | 123925.5593 | 123608.5632 | 123230.7651 | 124915.7564 | 123911.9455 | 124215.5824 | 123689.3976 | 123484.5558 | 123103.0339 | 124144.1562 | 123929.6712 | 124310.9697 | 123692.4848 | 123855.5789
P5 | 111398.4856 | 112768.0202 | 111190.6722 | 111935.3277 | 110813.7605 | 112638.8656 | 111157.832 | 110812.9844 | 112847.5302 | 113589.5184 | 111718.5927 | 114554.2075 | 109804.106 | 112030.797 | 112533.2917 | 112685.8751 | 111041.3043 | 112046.8424 | 113127.1639 | 112144.2507
P95 | 135699.7127 | 134503.8501 | 134657.8424 | 136274.546 | 136228.0607 | 135228.7047 | 135366.9452 | 137214.5618 | 136294.0218 | 136746.7875 | 133144.9445 | 134718.7218 | 137410.9854 | 135293.5767 | 133990.3661 | 137058.3326 | 133906.2095 | 133831.764 | 136062.5639 | 135585.7197
NETREVENUE - Net Revenue $
MEAN | -3371024.8516 | -3004473.1374 | -2965738.0168 | -3045111.1953 | -3130687.9344 | -3264627.0826 | -3369158.9741 | -3483497.5811 | -3593816.1857 | -3617369.8851 | -3590011.37 | -3613618.1355 | -3595592.4952 | -3586273.2819 | -3585217.7305 | -3606272.8363 | -3613842.1746 | -3627603.9722 | -3620015.0122 | -3621354.3828
P5 | -3915469.1616 | -3692267.354 | -3666533.4147 | -3909399.1431 | -3820461.9297 | -3992219.733 | -3913654.8844 | -4067963.0094 | -4205762.1964 | -4165400.606 | -4188881.7612 | -4134906.1103 | -4187676.6063 | -4129085.5485 | -4116526.1884 | -4146279.4504 | -4223876.1439 | -4238602.8839 | -4128175.2116 | -4239754.514
P95 | -2751132.2362 | -2338880.608 | -2183938.0156 | -2442669.3552 | -2346881.5218 | -2653807.5072 | -2700339.5941 | -2870465.5042 | -2983738.3098 | -3015415.1984 | -2955331.0485 | -3039627.1559 | -3058762.3409 | -2898914.2461 | -2957223.0949 | -3131341.2943 | -3065546.5762 | -2992628.3443 | -3095611.996 | -3069157.5782
IRP 2018 Two Dot Wind
NETPOS - Net Position (MWh)
MEAN | 13258.9771 | 13272.3695 | 13152.4709 | 13123.7231 | 13214.1583 | 13235.2413 | 13205.8141 | 13160.2477 | 13192.1233 | 13354.8358 | 13140.1415 | 13233.6867 | 13207.1782 | 13203.7113 | 13165.9204 | 13183.2677 | 13168.8033 | 13249.2877 | 13257.6555 | 13149.2768
P5 | 11707.1131 | 11922.7665 | 11662.1987 | 11635.3586 | 11977.3988 | 11942.2221 | 11816.4171 | 11756.4138 | 11873.7457 | 12021.6168 | 11795.4909 | 11836.6662 | 11765.7377 | 11743.6924 | 11971.4808 | 11720.1195 | 11895.8753 | 11767.5303 | 11810.7938 | 12015.089
P95 | 14704.6592 | 14572.6248 | 14511.8797 | 14532.1462 | 14688.5697 | 14723.6433 | 14466.3145 | 14719.3047 | 14526.3055 | 14656.9835 | 14470.5048 | 14615.5278 | 14860.7511 | 14498.1688 | 14376.2109 | 14602.5657 | 14651.4495 | 14548.4944 | 14532.1016 | 14641.5831
NETREVENUE - Net Revenue $
MEAN | 139579.4838 | 176438.259 | 177902.3746 | 168999.6561 | 163318.1338 | 150430.1043 | 137582.89 | 125134.6421 | 112833.7004 | 115575.6915 | 114419.6152 | 115558.7203 | 114215.8707 | 115495.9301 | 112303.0837 | 114174.1488 | 113669.1275 | 113790.0086 | 113383.2323 | 112315.6958
P5 | 83537.3623 | 111943.1426 | 109970.0246 | 96873.3761 | 94353.8672 | 97499.1609 | 74967.188 | 75465.1069 | 71576.6963 | 75465.6903 | 69320.016 | 66781.7526 | 76623.0874 | 67756.5723 | 68315.0739 | 70384.5828 | 72399.5125 | 76287.1169 | 76398.7967 | 67993.0585
P95 | 189470.4212 | 246595.862 | 258740.0848 | 253818.123 | 249760.297 | 213852.2524 | 194569.2996 | 201028.3456 | 189269.83 | 175334.59 | 171354.7602 | 163311.7409 | 172053.7245 | 192469.9424 | 158707.2264 | 166576.4386 | 167586.1933 | 163733.7939 | 167512.5319 | 168331.0257
IRP_2018 Black Eagle Solar
NETPOS - Net Position (MWh)
MEAN | 1017.1605 | 1056.4444 | 1004.1249 | 1028.2 | 1029.1918 | 1030.6745 | 1035.5178 | 1026.4393 | 1018.5569 | 1039.4766 | 1023.92 | 1008.2179 | 1033.3788 | 1013.2983 | 1015.5887 | 1026.4704 | 1017.556 | 1029.2687 | 1016.4969 | 1005.1507
P5 | 538.4799 | 495.7383 | 494.1108 | 542.669 | 516.8781 | 495.3681 | 539.5307 | 483.3236 | 563.1026 | 556.2309 | 526.3593 | 508.0401 | 468.6661 | 526.3095 | 465.8316 | 537.3812 | 484.1399 | 548.2202 | 530.2124 | 553.0602
P95 | 1555.5427 | 1633.6542 | 1567.62 | 1683.6241 | 1599.1391 | 1654.0351 | 1606.5586 | 1550.2172 | 1625.8294 | 1630.8778 | 1627.9629 | 1609.8574 | 1676.5613 | 1617.2337 | 1596.6189 | 1636.5267 | 1614.9113 | 1608.3819 | 1569.7038 | 1569.1019
NETREVENUE - Net Revenue $
MEAN | -52465.896 | -55182.1001 | -51487.3394 | -53146.0038 | -53313.2519 | -54173.1758 | -55509.0888 | -55767.0914 | -55744.7712 | -56910.7541 | -55842.2455 | -54925.2608 | -56483.5047 | -55146.7386 | -55664.1929 | -56081.2427 | -55727.8528 | -56707.8827 | -55935.8418 | -54992.6672
P5 | -83620.8465 | -85793.2769 | -81122.7045 | -86656.2123 | -84825.9842 | -84689.8017 | -84249.437 | -86394.8745 | -87591.2742 | -90317.2193 | -88341.2755 | -88210.0317 | -90287.3693 | -89237.3515 | -87793.5641 | -89020.3042 | -88251.861 | -86647.0115 | -86642.1424 | -87507.5385
P95 | -26561.4309 | -25894.1485 | -25676.8623 | -26460.8491 | -24566.5295 | -25867.1817 | -27021.6811 | -27150.5796 | -31086.2741 | -27144.7583 | -28280.4071 | -25774.7398 | -26427.2393 | -27476.42 | -24514.1204 | -29142.5977 | -25078.0867 | -29467.9884 | -27422.1288 | -27423.2739
IRP_2018 Energy of Utah MTSUN
NETPOS - Net Position (MWh)
MEAN | 1130.1139 | 32512.6893 | 31839.8533 | 32261.1348 | 32285.3019 | 32393.1403 | 32443.1102 | 32473.4863 | 31607.9268 | 32401.0371 | 32230.486 | 32454.5568 | 32440.219 | 31622.6276 | 32402.088 | 31230.6743
P5 | 719.792 | 12594.7723 | 11921.7237 | 12668.3897 | 12787.8159 | 11968.7295 | 11696.1303 | 12000.7951 | 13230.1173 | 12122.4238 | 11730.1919 | 13156.16 | 12139.1472 | 12561.7769 | 11732.4816 | 12024.5452
P95 | 1773.8283 | 51787.1285 | 50509.8106 | 51435.4798 | 51209.4109 | 51186.9121 | 50759.5116 | 51965.6743 | 50118.5434 | 50936.6111 | 51392.378 | 51180.6066 | 51825.2896 | 49915.3709 | 52072.2977 | 50386.4128
NETREVENUE - Net Revenue $
MEAN | -5094.6886 | -386851.5328 | -347490.9602 | -360284.1901 | -366495.6493 | -393664.9309 | -429344.7809 | -459236.1482 | -457258.9569 | -462970.5332 | -455716.7792 | -461658.0323 | -464712.4545 | -441719.5253 | -467701.5014 | -455907.0292
P5 | -13254.1409 | -720904.3526 | -627738.7987 | -666303.6697 | -640178.7684 | -720646.1149 | -768168.8166 | -846699.9678 | -779356.5503 | -788697.6501 | -792974.1396 | -781192.3052 | -758867.5322 | -819285.8277 | -831929.5635 | -797314.0123
P95 | 1745.9242 | -120537.8898 | -95900.0089 | -136295.6113 | -134544.3975 | -93743.3457 | -157174.5178 | -127085.694 | -184057.5315 | -148903.6137 | -144057.9312 | -128375.5216 | -138757.4695 | -161625.073 | -152651.4412 | -174974.3085
IRP_2018 Great Divide Solar
NETPOS - Net Position (MWh)
MEAN | 1189.3888 | 1215.8257 | 1180.3167 | 1198.0359 | 1192.7161 | 1191.2931 | 1207.6291 | 1202.5966 | 1172.366 | 1198.3464 | 1187.4584 | 1184.9773 | 1200.9584 | 1168.1279 | 1199.505 | 1190.8469 | 1192.8332 | 1191.9452 | 1199.7043 | 1166.0776
P5 | 415.3305 | 433.418 | 372.4205 | 434.1513 | 452.0065 | 373.8991 | 427.873 | 412.1943 | 394.8089 | 430.7449 | 439.7345 | 440.5726 | 455.2274 | 416.6631 | 436.8905 | 452.2069 | 441.2924 | 463.1757 | 454.3657 | 376.4773
P95 | 1823.7962 | 1860.6793 | 1791.8782 | 1784.0965 | 1839.3236 | 1796.4573 | 1808.8427 | 1864.7408 | 1751.2877 | 1816.592 | 1791.6594 | 1799.569 | 1820.4234 | 1743.9686 | 1806.6102 | 1790.82 | 1799.2625 | 1810.0779 | 1801.0617 | 1786.4725
NETREVENUE - Net Revenue $
MEAN | -61653.5381 | -63605.6551 | -60554.4294 | -61729.9432 | -61747.9044 | -62756.3348 | -64769.8097 | -65661.3113 | -64291.6623 | -65819.6798 | -65005.3345 | -64824.2959 | -65826.3183 | -63701.1546 | -65937.9027 | -65061.1288 | -65710.7797 | -65960.5542 | -66454.7221 | -64331.3143
P5 | -93331.9341 | -97912.4021 | -93150.2401 | -94869.3944 | -93655.2673 | -96530.8022 | -96835.3292 | -100803.6458 | -95761.1637 | -99188.4453 | -98382.1239 | -97024.2039 | -96882.6149 | -95636.9083 | -100549.5065 | -97775.2752 | -101871.2246 | -100352.9999 | -98797.8744 | -99297.6815
P95 | -20455.1795 | -21273.6365 | -18856.4551 | -23925.8557 | -25034.3763 | -19996.9292 | -24161.925 | -21501.881 | -22250.395 | -23683.1843 | -25986.4365 | -22927.9333 | -24529.1162 | -22999.4737 | -25027.1582 | -24675.5617 | -23741.8077 | -25887.8567 | -23570.8266 | -21471.0267
IRP_2018 Green Meadow Solar
NETPOS - Net Position (MWh)
MEAN | 1135.163 | 1141.392 | 1118.9721 | 1140.6501 | 1131.3738 | 1133.7641 | 1139.6622 | 1136.3775 | 1110.5004 | 1141.6768 | 1125.6142 | 1133.8276 | 1141.2376 | 1115.0929 | 1135.5891 | 1131.3273 | 1123.5081 | 1143.1083 | 1137.4772 | 1109.7703
P5 | 493.5523 | 477.0401 | 429.4043 | 503.3573 | 528.203 | 483.5779 | 496.8079 | 479.9006 | 488.5298 | 454.5774 | 461.772 | 538.7102 | 486.8252 | 465.4316 | 480.2736 | 523.5873 | 442.6015 | 485.4672 | 517.47 | 444.8166
P95 | 1957.7568 | 1938.8487 | 1881.4466 | 1832.0354 | 1927.6315 | 1873.3979 | 1842.6835 | 1890.2187 | 1859.973 | 1890.1732 | 1863.4933 | 1844.4626 | 1908.713 | 1870.6648 | 1945.4267 | 1882.8411 | 1905.7223 | 1894.5014 | 1887.5732 | 1879.1723
NETREVENUE - Net Revenue $
MEAN | -59061.8348 | -60200.647 | -57828.375 | -59589.6375 | -59541.6476 | -60618.8913 | -62230.2427 | -63119.4271 | -62022.3001 | -63792.0604 | -62736.5792 | -63313.6844 | -63893.8178 | -62126.7903 | -63592.1345 | -63199.0342 | -63104.5859 | -64470.7202 | -64167.6763 | -62450.4634
P5 | -99281.9709 | -103694.0843 | -99035.6465 | -98283.0008 | -99585.632 | -101508.7325 | -105129.4944 | -106553.3746 | -103475.6596 | -109888.556 | -105007.5969 | -105196.8256 | -108715.4868 | -105718.9302 | -111467.3745 | -105689.7529 | -108679.8766 | -106920.0661 | -107541.873 | -107640.8046
P95 | -23024.7139 | -24599.3929 | -22625.4978 | -26048.2923 | -25741.6639 | -25162.7719 | -26534.2627 | -25219.8485 | -26159.1024 | -25112.9649 | -26177.7965 | -28213.6362 | -26133.8173 | -24947.4444 | -26019.2433 | -30390.2131 | -23551.5622 | -26659.5976 | -28000.6569 | -23634.7425
IRP_2018 Magpie Solar
NETPOS - Net Position (MWh)
MEAN | 1146.2447 | 1150.5279 | 1125.5477 | 1151.5085 | 1147.8843 | 1142.3333 | 1144.1867 | 1141.5094 | 1124.3887 | 1145.1851 | 1139.8579 | 1142.5544 | 1150.9747 | 1111.7255 | 1154.7713 | 1149.261 | 1150.2217 | 1148.2095 | 1140.7389 | 1112.0374
P5 | 514.1154 | 466.0756 | 426.378 | 447.8319 | 482.1912 | 443.3545 | 427.9723 | 492.2005 | 466.9505 | 465.7616 | 428.1705 | 487.258 | 390.6768 | 484.1235 | 475.6762 | 450.2994 | 443.0241 | 496.7266 | 484.2536 | 455.4123
P95 | 1806.1792 | 1820.2447 | 1763.5111 | 1816.029 | 1836.4018 | 1792.0552 | 1773.473 | 1806.4781 | 1797.8772 | 1792.5368 | 1823.6465 | 1793.0817 | 1837.8327 | 1752.2374 | 1846.4919 | 1787.1772 | 1829.0267 | 1824.6435 | 1771.9638 | 1767.0381
NETREVENUE - Net Revenue $
MEAN | -59270.4306 | -60472.7408 | -58163.3613 | -59837.3202 | -60111.713 | -60783.6982 | -62165.3064 | -62972.9814 | -62503.1804 | -63499.6904 | -63032.5304 | -63321.8232 | -63961.2509 | -61440.2812 | -64298.611 | -63726.5458 | -64133.5385 | -64361.5116 | -63906.6047 | -62091.627
P5 | -94431.5329 | -98115.428 | -96824.2393 | -93904.8341 | -94752.2182 | -98490.5609 | -100342.4971 | -101980.4746 | -101535.5678 | -100993.0528 | -100483.5345 | -101407.2517 | -105055.9607 | -100647.9914 | -106759.1965 | -101121.2291 | -105936.9088 | -103984.2645 | -103356.5664 | -103234.0486
P95 | -26273.7603 | -24379.8425 | -23287.7212 | -23138.7009 | -25576.0298 | -21415.3052 | -22300.2324 | -26614.7588 | -24329.6779 | -24922.5747 | -23252.5434 | -26050.0968 | -21447.5608 | -24891.1125 | -25805.8656 | -24145.9986 | -22064.2586 | -25420.1831 | -26794.9936 | -24556.6905
IRP_2018 River Bend Solar
NETPOS - Net Position (MWh)
MEAN | 652.5065 | 672.6146 | 639.0379 | 657.4812 | 665.4992 | 656.9057 | 664.7827 | 656.188 | 640.3678 | 663.7979 | 655.9269 | 655.8175 | 664.1093 | 648.2386 | 667.5595 | 660.1231 | 650.6556 | 659.8907 | 661.6463 | 635.3836
P5 | 320.3513 | 291.6117 | 331.8807 | 298.2107 | 350.7433 | 301.2842 | 285.3093 | 321.3229 | 317.3209 | 316.6402 | 332.2409 | 320.7801 | 347.1442 | 316.1665 | 326.4494 | 326.7254 | 296.6579 | 336.1746 | 348.9076 | 296.311
P95 | 977.1796 | 1023.7841 | 940.6919 | 975.4874 | 999.2902 | 1004.8196 | 1007.5554 | 995.6158 | 946.3354 | 1003.6775 | 989.4692 | 974.3022 | 985.2085 | 960.3321 | 1000.2907 | 978.8666 | 969.2666 | 985.3559 | 972.3092 | 958.7792
NETREVENUE - Net Revenue $
MEAN | -33291.8816 | -35130.7993 | -32649.1417 | -33793.6875 | -34392.4873 | -34417.9938 | -35624.4595 | -35755.8081 | -35046.7936 | -36358.7851 | -35746.9669 | -35743.2447 | -36340.0201 | -35272.3407 | -36598.3013 | -36053.4291 | -35643.4897 | -36376.9389 | -36583.7602 | -34917.1381
P5 | -50852.1772 | -53609.2777 | -49294.6268 | -49217.3169 | -52005.6419 | -52008.5676 | -54047.313 | -53949.1794 | -52759.6144 | -55620.9876 | -53213.6452 | -52938.9848 | -52656.4472 | -52637.1706 | -56029.6792 | -54121.5062 | -54168.1508 | -53949.5292 | -53795.9159 | -52931.202
P95 | -15888.0844 | -15326.5992 | -16148.7794 | -15446.9503 | -17608.5409 | -14246.1619 | -14609.3194 | -17388.7041 | -17520.6434 | -16722.4622 | -18627.2591 | -17145.9691 | -19170.0695 | -16765.1559 | -17482.9628 | -17558.3344 | -15258.4473 | -16794.3171 | -18433.8682 | -15812.9082
IRP_2018 South Mills Solar
NETPOS - Net Position (MWh)
MEAN | 1007.9819 | 1021.6026 | 975.6705 | 1004.5178 | 1001.5106 | 1006.3299 | 1016.3759 | 1015.4603 | 981.0173 | 1006.3419 | 992.5226 | 1008.671 | 1004.5362 | 987.6617 | 997.4904 | 999.5294 | 994.7323 | 1003.0352 | 1015.3734 | 976.1221
P5 | 442.8412 | 380.0104 | 395.1268 | 425.2491 | 425.2565 | 396.9287 | 385.2515 | 370.5469 | 408.5973 | 374.3479 | 429.4941 | 432.4705 | 420.3202 | 402.2888 | 434.4507 | 413.5188 | 365.9863 | 395.929 | 448.4351 | 399.7992
P95 | 1653.615 | 1658.5146 | 1594.7979 | 1626.8519 | 1613.4987 | 1670.9485 | 1695.7824 | 1669.2573 | 1618.5132 | 1626.6437 | 1651.5314 | 1628.0131 | 1631.6514 | 1603.09 | 1640.9246 | 1632.5206 | 1632.1486 | 1649.8859 | 1649.0897 | 1610.5692
NETREVENUE - Net Revenue $
MEAN | -51277.8403 | -52885.4282 | -49407.0051 | -51102.5322 | -51150.3416 | -52201.2498 | -53849.0511 | -54507.1276 | -52938.9471 | -54171.565 | -53166.4721 | -54185.6326 | -54029.7797 | -52784.1471 | -53711.2602 | -53658.356 | -53630.9433 | -54229.3171 | -54980.9106 | -52641.3371
P5 | -87304.0395 | -87022.7564 | -84317.6 | -83606.8493 | -84845.8949 | -87079.2492 | -93960.1618 | -92577.7241 | -88951.033 | -88431.318 | -89710.2035 | -90503.5394 | -88322.2333 | -88019.6164 | -89074.9516 | -90519.461 | -90389.0774 | -89771.7047 | -90686.2276 | -89137.593
P95 | -21300.7491 | -19407.863 | -18857.0865 | -20989.8423 | -21060.7791 | -17844.9752 | -18705.883 | -19179.9549 | -21444.9124 | -19890.4089 | -22152.9016 | -22213.2509 | -22492.0207 | -20901.1666 | -22190.0721 | -21510.21 | -17536.4223 | -20823.2454 | -22902.3369 | -20300.5059
Wind Asset - Total
NETPOS - Net Position (MWh)
MEAN | 557830.5073 | 803965.3914 | 800104.0921 | 797134.3229 | 802900.3556 | 803543.0797 | 802393.7665 | 800397.1585 | 604134.2427 | 612046.1791 | 604231.1869 | 606379.0139 | 605922.7791 | 605053.272 | 603319.6754 | 572549.109 | 431004.1726 | 405379.0251 | 392099.0002 | 391075.8541
P5 | 508851.2288 | 750623.26 | 730209.1686 | 743170.1355 | 748547.013 | 756451.624 | 746723.9084 | 734296.0818 | 561792.7551 | 565185.1134 | 561716.9492 | 559305.8788 | 562883.7179 | 560809.6137 | 562473.8634 | 523690.2136 | 402118.3303 | 371924.9579 | 366018.9586 | 367926.5877
P95 | 599883.272 | 860901.8022 | 859469.5645 | 852996.452 | 870263.7123 | 868608.992 | 862920.4004 | 866235.3461 | 655853.944 | 662735.7791 | 654432.7298 | 658499.2778 | 659100.5672 | 655170.9685 | 648528.9044 | 625237.9314 | 459750.2884 | 434173.3085 | 420630.3738 | 418541.9105
NETREVENUE - Net Revenue $
MEAN | -11840432.1393 | -14141882.1869 | -13807289.5482 | -14373672.1315 | -14844384.1852 | -15655724.8132 | -16400160.3843 | -17090497.0225 | -15256509.4967 | -15363577.7884 | -15159328.3944 | -15212679.2579 | -15240497.0693 | -15156326.3729 | -15212299.1014 | -14393386.3439 | -12356015.3151 | -10726726.8979 | -9984850.7551 | -9959845.0277
P5 | -14072497.1482 | -18219566.8518 | -18163548.417 | -19220467.9635 | -18882142.2432 | -19791762.3578 | -20363891.8602 | -20460304.7354 | -18351315.6204 | -18029471.0629 | -17545634.6216 | -17507424.7155 | -17584387.4647 | -17729116.931 | -17922442.4088 | -16557327.7667 | -14283684.308 | -12448938.4449 | -11367908.1294 | -11483686.8491
P95 | -9718642.4797 | -9963150.9679 | -8889904.2259 | -9824393.4525 | -10119301.6061 | -11701135.4082 | -12510569.4618 | -13275623.4255 | -11408008.3818 | -12718186.0773 | -12254251.7884 | -12274936.2678 | -12693707.8353 | -12219876.4961 | -12841601.6001 | -12329720.1447 | -10344790.9995 | -9049136.5365 | -8604889.4494 | -8506968.8374
Total
Total - Total
Total - Total - Total
CAPACITYFACTOR - Net Generation Capacity Factor
MEAN | 0.40813 | 0.40163 | 0.39434 | 0.37645 | 0.38218 | 0.35304 | 0.3602 | 0.34538 | 0.33982 | 0.34178 | 0.26421 | 0.25849 | 0.25605 | 0.25057 | 0.24752 | 0.24774 | 0.25253 | 0.24886 | 0.24568 | 0.24128
P5 | 0.37213 | 0.35735 | 0.34486 | 0.33599 | 0.34112 | 0.31088 | 0.30613 | 0.30244 | 0.2971 | 0.31003 | 0.22114 | 0.22043 | 0.21715 | 0.20719 | 0.2063 | 0.20435 | 0.20962 | 0.20982 | 0.2113 | 0.20104
P95 | 0.44104 | 0.43589 | 0.42947 | 0.42088 | 0.41662 | 0.38335 | 0.40936 | 0.40272 | 0.39753 | 0.38557 | 0.31538 | 0.3054 | 0.30607 | 0.29859 | 0.29108 | 0.28201 | 0.29612 | 0.28799 | 0.2823 | 0.28151
CO2EMISSIONS - CO2 Emissions
MEAN | 554464.9603 | 541076.5711 | 546820.1196 | 478276.1338 | 495713.3369 | 512718.2372 | 543281.7829 | 514180.3969 | 527440.3513 | 507976.1526 | 518241.1051 | 528623.2055 | 506597.741 | 496719.4453 | 509471.9607 | 489807.758 | 492417.4986 | 510491.3251 | 485178.4424 | 477707.6752
P5 | 473653.6093 | 444432.0219 | 442507.3736 | 391927.8033 | 407622.5597 | 425993.1838 | 434167.8394 | 431944.8798 | 433371.6558 | 442662.8379 | 443469.3438 | 453480.2393 | 439924.0216 | 424726.7996 | 436977.3506 | 414669.7728 | 415752.6396 | 439697.9103 | 420581.747 | 405490.1271
P95 | 625340.5197 | 613540.3302 | 619185.3232 | 575445.2969 | 566387.405 | 576012.0621 | 638976.2649 | 621770.8712 | 638067.6094 | 590602.4167 | 605341.3693 | 611414.5386 | 595686.702 | 576345.3984 | 589196.0246 | 548897.166 | 565969.9943 | 582753.7954 | 550906.041 | 546126.6671
FUELCONSUMED - Fuel Consumed
MEAN | 5394059.8235 | 5342759.9172 | 5358053.1881 | 4737395.8235 | 4893138.2718 | 4996409.7518 | 5211860.0157 | 4915238.6088 | 4964537.11 | 4818019.5522 | 4921113.5158 | 4981456.7788 | 4798145.7715 | 4698710.0847 | 4785152.6868 | 4636511.6012 | 4644830.8927 | 4785623.3482 | 4555724.1506 | 4471358.8599
P5 | 4605947.0673 | 4366850.8727 | 4279767.0371 | 3870381.8197 | 4007311.3027 | 4140504.1267 | 4142411.1479 | 4098191.3684 | 4061738.0494 | 4180335.8507 | 4182184.5133 | 4257869.6126 | 4137369.0714 | 3996171.3757 | 4075932.3724 | 3906105.3973 | 3903924.8642 | 4108399.1197 | 3942429.888 | 3772773.8294
P95 | 6096539.0994 | 6047546.4581 | 6132443.1885 | 5718939.3674 | 5616129.6892 | 5627627.4933 | 6174560.2765 | 5975192.1265 | 6068974.1611 | 5658690.573 | 5796027.5338 | 5807819.5227 | 5649879.8321 | 5483863.3347 | 5587070.8448 | 5230537.3411 | 5365094.1842 | 5484846.9347 | 5173366.301 | 5134439.7215
FUELCOST - Fuel Cost
MEAN | 5507621.9232 | 5431954.1192 | 5699085.3778 | 5769647.6451 | 5772207.1208 | 5983284.2752 | 6326038.8486 | 6100047.1852 | 6214208.4041 | 6161422.8773 | 6465884.5646 | 6606762.1712 | 6536163.3274 | 6505963.4907 | 6727784.5503 | 6705501.8529 | 6850875.8059 | 7132377.9046 | 6944512.1647 | 6938988.9566
P5 | 4491635.7298 | 4124382.3221 | 4259793.5645 | 4391819.6284 | 4424225.9859 | 4701772.689 | 4767967.8773 | 4886938.0651 | 4881119.9275 | 5187388.6667 | 5267563.5673 | 5477534.3288 | 5444969.8598 | 5314513.2563 | 5519703.6506 | 5448352.128 | 5573023.5184 | 5947450.1357 | 5854972.9557 | 5676682.3991
P95 | 6552374.2828 | 6637951.7896 | 7050396.7162 | 7468676.9414 | 7173690.7266 | 7085500.1729 | 7912340.2981 | 8008251.5405 | 8163147.5767 | 7568002.4321 | 8064115.522 | 8073947.0049 | 7982305.3412 | 8073649.7337 | 8195874.3647 | 7823396.9615 | 8241627.1862 | 8398469.8322 | 8091835.0531 | 8225349.4612
NETPOS - Net Position (MWh)
MEAN | 4892.9836 | 247075.2058 | 239783.0723 | 179993.9032 | 173510.992 | 113868.0813 | 46130.4654 | 5948.5939 | -188846.2257 | -210699.6633 | -412856.3408 | -418060.8674 | -444166.3357 | -464946.6259 | -486135.2338 | -553832.3412 | -701059.7391 | -715490.9767 | -789697.3586 | -814950.3108
P5 | -127451.6327 | 123254.4343 | 89726.8539 | 39228.4719 | 13949.3879 | -7270.2452 | -113051.7509 | -118498.9129 | -327311.6184 | -320263.0598 | -557544.1089 | -560673.902 | -585362.0561 | -595521.3901 | -603499.1284 | -683528.0551 | -815961.8365 | -864218.8896 | -914482.0027 | -942196.8032
P95 | 130924.653 | 361103.745 | 388682.7265 | 339499.0573 | 320069.5631 | 248263.5304 | 205738.703 | 163607.4301 | -36571.5505 | -71743.9351 | -262232.8917 | -288341.8714 | -308470.3528 | -335623.0425 | -358027.5309 | -414383.7419 | -578760.9779 | -591583.8107 | -679176.9509 | -686396.3568
NETREVENUE - Net Revenue $
MEAN | -207127380.5649 | -208758602.479 | -207405179.0445 | -211780318.8169 | -217158798.4384 | -213044547.5338 | -206220363.3129 | -207215495.8124 | -204466855.9029 | -206377212.6111 | -186705867.8695 | -187935180.0899 | -188339905.6413 | -186949360.6663 | -187953799.9246 | -189154257.22 | -189026599.6714 | -187245279.9867 | -186787766.7986 | -187297078.2531
P5 | -209555368.3002 | -210703968.1908 | -209785267.8073 | -214301116.7203 | -219670868.0708 | -215598359.9364 | -208497563.0691 | -209687777.2261 | -207621583.4039 | -209134556.3662 | -190847941.1631 | -192154731.7587 | -191664781.4154 | -190898401.2641 | -191488385.3654 | -192967034.9252 | -193473854.8228 | -192143734.5641 | -191740324.7929 | -193249201.5101
P95 | -204901735.6834 | -206792092.1235 | -204924250.7519 | -209038278.954 | -214542173.3104 | -210909830.4975 | -203769996.6292 | -204672672.8159 | -201820549.2088 | -203957388.6363 | -183335552.3375 | -184350498.7706 | -184975215.7923 | -183889224.9844 | -184735036.5065 | -185682695.4259 | -185194571.8125 | -183252401.9703 | -182579771.9496 | -182417349.1976
STARTS - Number Starts
MEAN | 2060.34 | 2137.65 | 2057.13 | 2200.04 | 2207.88 | 2104.32 | 1576.03 | 1507.3 | 1103.02 | 1290.4 | 1185.69 | 920.73 | 1081.35 | 1088.73 | 863.19 | 1073.23 | 926.78 | 834.44 | 866.69 | 798.86
P5 | 1920.5 | 2002.5 | 1923.5 | 2030.5 | 2087.5 | 1993 | 1150 | 1137 | 775.5 | 1017 | 817 | 651 | 823 | 850.5 | 590 | 804 | 707 | 637 | 685 | 589.5
P95 | 2195.5 | 2272.5 | 2219 | 2313 | 2330.5 | 2222 | 1875 | 1867 | 1447 | 1595.5 | 1518 | 1169.5 | 1384.5 | 1427.5 | 1161.5 | 1295 | 1140.5 | 1047.5 | 1129.5 | 1001.5
VOMCOSTS - VOM Costs
MEAN | 1638837.8146 | 1687102.3798 | 1711311.261 | 1532855.9736 | 1610629.9744 | 1652861.9928 | 1798481.6639 | 1704612.4744 | 1706564.3736 | 1713910.5856 | 1796417.666 | 1834159.9133 | 1809772.6409 | 1799826.3157 | 1848445.3292 | 1851376.5674 | 1892975.7462 | 1954550.3237 | 1908501.4525 | 1889452.0189
P5 | 1351721.9601 | 1303016.8335 | 1275770.775 | 1172499.6084 | 1245931.2672 | 1296491.4855 | 1358429.8405 | 1368200.5782 | 1337832.1373 | 1446986.4855 | 1469472.3796 | 1525528.8862 | 1504696.4084 | 1458648.9052 | 1509812.4674 | 1500829.6331 | 1545464.5686 | 1628847.9013 | 1608055.7776 | 1538059.0181
P95 | 1906598.4545 | 1993208.8309 | 2059554.535 | 1954641.0516 | 1920856.3701 | 1916676.7801 | 2202836.0963 | 2157975.3448 | 2180109.3516 | 2073264.886 | 2191196.9825 | 2209720.1585 | 2187947.8588 | 2160851.6053 | 2239468.5635 | 2139889.0307 | 2257121.7045 | 2287095.7535 | 2205848.0712 | 2227627.8513

## High Carbon
Books | Montana
Study Portfolios | 2019.01.31 IRP Base - High carbon - IRP Planning MAIN load dispatch v8 high carbon
Date Intervals | Annual
Peak Period Label | Light Load
Value | Column Labels
Row Labels | 2019-01 | 2020-01 | 2021-01 | 2022-01 | 2023-01 | 2024-01 | 2025-01 | 2026-01 | 2027-01 | 2028-01 | 2029-01 | 2030-01 | 2031-01 | 2032-01 | 2033-01 | 2034-01 | 2035-01 | 2036-01 | 2037-01 | 2038-01
Ancillary Reserve
2018 IRP Anc Req v6 with candidate assets
15010: New 2022JAN 18V50DF_NG_B #1
NETREVENUE - Net Revenue $
MEAN | -23632.2056 | -106925.1951 | -79717.9552 | -17888.346 | -14206.763 | -4380.6478 | -236608.0445 | -206079.7659 | -95448.7543 | -122378.8365 | -123976.0639 | -116156.6354 | -123323.7857 | -125146.5379 | -115449.6108 | -129271.4502 | -86308.4854 | -76578.4347 | -73571.238 | -65653.678
P5 | -52368.476 | -163046.9761 | -118300.4239 | -36747.7828 | -32310.0961 | -15151.5992 | -445022.6802 | -393766.6733 | -224726.3652 | -232198.3992 | -269790.2326 | -213889.1591 | -235228.0873 | -243409.6863 | -237727.161 | -223097.8308 | -172870.692 | -165135.1307 | -158145.6968 | -151570.7674
P95 | -8504.7993 | -62366.4697 | -44965.3605 | -5127.1295 | -3513.793 | -327.146 | -87769.5317 | -91811.8447 | -28406.1342 | -44279.1903 | -38893.1446 | -38311.6774 | -43275.3595 | -52079.803 | -46281.882 | -53716.5538 | -23136.4828 | -18399.483 | -25003.1549 | -14009.9785
2018 IRP Anc Req v6 with candidate assets - Total
NETREVENUE - Net Revenue $
MEAN | -314956.2542 | -549884.0058 | -564273.2498 | -350438.8543 | -406448.2942 | -481541.688 | -934523.573 | -972973.375 | -951825.2367 | -900927.2413 | -911957.0735 | -1072267.9563 | -973878.9344 | -1013717.8534 | -1162701.2823 | -1038361.5038 | -1223278.7746 | -1286505.1547 | -1272637.6159 | -1345231.3375
P5 | -372400.1134 | -678835.2845 | -674914.677 | -415067.1858 | -479988.8623 | -541716.5574 | -1173634.6938 | -1161677.4194 | -1083328.5263 | -1040370.5202 | -1092970.0313 | -1209486.1097 | -1135635.7928 | -1177714.3464 | -1334510.1223 | -1194604.9121 | -1366034.0541 | -1421828.6038 | -1388905.7748 | -1465230.9955
P95 | -256050.3233 | -446020.94 | -442645.255 | -297005.4065 | -331361.0147 | -419815.5679 | -748967.6665 | -815835.6484 | -847467.7802 | -788012.6056 | -772300.6686 | -934000.5902 | -834783.7085 | -890902.5053 | -1031911.4012 | -888355.6667 | -1108749.0233 | -1167882.7555 | -1184423.3801 | -1242193.8039
2888218
NETREVENUE - Net Revenue $
MEAN | -291324.0486 | -442958.8106 | -484555.2946 | -332550.5083 | -392241.5312 | -477161.0402 | -697915.5285 | -766893.6091 | -856376.4824 | -778548.4047 | -787981.0096 | -956111.3209 | -850555.1487 | -888571.3155 | -1047251.6715 | -909090.0535 | -1136970.2892 | -1209926.7199 | -1199066.3779 | -1279577.6595
P5 | -342429.451 | -547596.2072 | -594777.9375 | -396064.7776 | -464711.1885 | -537499.8756 | -778827.6888 | -851226.0624 | -929722.5727 | -849070.9393 | -857856.4786 | -1030034.3423 | -939944.9863 | -973238.5522 | -1131277.0105 | -994645.0562 | -1204994.1988 | -1275263.6988 | -1263348.664 | -1361006.955
P95 | -237837.8365 | -345098.0916 | -373312.9124 | -280360.5791 | -322296.39 | -414962.7003 | -621405.3909 | -679519.8108 | -787351.4296 | -721559.7122 | -714347.8934 | -875142.7772 | -765110.7475 | -813878.7419 | -958186.3341 | -830697.9841 | -1059911.5324 | -1127074.1358 | -1126180.6303 | -1203017.13
Ancillary Reserve - Total
NETREVENUE - Net Revenue $
MEAN | -314956.2542 | -549884.0058 | -564273.2498 | -350438.8543 | -406448.2942 | -481541.688 | -934523.573 | -972973.375 | -951825.2367 | -900927.2413 | -911957.0735 | -1072267.9563 | -973878.9344 | -1013717.8534 | -1162701.2823 | -1038361.5038 | -1223278.7746 | -1286505.1547 | -1272637.6159 | -1345231.3375
P5 | -372400.1134 | -678835.2845 | -674914.677 | -415067.1858 | -479988.8623 | -541716.5574 | -1173634.6938 | -1161677.4194 | -1083328.5263 | -1040370.5202 | -1092970.0313 | -1209486.1097 | -1135635.7928 | -1177714.3464 | -1334510.1223 | -1194604.9121 | -1366034.0541 | -1421828.6038 | -1388905.7748 | -1465230.9955
P95 | -256050.3233 | -446020.94 | -442645.255 | -297005.4065 | -331361.0147 | -419815.5679 | -748967.6665 | -815835.6484 | -847467.7802 | -788012.6056 | -772300.6686 | -934000.5902 | -834783.7085 | -890902.5053 | -1031911.4012 | -888355.6667 | -1108749.0233 | -1167882.7555 | -1184423.3801 | -1242193.8039
Battery Storage
NETPOS - Net Position (MWh)
MEAN
P5
P95
Financial Instrument
NETREVENUE - Net Revenue $
MEAN | -4468253.75 | -2197268.75
P5 | -4750741.8015 | -2403713.6538
P95 | -4140161.0322 | -1952523.7396
Fixed Cost
NETREVENUE - Net Revenue $
MEAN | -121157947.0263 | -121133735.2685 | -120725709.4923 | -120770799.5701 | -121487394.786 | -121569496.6134 | -121820161.4476 | -121668440.2689 | -121018910.6762 | -122140311.8572 | -121917087.0109 | -122126168.9306 | -122344148.5928 | -121981892.1233 | -122298385.0149 | -123056649.3173 | -123314662.1434 | -122287065.5493 | -121423591.8946 | -120975842.0177
P5 | -121157947.0263 | -121133735.2685 | -120725709.4923 | -120770799.5701 | -121487394.786 | -121569496.6134 | -121820161.4476 | -121668440.2689 | -121018910.6762 | -122140311.8572 | -121917087.0109 | -122126168.9306 | -122344148.5928 | -121981892.1233 | -122298385.0149 | -123056649.3173 | -123314662.1434 | -122287065.5493 | -121423591.8946 | -120975842.0177
P95 | -121157947.0263 | -121133735.2685 | -120725709.4923 | -120770799.5701 | -121487394.786 | -121569496.6134 | -121820161.4476 | -121668440.2689 | -121018910.6762 | -122140311.8572 | -121917087.0109 | -122126168.9306 | -122344148.5928 | -121981892.1233 | -122298385.0149 | -123056649.3173 | -123314662.1434 | -122287065.5493 | -121423591.8946 | -120975842.0177
Generation Asset
15970: New 2022JAN 18V50DF_NG_B #1
CAPACITYFACTOR - Net Generation Capacity Factor
MEAN |  |  |  | 0.4775 | 0.28861 | 0.2124 | 0.18459 | 0.15135 | 0.11964 | 0.11466 | 0.11714 | 0.10671 | 0.11104 | 0.10866 | 0.10184 | 0.10599 | 0.09884 | 0.08627 | 0.08362 | 0.074228
P5 |  |  |  | 0.4277 | 0.21862 | 0.1401 | 0.12175 | 0.10053 | 0.079857 | 0.078658 | 0.085954 | 0.075374 | 0.077589 | 0.084236 | 0.071999 | 0.080906 | 0.072829 | 0.066111 | 0.058427 | 0.051157
P95 |  |  |  | 0.52019 | 0.3401 | 0.27604 | 0.2414 | 0.20851 | 0.16872 | 0.1537 | 0.15212 | 0.13018 | 0.13836 | 0.13631 | 0.13258 | 0.13016 | 0.12123 | 0.10613 | 0.10816 | 0.09648
CO2EMISSIONS - CO2 Emissions
MEAN |  |  |  | 15382.3823 | 9340.1185 | 6814.1346 | 5891.5598 | 4817.8963 | 3794.3306 | 3687.6106 | 3727.028 | 3388.727 | 3553.684 | 3427.1787 | 3252.1224 | 3405.1163 | 3161.9614 | 2763.2286 | 2668.3953 | 2360.2492
P5 |  |  |  | 13894.0732 | 7060.8798 | 4489.4102 | 3860.9303 | 3190.5342 | 2544.8933 | 2499.1105 | 2732.2508 | 2408.4306 | 2493.3982 | 2635.6177 | 2288.5252 | 2592.3407 | 2333.1614 | 2116.6307 | 1871.6549 | 1638.5172
P95 |  |  |  | 16708.8035 | 11012.2028 | 8893.1557 | 7678.6147 | 6648.9266 | 5368.2024 | 4967.7971 | 4856.3695 | 4161.5945 | 4425.8913 | 4255.5157 | 4231.3649 | 4201.0783 | 3871.1255 | 3390.9732 | 3424.8231 | 3067.8621
FUELCONSUMED - Fuel Consumed
MEAN |  |  |  | 250890.2845 | 152287.0467 | 111091.5185 | 96035.1604 | 78538.1847 | 61856.9115 | 60105.7712 | 60752.4158 | 55237.7736 | 57931.8683 | 55860.4123 | 53016.2807 | 55503.8892 | 51543.2207 | 45046.5639 | 43492.8273 | 38473.1372
P5 |  |  |  | 226658.2302 | 115110.2622 | 73186.8252 | 62934.919 | 52009.971 | 41488.0128 | 40733.9488 | 44537.0495 | 39258.5022 | 40647.175 | 42958.5695 | 37307.6585 | 42255.5196 | 38032.9271 | 34505.6281 | 30506.5611 | 26708.5772
P95 |  |  |  | 272535.8644 | 179603.4493 | 144999.6619 | 125165.2146 | 108386.5431 | 87514.8851 | 80972.006 | 79161.2422 | 67835.8624 | 72150.5216 | 69361.677 | 68979.9345 | 68478.1692 | 63103.3211 | 55280.1506 | 55822.029 | 50007.5488
FUELCOST - Fuel Cost
MEAN |  |  |  | 363423.737 | 243804.4937 | 193505.3924 | 177768.8734 | 149496.8233 | 123221.9509 | 121612.3454 | 126209.655 | 116598.1571 | 124828.9253 | 123214.8529 | 119243.0901 | 127043.3817 | 119956.3961 | 109624.2189 | 109296.8913 | 100440.8304
P5 |  |  |  | 227767.2415 | 131205.495 | 90963.5944 | 80611.2327 | 75175.5806 | 62032.1221 | 60786.2492 | 71358.736 | 61991.3505 | 65518.5226 | 71211.8054 | 67225.0406 | 67578.4819 | 68420.4074 | 66729.968 | 60197.2024 | 53851.8295
P95 |  |  |  | 505323.5528 | 375677.9877 | 329386.1541 | 289332.9925 | 267961.9546 | 220765.5885 | 195033.0833 | 210185.5608 | 164616.1027 | 182143.8896 | 179233.6655 | 196310.5966 | 183698.5418 | 173538.4258 | 166255.5331 | 172591.0358 | 158326.8779
NETPOS - Net Position (MWh)
MEAN |  |  |  | 29156.4662 | 17770.9383 | 13030.8284 | 11282.1724 | 9220.1335 | 7256.7858 | 7046.3732 | 7117.1915 | 6465.852 | 6844.5024 | 6595.09 | 6254.1078 | 6542.9224 | 6071.7577 | 5302.715 | 5116.2013 | 4522.527
P5 |  |  |  | 26228.3645 | 13472.2479 | 8600.4223 | 7393.67 | 6105.89 | 4867.2 | 4775.375 | 5217.555 | 4595.4 | 4802.36 | 5071.85 | 4401.045 | 4981.2 | 4480.26 | 4061.875 | 3588.585 | 3139.6
P95 |  |  |  | 31631.485 | 20913.0858 | 16965.12 | 14703.745 | 12724.005 | 10266.88 | 9492.615 | 9273.81 | 7940.52 | 8524.4 | 8189.1 | 8137.305 | 8072.4 | 7433.54 | 6507.375 | 6566.525 | 5878.4
NETREVENUE - Net Revenue $
MEAN |  |  |  | 2679.4481 | 60041.0732 | 82807.0508 | 82600.7942 | 68706.2897 | 52019.0305 | 60577.7812 | 62350.0443 | 60303.7209 | 64570.1548 | 64312.5512 | 63550.8617 | 67834.5052 | 63182.4154 | 54881.7311 | 55191.5593 | 47590.6476
P5 |  |  |  | -92263.2543 | 5635.9236 | 31450.4047 | 31764.8227 | 32880.1175 | 23711.3763 | 29616.5409 | 33751.1431 | 32267.0052 | 38039.0879 | 39345.4349 | 38258.2834 | 39093.9006 | 33135.5725 | 31084.6119 | 26981.322 | 23590.1488
P95 |  |  |  | 77850.7459 | 110200.6254 | 147265.0255 | 143859.8994 | 125224.8305 | 92644.9943 | 99144.6023 | 106071.9355 | 89976.5422 | 95255.1804 | 92825.031 | 100668.0688 | 99757.8209 | 88693.2886 | 82929.3724 | 85441.7698 | 77525.8141
STARTS - Number Starts
MEAN |  |  |  | 132.69 | 153.09 | 137.85 | 127.84 | 110.94 | 97.94 | 94.58 | 99.17 | 91.07 | 95.76 | 93.07 | 88.57 | 88.99 | 87.05 | 78.29 | 76.61 | 69.63
P5 |  |  |  | 111 | 122.5 | 112.5 | 106.5 | 88 | 78.5 | 73.5 | 81 | 67 | 72 | 72 | 70 | 69.5 | 66.5 | 56.5 | 56 | 52
P95 |  |  |  | 154.5 | 179.5 | 166 | 153.5 | 134 | 122 | 111 | 123.5 | 111 | 118 | 109 | 107 | 106.5 | 105.5 | 95.5 | 96 | 86
TOTALEMISSIONCOSTS - Emission Costs
MEAN | [6 empty] | 118740.5076 | 101731.3003 | 83376.7856 | 84364.8826 | 88131.5724 | 84088.8999 | 91583.7249 | 91917.859 | 91142.7914 | 99257.8565 | 96121.8197 | 87141.6704 | 87998.7521 | 81010.9277
P5 | [6 empty] | 65185.097 | 57211.6112 | 40316.978 | 43723.2605 | 47989.1876 | 45597.9423 | 48328.6899 | 53545.5228 | 45669.5145 | 58840.8328 | 53501.9259 | 51563.9895 | 44096.797 | 40112.8631
P95 | [6 empty] | 172903.3092 | 156779.6305 | 133894.854 | 138101.5482 | 137983.5907 | 124423.0808 | 133724.8583 | 139905.9135 | 143384.6972 | 154490.7743 | 140121.0533 | 132365.4951 | 131428.6378 | 126943.2939
VOMCOSTS - VOM Costs
MEAN |  |  |  | 19534.8324 | 12084.2381 | 9121.5799 | 8010.3424 | 6638.4961 | 5370.0215 | 5284.7799 | 5480.2375 | 5043.3646 | 5475.6019 | 5407.9738 | 5190.9095 | 5561.484 | 5282.4292 | 4666.3892 | 4604.5812 | 4160.7248
P5 |  |  |  | 17573.0042 | 9161.1286 | 6020.2956 | 5249.5057 | 4396.2408 | 3601.728 | 3581.5312 | 4017.5174 | 3584.412 | 3841.888 | 4158.917 | 3652.8673 | 4234.02 | 3897.8262 | 3574.45 | 3229.7265 | 2888.432
P95 |  |  |  | 21193.095 | 14220.8983 | 11875.584 | 10439.6589 | 9161.2836 | 7597.4912 | 7119.4613 | 7140.8337 | 6193.6056 | 6819.52 | 6715.062 | 6753.9631 | 6861.54 | 6467.1798 | 5726.49 | 5909.8725 | 5408.128
15970: New 2022JAN 18V50DF_NG_B #2
CAPACITYFACTOR - Net Generation Capacity Factor
MEAN |  |  |  | 0.49448 | 0.30201 | 0.20319 | 0.18635 | 0.15224 | 0.11918 | 0.11452 | 0.1179 | 0.10736 | 0.11226 | 0.10975 | 0.10281 | 0.10696 | 0.098264 | 0.086238 | 0.08509 | 0.075769
P5 |  |  |  | 0.44378 | 0.24253 | 0.14365 | 0.1233 | 0.10418 | 0.079547 | 0.079525 | 0.088782 | 0.07554 | 0.081778 | 0.08525 | 0.073091 | 0.079576 | 0.073601 | 0.065385 | 0.060857 | 0.054025
P95 |  |  |  | 0.53437 | 0.33977 | 0.25009 | 0.24905 | 0.21163 | 0.17086 | 0.15401 | 0.15315 | 0.13573 | 0.142 | 0.1375 | 0.13498 | 0.13047 | 0.12126 | 0.10667 | 0.10816 | 0.097003
CO2EMISSIONS - CO2 Emissions
MEAN |  |  |  | 15944.6156 | 9782.2462 | 6529.0614 | 5940.4278 | 4845.7034 | 3777.8866 | 3679.0451 | 3744.8513 | 3408.7821 | 3598.907 | 3470.569 | 3275.7449 | 3438.764 | 3141.4261 | 2762.1812 | 2717.7826 | 2406.7901
P5 |  |  |  | 14416.7075 | 7836.9802 | 4601.3638 | 3952.9809 | 3321.1154 | 2527.4924 | 2533.8807 | 2823.4706 | 2386.733 | 2624.8603 | 2688.155 | 2332.2828 | 2544.2535 | 2359.3767 | 2090.4455 | 1937.0974 | 1716.9569
P95 |  |  |  | 17346.5315 | 11063.9073 | 8123.0292 | 7917.9575 | 6711.8741 | 5424.7555 | 4972.1434 | 4908.4951 | 4309.138 | 4539.8252 | 4334.3215 | 4323.2559 | 4183.5921 | 3892.9716 | 3425.8867 | 3451.0001 | 3076.5776
FUELCONSUMED - Fuel Consumed
MEAN |  |  |  | 260071.8539 | 159514.48 | 106459.9659 | 96831.7629 | 78991.4625 | 61588.8351 | 59966.1554 | 61042.9432 | 55564.6884 | 58669.0895 | 56567.6449 | 53401.3694 | 56052.3387 | 51208.474 | 45029.489 | 44297.8022 | 39231.7744
P5 |  |  |  | 235150.9246 | 127783.6086 | 75015.4787 | 64436.1313 | 54138.6192 | 41204.3341 | 41300.6819 | 46023.978 | 38904.822 | 42790.2598 | 43814.8865 | 38020.998 | 41471.6904 | 38460.2634 | 34078.7544 | 31573.2241 | 27987.1793
P95 |  |  |  | 282940.5168 | 180445.8211 | 132481.6008 | 129066.3069 | 109412.5175 | 88436.841 | 81042.8476 | 80010.9156 | 70240.8877 | 74007.8618 | 70646.1525 | 70477.9475 | 68193.1404 | 63459.4346 | 55849.3156 | 56248.6942 | 50149.6157
FUELCOST - Fuel Cost
MEAN |  |  |  | 376925.1618 | 252179.1708 | 183020.2177 | 179344.9957 | 150313.5466 | 122766.3298 | 121330.0497 | 126784.3071 | 117396.3395 | 126375.3473 | 124806.26 | 120036.4047 | 128253.5614 | 119278.5702 | 109634.3007 | 111196.3805 | 102173.7233
P5 |  |  |  | 241909.7515 | 142247.5713 | 92774.2424 | 82663.2012 | 79460.802 | 60922.9249 | 61303.5577 | 71539.8539 | 60987.0996 | 68505.2693 | 74248.5524 | 67753.1932 | 68689.3554 | 69180.8349 | 65517.8535 | 62350.5385 | 54829.5776
P95 |  |  |  | 527178.8605 | 364333.3466 | 290052.2513 | 300186.4741 | 268240.4977 | 225417.1462 | 193606.8707 | 209798.8644 | 169352.9693 | 186713.4641 | 183721.5641 | 199336.346 | 176734.0208 | 177928.6742 | 169977.565 | 172878.4936 | 155617.1359
NETPOS - Net Position (MWh)
MEAN |  |  |  | 30190.8825 | 18564.7462 | 12441.5239 | 11375.6652 | 9273.424 | 7225.3362 | 7030.0137 | 7151.213 | 6504.1028 | 6931.6032 | 6678.5803 | 6299.5517 | 6607.608 | 6032.3247 | 5300.705 | 5210.8931 | 4611.705
P5 |  |  |  | 27294.0887 | 14899.5242 | 8804.5698 | 7568.3642 | 6355.79 | 4833.92 | 4841.815 | 5391.75 | 4554 | 5055.56 | 5172.95 | 4485.195 | 4888.8 | 4530.6 | 4011.625 | 3714.06 | 3289.9
P95 |  |  |  | 32848.7902 | 20931.5106 | 15377.4282 | 15162.865 | 12844.86 | 10375.04 | 9500.92 | 9373.35 | 8222.04 | 8743.84 | 8340.75 | 8314.02 | 8038.8 | 7475.49 | 6574.375 | 6616.715 | 5895.1
NETREVENUE - Net Revenue $
MEAN |  |  |  | -13385.6853 | 42794.0059 | 74370.8737 | 82087.976 | 68692.1064 | 52183.0497 | 60674.2669 | 61963.5735 | 60414.8148 | 64838.9619 | 64408.0759 | 63499.9926 | 67690.2894 | 63083.3479 | 54795.4311 | 54545.3408 | 47423.0672
P5 |  |  |  | -104559.3988 | -13215.4477 | 29439.5701 | 31761.8365 | 34485.8324 | 24027.0549 | 31812.6653 | 32573.1451 | 31864.8154 | 36824.8983 | 39784.7095 | 38388.4825 | 38791.9189 | 34381.1219 | 31392.1432 | 26891.0293 | 23995.7294
P95 |  |  |  | 74411.9297 | 91634.502 | 112171.8346 | 143874.5023 | 122407.2601 | 94601.8067 | 98815.185 | 107304.9862 | 90776.0722 | 96723.2305 | 93126.0961 | 100954.0792 | 100449.2333 | 89785.9537 | 82355.2797 | 84676.1315 | 75235.0495
STARTS - Number Starts
MEAN |  |  |  | 128.12 | 156.93 | 137.71 | 128.71 | 110.79 | 97.6 | 94.76 | 99.08 | 91.57 | 95.2 | 92.8 | 88.44 | 89.57 | 86.56 | 78.31 | 77.77 | 70.08
P5 |  |  |  | 112 | 128.5 | 113.5 | 106 | 86.5 | 79 | 73 | 80 | 71 | 73.5 | 70.5 | 67.5 | 70.5 | 66.5 | 57 | 58.5 | 52.5
P95 |  |  |  | 148.5 | 180.5 | 167 | 152.5 | 138 | 123.5 | 115 | 123.5 | 111 | 115.5 | 109 | 107.5 | 106.5 | 104 | 93.5 | 98.5 | 87
TOTALEMISSIONCOSTS - Emission Costs
MEAN | [6 empty] | 119760.0807 | 102255.0367 | 83066.6822 | 84200.7362 | 88605.1164 | 84482.7485 | 92774.247 | 93132.0825 | 91847.3699 | 100270.2516 | 95524.2034 | 87179.2207 | 89594.5709 | 82555.5996
P5 | [6 empty] | 66912.5569 | 57766.7086 | 40856.7972 | 43537.3723 | 47149.8453 | 45515.4047 | 48804.4335 | 55041.601 | 45219.5812 | 59812.3817 | 53091.6695 | 51133.0287 | 44618.3991 | 40768.1431
P95 | [6 empty] | 176805.6597 | 162538.4431 | 135544.5844 | 136837.0143 | 137527.7302 | 122368.3664 | 134738.9169 | 143663.6059 | 140911.9678 | 154252.389 | 140467.3755 | 133927.4713 | 135829.8064 | 125647.2266
VOMCOSTS - VOM Costs
MEAN |  |  |  | 20227.8913 | 12624.0274 | 8709.0668 | 8076.7223 | 6676.8653 | 5346.7488 | 5272.5103 | 5506.434 | 5073.2002 | 5545.2826 | 5476.4358 | 5228.6279 | 5616.4668 | 5248.1225 | 4664.6204 | 4689.8038 | 4242.7686
P5 |  |  |  | 18287.0394 | 10131.6765 | 6163.1989 | 5373.5386 | 4576.1688 | 3577.1008 | 3631.3612 | 4151.6475 | 3552.12 | 4044.448 | 4241.819 | 3722.7119 | 4155.48 | 3941.622 | 3530.23 | 3342.654 | 3026.708
P95 |  |  |  | 22008.6894 | 14233.4272 | 10764.1997 | 10765.6341 | 9248.2992 | 7677.5296 | 7125.69 | 7217.4795 | 6413.1912 | 6995.072 | 6839.415 | 6900.6366 | 6832.98 | 6503.6763 | 5785.45 | 5955.0435 | 5423.492
15970: New 2022JAN 18V50DF_NG_B #3
CAPACITYFACTOR - Net Generation Capacity Factor
MEAN |  |  |  | 0.45772 | 0.29361 | 0.2157 | 0.18647 | 0.15347 | 0.12182 | 0.11618 | 0.12021 | 0.10852 | 0.11213 | 0.10912 | 0.10282 | 0.10604 | 0.099138 | 0.086572 | 0.083428 | 0.073981
P5 |  |  |  | 0.39942 | 0.22329 | 0.14189 | 0.12216 | 0.10303 | 0.083175 | 0.081096 | 0.092234 | 0.079402 | 0.079065 | 0.08519 | 0.073608 | 0.079407 | 0.071816 | 0.064413 | 0.058061 | 0.052174
P95 |  |  |  | 0.5068 | 0.3666 | 0.28365 | 0.24656 | 0.21489 | 0.16756 | 0.15517 | 0.15445 | 0.13258 | 0.14212 | 0.13554 | 0.13381 | 0.12993 | 0.122 | 0.10661 | 0.10973 | 0.093691
CO2EMISSIONS - CO2 Emissions
MEAN |  |  |  | 14713.8287 | 9450.6655 | 6900.0497 | 5951.6409 | 4888.7166 | 3868.5776 | 3729.1886 | 3820.2671 | 3441.4153 | 3596.1496 | 3445.551 | 3277.3604 | 3412.0167 | 3167.507 | 2771.2587 | 2666.5629 | 2353.5383
P5 |  |  |  | 12834.2775 | 7150.3525 | 4528.2638 | 3878.3611 | 3279.9314 | 2644.949 | 2612.1138 | 2940.7533 | 2516.9185 | 2563.5113 | 2670.6426 | 2341.0343 | 2570.4829 | 2311.3154 | 2051.1679 | 1867.2921 | 1660.306
P95 |  |  |  | 16230.0565 | 11824.698 | 9151.9965 | 7883.0958 | 6803.2809 | 5307.2989 | 5006.9136 | 4912.8389 | 4187.6316 | 4579.2638 | 4251.1376 | 4279.4983 | 4201.4132 | 3910.4485 | 3425.8867 | 3507.7169 | 2980.7069
FUELCONSUMED - Fuel Consumed
MEAN |  |  |  | 239967.4297 | 154061.0066 | 112485.8215 | 97014.5166 | 79692.6567 | 63067.3298 | 60783.4793 | 62272.2665 | 56096.6235 | 58624.1427 | 56159.8812 | 53427.703 | 55616.3601 | 51633.6158 | 45177.4719 | 43462.9607 | 38363.7457
P5 |  |  |  | 209325.8691 | 116555.2155 | 73818.9371 | 63219.0496 | 53467.4195 | 43119.1654 | 42575.8317 | 47935.7432 | 41026.9032 | 41790.1536 | 43529.4475 | 38163.6659 | 41899.2336 | 37676.8136 | 33438.4437 | 30435.4502 | 27063.7444
P95 |  |  |  | 264711.7119 | 192772.9016 | 149205.2278 | 128498.0458 | 110902.5712 | 86522.0096 | 81609.5808 | 80081.7217 | 68260.2786 | 74650.7872 | 69290.3172 | 69764.608 | 68483.9448 | 63744.3254 | 55849.3156 | 57173.1355 | 48586.8798
FUELCOST - Fuel Cost
MEAN |  |  |  | 350475.4211 | 250170.9027 | 197033.2806 | 179389.1627 | 151306.8225 | 125255.8005 | 122636.5225 | 129002.7347 | 118267.5331 | 126264.1857 | 123705.4903 | 119968.242 | 127147.8263 | 120048.9426 | 109847.2305 | 109352.3254 | 100201.428
P5 |  |  |  | 209500.9547 | 133312.465 | 91177.5927 | 80920.1191 | 78748.4626 | 67349.755 | 61302.4604 | 73949.5439 | 64612.0879 | 68778.1474 | 74021.2725 | 68820.5826 | 69701.702 | 66548.7387 | 66687.2704 | 60820.3385 | 53693.4574
P95 |  |  |  | 498849.4061 | 406061.1677 | 340647.7611 | 294114.2226 | 272300.665 | 220369.6425 | 190831.6883 | 212208.1959 | 167427.5144 | 187085.3274 | 180317.1994 | 192509.2949 | 179458.153 | 179072.4832 | 167245.6104 | 171416.9064 | 156409.5927
NETPOS - Net Position (MWh)
MEAN |  |  |  | 27941.1711 | 18054.0395 | 13213.2234 | 11397.1999 | 9355.6917 | 7398.7584 | 7125.7935 | 7295.213 | 6566.3684 | 6926.2846 | 6630.4246 | 6302.6664 | 6556.1972 | 6082.4144 | 5318.125 | 5112.688 | 4509.668
P5 |  |  |  | 24342.2021 | 13678.9548 | 8676.5017 | 7427.05 | 6276.585 | 5058.56 | 4991.305 | 5615.715 | 4802.4 | 4937.4 | 5139.25 | 4502.025 | 4939.2 | 4438.31 | 3936.25 | 3580.22 | 3181.35
P95 |  |  |  | 30755.5702 | 22556.8327 | 17501.2321 | 15096.105 | 13019.79 | 10150.4 | 9567.36 | 9381.645 | 7990.2 | 8819.8 | 8180.675 | 8229.87 | 8072.26 | 7509.05 | 6574.375 | 6725.46 | 5711.4
NETREVENUE - Net Revenue $
MEAN |  |  |  | 22552.415 | 75968.7643 | 86725.0302 | 82185.3282 | 68252.388 | 51652.344 | 59846.1136 | 61253.6817 | 59758.5899 | 64818.3266 | 64532.8877 | 63560.9499 | 67839.2598 | 62926.0169 | 54785.0695 | 55212.3753 | 48138.8623
P5 |  |  |  | -66595.311 | 6074.197 | 31692.3022 | 33125.5435 | 32801.7371 | 23546.6544 | 30100.8484 | 29550.8058 | 31014.067 | 34853.1119 | 40453.9092 | 38160.5495 | 39236.3744 | 32466.7273 | 30474.0022 | 27188.2805 | 24067.6272
P95 |  |  |  | 114392.361 | 150507.5451 | 156555.8549 | 138908.2248 | 124772.0068 | 95560.5163 | 99799.2679 | 105737.5361 | 90140.3293 | 95836.4138 | 94105.8007 | 102514.417 | 101302.2557 | 90230.607 | 81157.8586 | 86571.9167 | 77069.9245
STARTS - Number Starts
MEAN |  |  |  | 140.82 | 153.83 | 136.97 | 127.87 | 111.72 | 98.74 | 95.92 | 100.9 | 92.87 | 95.78 | 93.12 | 88.75 | 89.64 | 87.34 | 78.24 | 76.4 | 68.88
P5 |  |  |  | 122 | 121 | 110.5 | 105.5 | 86 | 78 | 74.5 | 82.5 | 72 | 76 | 73 | 67 | 70.5 | 65 | 54 | 55.5 | 49.5
P95 |  |  |  | 163 | 179 | 168 | 149 | 135 | 122.5 | 113 | 122 | 111 | 115 | 109 | 108 | 107 | 106.5 | 94.5 | 98 | 85.5
TOTALEMISSIONCOSTS - Emission Costs
MEAN | [6 empty] | 120004.9383 | 103223.8889 | 84936.2597 | 85308.6087 | 90371.4423 | 85232.911 | 92701.8199 | 92374.1682 | 91881.0763 | 99438.5972 | 96240.564 | 87459.7096 | 88030.676 | 80839.128
P5 | [6 empty] | 66395.2926 | 56468.4324 | 42319.4902 | 43738.2323 | 50326.9115 | 45814.8297 | 47895.0479 | 55428.4587 | 46456.5459 | 58971.031 | 52375.5669 | 51299.743 | 44342.3331 | 38928.2979
P95 | [6 empty] | 175249.1647 | 159346.2182 | 133753.3847 | 133902.2753 | 140405.6549 | 120717.4864 | 135743.1885 | 140553.4258 | 141578.88 | 152863.8684 | 139390.3827 | 131506.322 | 135726.1958 | 125083.8756
VOMCOSTS - VOM Costs
MEAN |  |  |  | 18720.5846 | 12276.7469 | 9249.2564 | 8092.012 | 6736.098 | 5475.0812 | 5344.3451 | 5617.314 | 5121.7674 | 5541.0277 | 5436.9482 | 5231.2131 | 5572.7676 | 5291.7005 | 4679.95 | 4601.4192 | 4148.8946
P5 |  |  |  | 16309.2754 | 9301.6892 | 6073.5512 | 5273.2055 | 4519.1412 | 3743.3344 | 3743.4788 | 4324.1006 | 3745.872 | 3949.92 | 4214.185 | 3736.6807 | 4198.32 | 3861.3297 | 3463.9 | 3222.198 | 2926.842
P95 |  |  |  | 20606.232 | 15338.6463 | 12250.8625 | 10718.2345 | 9374.2488 | 7511.296 | 7175.52 | 7223.8666 | 6232.356 | 7055.84 | 6708.1535 | 6830.7921 | 6861.421 | 6532.8735 | 5785.45 | 6052.914 | 5254.488
15970: New 2022JAN 18V50DF_NG_B #4
CAPACITYFACTOR - Net Generation Capacity Factor
MEAN |  |  |  | 0.4655 | 0.29002 | 0.21433 | 0.18489 | 0.1533 | 0.12102 | 0.11592 | 0.11881 | 0.10742 | 0.11159 | 0.10873 | 0.10297 | 0.10623 | 0.099298 | 0.08655 | 0.084102 | 0.074851
P5 |  |  |  | 0.40605 | 0.21633 | 0.14242 | 0.12161 | 0.10572 | 0.083481 | 0.080435 | 0.089179 | 0.075936 | 0.077795 | 0.082601 | 0.075746 | 0.079867 | 0.071867 | 0.065102 | 0.059809 | 0.050714
P95 |  |  |  | 0.51016 | 0.3492 | 0.28391 | 0.24007 | 0.21397 | 0.16714 | 0.15392 | 0.15219 | 0.13377 | 0.13953 | 0.13276 | 0.13255 | 0.13065 | 0.12214 | 0.10539 | 0.1098 | 0.09655
CO2EMISSIONS - CO2 Emissions
MEAN |  |  |  | 14981.4778 | 9352.2185 | 6861.3023 | 5895.1401 | 4887.2391 | 3836.3071 | 3729.322 | 3776.6809 | 3410.992 | 3585.1945 | 3430.9976 | 3286.4755 | 3414.1084 | 3177.9057 | 2769.6876 | 2687.2897 | 2374.717
P5 |  |  |  | 13041.036 | 6960.8145 | 4553.7685 | 3882.7189 | 3376.537 | 2671.0504 | 2603.4212 | 2853.8773 | 2421.4491 | 2519.6906 | 2596.2148 | 2380.4162 | 2557.3682 | 2306.9461 | 2077.353 | 1893.4691 | 1625.444
P95 |  |  |  | 16428.8355 | 11387.5932 | 9110.5315 | 7752.3646 | 6785.8701 | 5311.6492 | 4963.4508 | 4804.2439 | 4222.3477 | 4522.2969 | 4181.0879 | 4253.5771 | 4196.7068 | 3910.4485 | 3356.0597 | 3507.7169 | 3080.9353
FUELCONSUMED - Fuel Consumed
MEAN |  |  |  | 244340.3517 | 152468.7358 | 111855.6765 | 96093.5391 | 79668.5288 | 62541.229 | 60785.6531 | 61561.7866 | 55600.7067 | 58445.5523 | 55922.6676 | 53576.3096 | 55650.4481 | 51803.1259 | 45151.8595 | 43800.7944 | 38708.9682
P5 |  |  |  | 212710.9502 | 113473.9976 | 74236.0571 | 63290.0822 | 55041.9224 | 43544.6835 | 42434.1484 | 46519.6208 | 39470.7103 | 41075.792 | 42316.3317 | 38805.6715 | 41685.462 | 37605.5909 | 33865.3175 | 30862.1154 | 26495.4768
P95 |  |  |  | 267954.8227 | 185741.0899 | 148530.6387 | 126367.0666 | 110618.7515 | 86592.9293 | 80901.1643 | 78311.5687 | 68826.1669 | 73722.1171 | 68148.5612 | 69342.3384 | 68406.912 | 63744.3254 | 54710.9856 | 57173.1355 | 50220.6491
FUELCOST - Fuel Cost
MEAN |  |  |  | 356147.7255 | 246195.1527 | 195502.4494 | 177737.1835 | 151445.0787 | 124412.1862 | 122743.0117 | 127671.3456 | 117447.0315 | 125879.2114 | 123310.283 | 120347.4312 | 127325.1468 | 120466.5082 | 109903.8756 | 110057.2325 | 100789.1332
P5 |  |  |  | 213892.1112 | 128002.1136 | 91778.7472 | 82567.4558 | 79576.9988 | 64685.8061 | 62098.288 | 72779.8785 | 62213.4367 | 65928.3881 | 72264.4956 | 67772.372 | 68815.8282 | 68251.1944 | 65507.3648 | 64697.6426 | 55156.7345
P95 |  |  |  | 509029.5038 | 387388.4846 | 337643.7887 | 301262.0217 | 271410.4714 | 220273.5632 | 192289.7528 | 210660.0641 | 168063.8182 | 183783.1512 | 180109.474 | 193600.7136 | 179904.3973 | 180134.1839 | 167786.1487 | 172226.741 | 156828.0426
NETPOS - Net Position (MWh)
MEAN |  |  |  | 28427.1247 | 17833.2042 | 13132.482 | 11288.9794 | 9352.9151 | 7337.0752 | 7126.0573 | 7212.0019 | 6508.327 | 6905.1846 | 6602.4154 | 6320.1641 | 6560.232 | 6102.3826 | 5315.11 | 5152.4203 | 4550.249
P5 |  |  |  | 24696.8924 | 13292.2593 | 8721.8754 | 7435.395 | 6461.628 | 5108.48 | 4974.695 | 5449.815 | 4620.24 | 4853 | 4996.025 | 4577.76 | 4914 | 4429.92 | 3986.5 | 3630.41 | 3114.55
P95 |  |  |  | 31124.7302 | 21476.3987 | 17410.3421 | 14845.755 | 12986.47 | 10158.72 | 9484.31 | 9174.27 | 8056.44 | 8710.08 | 8045.875 | 8179.235 | 8064 | 7509.05 | 6440.375 | 6725.46 | 5903.45
NETREVENUE - Net Revenue $
MEAN |  |  |  | 15366.0944 | 68630.9953 | 85295.4572 | 82655.5536 | 68609.385 | 51758.86 | 60055.0089 | 61821.4809 | 60346.6307 | 64872.7102 | 64543.5462 | 63364.2303 | 67964.9731 | 63442.5579 | 54804.9939 | 55257.4236 | 47189.4375
P5 |  |  |  | -75160.4492 | 5810.4628 | 29147.8233 | 31841.4184 | 33436.3835 | 23933.2281 | 31253.6204 | 32436.6332 | 31595.6928 | 37172.5466 | 39585.3397 | 37986.3496 | 38269.3156 | 33938.0761 | 31715.7404 | 28560.8863 | 23091.0872
P95 |  |  |  | 98345.3654 | 126458.0454 | 150805.1806 | 140391.6378 | 123431.3823 | 92701.2464 | 97131.4801 | 104553.7983 | 90504.0944 | 97180.4815 | 91804.1238 | 99272.1554 | 100785.5434 | 92510.687 | 80735.1033 | 84725.113 | 76178.9933
STARTS - Number Starts
MEAN |  |  |  | 137.31 | 152.23 | 137.03 | 126.88 | 112.15 | 98.74 | 95.89 | 100.45 | 91.87 | 96.1 | 92.87 | 88.87 | 88.88 | 86.83 | 78.47 | 76.66 | 69.66
P5 |  |  |  | 118 | 126 | 111.5 | 105.5 | 90 | 77 | 75 | 83.5 | 70.5 | 75 | 71.5 | 69 | 70 | 67 | 55.5 | 56 | 50
P95 |  |  |  | 159.5 | 177 | 164.5 | 150.5 | 136.5 | 122 | 114.5 | 127 | 109 | 118 | 110 | 109 | 105.5 | 104 | 93 | 97 | 86.5
TOTALEMISSIONCOSTS - Emission Costs
MEAN | [6 empty] | 118832.031 | 103214.1202 | 84287.7689 | 85327.9406 | 89295.3925 | 84608.783 | 92418.8424 | 91965.4356 | 92119.49 | 99433.6579 | 96554.7821 | 87415.2085 | 88674.7444 | 81528.8383
P5 | [6 empty] | 65331.6388 | 56496.7575 | 43087.3583 | 44580.0777 | 50365.8076 | 45317.8294 | 48070.7447 | 54692.9594 | 47527.8601 | 59032.9165 | 54523.8958 | 50020.7268 | 44563.9583 | 40632.8071
P95 | [6 empty] | 174192.0164 | 162850.7163 | 134058.0153 | 135852.3162 | 139809.7905 | 125010.8928 | 134620.8704 | 139571.4454 | 145999.6489 | 150892.0534 | 140812.7934 | 133051.4178 | 136473.3254 | 127848.5075
VOMCOSTS - VOM Costs
MEAN |  |  |  | 19046.1736 | 12126.5789 | 9192.7374 | 8015.1754 | 6734.0989 | 5429.4356 | 5344.543 | 5553.2415 | 5076.4951 | 5524.1477 | 5413.9806 | 5245.7362 | 5576.1972 | 5309.0729 | 4677.2968 | 4637.1783 | 4186.2291
P5 |  |  |  | 16546.9179 | 9038.7363 | 6105.3128 | 5279.1304 | 4652.3722 | 3780.2752 | 3731.0212 | 4196.3575 | 3603.7872 | 3882.4 | 4096.7405 | 3799.5408 | 4176.9 | 3854.0304 | 3508.12 | 3267.369 | 2865.386
P95 |  |  |  | 20853.5693 | 14603.9511 | 12187.2395 | 10540.486 | 9350.2584 | 7517.4528 | 7113.2325 | 7064.1879 | 6284.0232 | 6968.064 | 6597.6175 | 6788.765 | 6854.4 | 6532.8735 | 5667.53 | 6052.914 | 5431.174
15970: New 2022JAN 18V50DF_NG_B #5
CAPACITYFACTOR - Net Generation Capacity Factor
MEAN |  |  |  | 0.44524 | 0.28985 | 0.21692 | 0.18941 | 0.15557 | 0.1241 | 0.1185 | 0.12253 | 0.11324 | 0.1167 | 0.11263 | 0.10672 | 0.10832 | 0.10056 | 0.088166 | 0.084992 | 0.074276
P5 |  |  |  | 0.36925 | 0.21239 | 0.14805 | 0.12438 | 0.10596 | 0.083781 | 0.084238 | 0.094057 | 0.081911 | 0.081412 | 0.089754 | 0.080445 | 0.084348 | 0.073024 | 0.069249 | 0.061158 | 0.05155
P95 |  |  |  | 0.49334 | 0.36554 | 0.28372 | 0.24909 | 0.21494 | 0.16992 | 0.15834 | 0.15507 | 0.13584 | 0.14484 | 0.13672 | 0.13629 | 0.12987 | 0.12023 | 0.1075 | 0.11096 | 0.09475
CO2EMISSIONS - CO2 Emissions
MEAN |  |  |  | 14308.1696 | 9326.2761 | 6944.1684 | 6042.9125 | 4959.1809 | 3934.6695 | 3811.4327 | 3895.5007 | 3594.5534 | 3743.6906 | 3552.48 | 3401.0197 | 3478.3772 | 3215.9042 | 2821.4468 | 2714.2923 | 2357.7217
P5 |  |  |  | 11897.3132 | 6889.8368 | 4755.4272 | 3961.1576 | 3364.6424 | 2666.7002 | 2720.7707 | 2988.5351 | 2582.0112 | 2620.4782 | 2845.7667 | 2572.9499 | 2706.0015 | 2333.1614 | 2230.0995 | 1972.0001 | 1634.1595
P95 |  |  |  | 15798.1085 | 11808.9482 | 9115.639 | 7937.7328 | 6811.9863 | 5403.0043 | 5098.1854 | 4960.6207 | 4335.1751 | 4662.5232 | 4329.9434 | 4327.6317 | 4166.1058 | 3871.1255 | 3417.1584 | 3542.6196 | 3019.9267
FUELCONSUMED - Fuel Consumed
MEAN |  |  |  | 233349.4869 | 152024.7287 | 113204.1488 | 98502.2725 | 80841.2897 | 64144.7804 | 62123.9921 | 63498.6097 | 58592.8412 | 61029.3402 | 57902.7283 | 55443.6032 | 56698.0444 | 52422.551 | 45995.6466 | 44240.9136 | 38431.9378
P5 |  |  |  | 194059.7157 | 112316.0255 | 77522.3582 | 64568.6698 | 54848.1686 | 43473.7638 | 44346.8729 | 48714.6106 | 42087.9438 | 42718.8237 | 46383.8375 | 41944.3655 | 44108.2068 | 38032.9271 | 36355.4144 | 32142.111 | 26637.5438
P95 |  |  |  | 257691.9054 | 192498.9104 | 148609.5612 | 129388.8052 | 111044.4811 | 88082.2426 | 83097.2554 | 80860.589 | 70665.304 | 76008.0742 | 70574.7927 | 70549.2815 | 67908.1116 | 63103.3211 | 55707.0244 | 57742.0224 | 49226.1808
FUELCOST - Fuel Cost
MEAN |  |  |  | 342008.6074 | 248157.8744 | 198213.1026 | 182015.106 | 153545.0895 | 127223.7863 | 125206.6465 | 131373.3381 | 123140.0964 | 130856.3107 | 127089.6467 | 124223.8008 | 129183.8273 | 121658.361 | 111456.8366 | 111086.3867 | 100351.7658
P5 |  |  |  | 195006.0658 | 123887.9699 | 96866.3806 | 82231.6905 | 79378.1254 | 64189.4764 | 64402.6054 | 73686.4799 | 65974.6628 | 72792.1039 | 77244.9138 | 73133.4958 | 71766.0832 | 69849.8194 | 68520.5035 | 64615.1633 | 53063.9409
P95 |  |  |  | 508445.3309 | 411659.872 | 340151.1516 | 300390.0771 | 272482.2906 | 223319.2479 | 198255.1378 | 214070.4275 | 172162.7505 | 188056.529 | 180588.5592 | 196697.9301 | 177074.3046 | 178459.0661 | 165740.2628 | 174726.0217 | 157720.5948
NETPOS - Net Position (MWh)
MEAN |  |  |  | 27174.9121 | 17838.4958 | 13302.1899 | 11571.9719 | 9490.6007 | 7525.189 | 7282.984 | 7438.8804 | 6858.571 | 7210.4608 | 6836.2135 | 6540.4746 | 6683.7092 | 6175.3468 | 5414.4375 | 5204.2011 | 4517.684
P5 |  |  |  | 22523.7665 | 13163.5344 | 9111.9529 | 7585.605 | 6439.09 | 5100.16 | 5198.93 | 5706.96 | 4926.6 | 5047.12 | 5476.25 | 4948.02 | 5199.6 | 4480.26 | 4279.625 | 3780.98 | 3131.25
P95 |  |  |  | 30014.6428 | 22574.3532 | 17441.4072 | 15200.345 | 13036.45 | 10333.44 | 9741.765 | 9472.89 | 8271.72 | 8980.16 | 8332.325 | 8322.435 | 8005.2 | 7433.54 | 6557.625 | 6792.38 | 5786.55
NETREVENUE - Net Revenue $
MEAN |  |  |  | 26070.4326 | 82502.3416 | 87284.7133 | 81294.8438 | 68190.5931 | 51248.043 | 60209.9249 | 61062.7869 | 58535.7487 | 63906.8754 | 63691.5629 | 62455.2635 | 67381.7538 | 62769.6446 | 54437.4809 | 55103.0321 | 47650.8563
P5 |  |  |  | -46817.5276 | 13414.511 | 31076.5514 | 31516.0671 | 33256.7753 | 23284.8017 | 28850.7595 | 30746.8505 | 28795.3775 | 34782.5885 | 38728.257 | 36572.7103 | 37431.1633 | 32512.2106 | 31218.9502 | 27799.5842 | 23476.969
P95 |  |  |  | 109122.6594 | 166876.966 | 159849.546 | 139478.8085 | 124090.088 | 96434.1653 | 98705.0087 | 105219.6006 | 89615.9413 | 95170.061 | 93479.0712 | 102415.5516 | 99476.1109 | 90017.8784 | 81032.3586 | 86808.929 | 75389.4853
STARTS - Number Starts
MEAN |  |  |  | 147.4 | 155.23 | 137.61 | 129.1 | 113.08 | 100.35 | 97.22 | 102.11 | 95.35 | 98.53 | 94.61 | 91.64 | 90.82 | 87.74 | 79.37 | 77.22 | 69.4
P5 |  |  |  | 124.5 | 129 | 113 | 104 | 88.5 | 79.5 | 75 | 82.5 | 78.5 | 76.5 | 72 | 73 | 71 | 68.5 | 57.5 | 55.5 | 51
P95 |  |  |  | 170 | 181 | 163.5 | 154 | 140.5 | 121.5 | 119.5 | 128.5 | 114.5 | 119 | 111 | 113 | 108.5 | 105.5 | 95 | 96.5 | 86.5
TOTALEMISSIONCOSTS - Emission Costs
MEAN | [6 empty] | 121829.4991 | 104564.7227 | 86421.2091 | 87168.5599 | 92128.4774 | 89079.7694 | 96440.7704 | 95204.8402 | 95182.1508 | 101043.6053 | 97636.2188 | 88970.8633 | 89607.6968 | 80992.3912
P5 | [6 empty] | 67217.8309 | 58586.3714 | 43132.5808 | 45677.3454 | 49517.7097 | 48618.3343 | 50534.7916 | 56177.5126 | 48810.7355 | 60921.9048 | 52332.1615 | 52380.838 | 45167.8903 | 38884.328
P95 | [6 empty] | 179786.5096 | 163350.8363 | 134783.7496 | 139010.9027 | 140688.8524 | 131511.7763 | 139020.7437 | 142815.6859 | 146224.6192 | 147738.0876 | 140534.9173 | 136512.9028 | 137306.7548 | 127964.1106
VOMCOSTS - VOM Costs
MEAN |  |  |  | 18207.1911 | 12130.1771 | 9311.533 | 8216.1 | 6833.2325 | 5568.6399 | 5462.238 | 5727.9379 | 5349.6854 | 5768.3686 | 5605.6951 | 5428.5939 | 5681.1528 | 5372.5517 | 4764.705 | 4683.781 | 4156.2693
P5 |  |  |  | 15090.9236 | 8951.2034 | 6378.367 | 5385.7796 | 4636.1448 | 3774.1184 | 3899.1975 | 4394.3592 | 3842.748 | 4037.696 | 4490.525 | 4106.8566 | 4419.66 | 3897.8262 | 3766.07 | 3402.882 | 2880.75
P95 |  |  |  | 20109.8107 | 15350.5601 | 12208.985 | 10792.245 | 9386.244 | 7646.7456 | 7306.3237 | 7294.1253 | 6451.9416 | 7184.128 | 6832.5065 | 6907.621 | 6804.42 | 6467.1798 | 5770.71 | 6113.142 | 5323.626
15970: New 2022JAN 18V50DF_NG_B #6
CAPACITYFACTOR - Net Generation Capacity Factor
MEAN |  |  |  | 0.44807 | 0.29219 | 0.21476 | 0.18814 | 0.15354 | 0.12245 | 0.11682 | 0.12079 | 0.11057 | 0.11375 | 0.11008 | 0.10379 | 0.10684 | 0.099256 | 0.087014 | 0.084149 | 0.07326
P5 |  |  |  | 0.38342 | 0.21707 | 0.14181 | 0.12307 | 0.10435 | 0.085287 | 0.084192 | 0.090262 | 0.079599 | 0.082993 | 0.084124 | 0.075844 | 0.081228 | 0.074424 | 0.067031 | 0.058807 | 0.050772
P95 |  |  |  | 0.49373 | 0.35975 | 0.28825 | 0.24582 | 0.21128 | 0.16887 | 0.1534 | 0.15485 | 0.13593 | 0.14235 | 0.13598 | 0.13456 | 0.12783 | 0.11929 | 0.10694 | 0.10998 | 0.094248
CO2EMISSIONS - CO2 Emissions
MEAN |  |  |  | 14414.537 | 9409.3721 | 6871.4793 | 6001.6409 | 4884.1676 | 3883.5976 | 3757.8301 | 3837.14 | 3510.5404 | 3647.9862 | 3473.3239 | 3312.1041 | 3433.3029 | 3171.0897 | 2783.1293 | 2688.028 | 2326.6073
P5 |  |  |  | 12361.6415 | 6989.2632 | 4534.6045 | 3952.3674 | 3308.0573 | 2688.4514 | 2692.6872 | 2866.9087 | 2547.2951 | 2677.4452 | 2639.9958 | 2415.4223 | 2614.1986 | 2381.2228 | 2138.4516 | 1867.2921 | 1603.6552
P95 |  |  |  | 15970.2475 | 11662.7515 | 9253.346 | 7811.3592 | 6720.5795 | 5355.1516 | 4950.412 | 4917.1827 | 4291.7799 | 4588.028 | 4294.9186 | 4288.2498 | 4126.7617 | 3836.1718 | 3443.3435 | 3503.3541 | 2985.0646
FUELCONSUMED - Fuel Consumed
MEAN |  |  |  | 235080.3409 | 153381.6529 | 112019.4533 | 97829.5707 | 79618.4846 | 63312.1834 | 61250.3098 | 62547.2942 | 57223.3914 | 59469.1745 | 56612.5441 | 53994.0972 | 55963.3249 | 51692.0185 | 45370.988 | 43812.8261 | 37924.759
P5 |  |  |  | 201600.8048 | 113930.9525 | 73922.5064 | 64425.5888 | 53925.7544 | 43828.3622 | 43889.2905 | 46732.0392 | 41522.0555 | 43647.4938 | 43029.9293 | 39376.3432 | 42611.8056 | 38816.3769 | 34861.3562 | 30435.4502 | 26140.3096
P95 |  |  |  | 260473.2658 | 190119.0883 | 150854.1454 | 127328.8587 | 109554.4274 | 87302.1261 | 80688.6393 | 80152.5278 | 69957.9436 | 74793.6595 | 70003.9147 | 69907.2759 | 67266.7968 | 62533.5394 | 56133.8981 | 57102.0246 | 48657.9132
FUELCOST - Fuel Cost
MEAN |  |  |  | 344612.4804 | 249909.0738 | 196533.8172 | 180952.6954 | 151275.3789 | 125695.1003 | 123660.1393 | 129403.1294 | 120364.8019 | 127721.6706 | 124621.241 | 121175.5543 | 127712.2819 | 120020.5143 | 110151.8088 | 110097.336 | 99085.9082
P5 |  |  |  | 205338.5206 | 129239.6068 | 91411.9585 | 82575.2242 | 79614.9515 | 64825.97 | 62605.2893 | 73299.0205 | 64859.9057 | 70813.12 | 73362.5211 | 68973.5687 | 72900.5929 | 69984.3921 | 66393.0923 | 61516.4453 | 53117.403
P95 |  |  |  | 494913.3088 | 404274.0691 | 341923.7535 | 296131.2419 | 266877.2492 | 223999.0752 | 197493.2332 | 216499.5551 | 171337.9635 | 186828.0359 | 180565.5277 | 194032.5618 | 179877.8275 | 175071.7184 | 163169.1463 | 173677.7448 | 155935.216
NETPOS - Net Position (MWh)
MEAN |  |  |  | 27386.937 | 17990.8609 | 13161.1617 | 11492.8433 | 9347.0154 | 7427.5122 | 7180.5141 | 7327.4712 | 6698.2702 | 7026.1312 | 6683.8895 | 6369.4818 | 6597.1066 | 6089.2942 | 5340.905 | 5153.8438 | 4458.065
P5 |  |  |  | 23487.4689 | 13369.2574 | 8689.0384 | 7567.9141 | 6330.8 | 5141.76 | 5144.88 | 5474.7 | 4860.36 | 5156.84 | 5080.275 | 4645.08 | 5023.2 | 4572.55 | 4103.75 | 3580.22 | 3072.8
P95 |  |  |  | 30308.1608 | 22274.9527 | 17704.129 | 14958.34 | 12861.52 | 10241.92 | 9459.395 | 9389.94 | 8188.92 | 8836.68 | 8264.925 | 8246.7 | 7929.6 | 7366.42 | 6607.875 | 6717.095 | 5719.75
NETREVENUE - Net Revenue $
MEAN |  |  |  | 28545.4311 | 79996.8681 | 87433.7489 | 82054.8297 | 67993.9979 | 51593.2693 | 60184.3373 | 61515.4344 | 59432.6239 | 64683.6802 | 64049.4578 | 63090.8669 | 68043.274 | 62650.9861 | 54621.3526 | 55568.5737 | 47648.5244
P5 |  |  |  | -58957.9259 | 10006.9972 | 32088.5257 | 31234.1711 | 33883.1069 | 23764.8484 | 29028.5615 | 31283.0391 | 29695.1863 | 36934.3693 | 38707.859 | 36656.2928 | 39052.1717 | 33267.4536 | 30493.5054 | 26233.0073 | 24455.1178
P95 |  |  |  | 111793.7356 | 165449.7048 | 161081.6968 | 143673.2862 | 121164.5363 | 97073.321 | 97538.8713 | 107700.254 | 91232.5109 | 96885.9333 | 92900.9352 | 101024.0922 | 102509.3521 | 92224.5222 | 82442.3838 | 86025.1682 | 79126.4543
STARTS - Number Starts
MEAN |  |  |  | 144.85 | 153.43 | 136.35 | 128.63 | 112.48 | 99.1 | 96.9 | 101.55 | 93.44 | 96.78 | 93.11 | 90.17 | 89.06 | 87.41 | 78.45 | 76.49 | 68.58
P5 |  |  |  | 126 | 127.5 | 111.5 | 107.5 | 88 | 78.5 | 75 | 84.5 | 77 | 73.5 | 71.5 | 73.5 | 68.5 | 67.5 | 55.5 | 54.5 | 49.5
P95 |  |  |  | 164.5 | 178.5 | 164.5 | 152.5 | 136 | 122 | 116.5 | 123 | 113.5 | 120.5 | 109 | 108 | 103.5 | 106.5 | 96 | 97 | 86.5
TOTALEMISSIONCOSTS - Emission Costs
MEAN | [6 empty] | 121062.9397 | 103071.335 | 85243.3465 | 86007.1862 | 90640.7071 | 87034.59 | 93929.2719 | 93029.2966 | 92695.7252 | 99971.2433 | 96208.7112 | 87743.3153 | 88739.2388 | 79875.8237
P5 | [6 empty] | 66221.5055 | 56049.3579 | 44171.3618 | 43956.9379 | 50098.418 | 47808.0346 | 49900.1284 | 56051.0617 | 48928.3736 | 58861.9477 | 54365.9477 | 53138.5188 | 44348.1302 | 39596.8999
P95 | [6 empty] | 178946.0789 | 162192.5541 | 132916.0448 | 140186.0106 | 138669.4836 | 128844.3055 | 136547.957 | 141767.8681 | 141239.0553 | 152051.05 | 138934.1226 | 131220.5903 | 135474.4223 | 124109.333
VOMCOSTS - VOM Costs
MEAN |  |  |  | 18349.2478 | 12233.7854 | 9212.8132 | 8159.9187 | 6729.8511 | 5496.359 | 5385.3855 | 5642.1528 | 5224.6508 | 5620.905 | 5480.7894 | 5286.6699 | 5607.5406 | 5297.686 | 4699.9964 | 4638.4594 | 4101.4198
P5 |  |  |  | 15736.6042 | 9091.095 | 6082.3269 | 5373.219 | 4558.176 | 3804.9024 | 3858.66 | 4215.519 | 3791.0808 | 4125.472 | 4165.8255 | 3855.4164 | 4269.72 | 3978.1185 | 3611.3 | 3222.198 | 2826.976
P95 |  |  |  | 20306.4677 | 15146.9678 | 12392.8903 | 10620.4214 | 9260.2944 | 7579.0208 | 7094.5462 | 7230.2538 | 6387.3576 | 7069.344 | 6777.2385 | 6844.761 | 6740.16 | 6408.7854 | 5814.93 | 6045.3855 | 5262.17
15970: New 2022JAN 18V50DF_NG_B #7
CAPACITYFACTOR - Net Generation Capacity Factor
MEAN |  |  |  | 0.44765 | 0.28845 | 0.21911 | 0.19246 | 0.15685 | 0.12579 | 0.11935 | 0.12261 | 0.11413 | 0.11808 | 0.11475 | 0.10753 | 0.11024 | 0.10142 | 0.089077 | 0.085858 | 0.075236
P5 |  |  |  | 0.38124 | 0.20748 | 0.14923 | 0.13286 | 0.1081 | 0.087547 | 0.084594 | 0.09312 | 0.084716 | 0.087128 | 0.09155 | 0.080128 | 0.086347 | 0.078949 | 0.070467 | 0.062358 | 0.050703
P95 |  |  |  | 0.49748 | 0.36546 | 0.2915 | 0.24726 | 0.21669 | 0.16934 | 0.15508 | 0.15669 | 0.13893 | 0.14556 | 0.13974 | 0.13875 | 0.13257 | 0.12131 | 0.10875 | 0.11084 | 0.097104
CO2EMISSIONS - CO2 Emissions
MEAN |  |  |  | 14413.8306 | 9285.9461 | 7004.2874 | 6140.8097 | 5000.5905 | 3984.4363 | 3834.3477 | 3897.6363 | 3621.9858 | 3787.8868 | 3623.3648 | 3433.0974 | 3541.8053 | 3243.6187 | 2855.1384 | 2742.0399 | 2389.882
P5 |  |  |  | 12264.7162 | 6659.1295 | 4771.2068 | 4213.9047 | 3456.0493 | 2771.1061 | 2707.7319 | 2951.7778 | 2681.82 | 2808.9073 | 2893.9258 | 2564.1984 | 2767.2035 | 2525.407 | 2247.5563 | 1993.8142 | 1603.6552
P95 |  |  |  | 16059.2612 | 11787.2505 | 9312.0178 | 7917.9575 | 6916.4513 | 5433.456 | 4963.4508 | 4969.3083 | 4408.9468 | 4688.8156 | 4404.3712 | 4423.8985 | 4231.6793 | 3879.864 | 3478.257 | 3529.5311 | 3076.5776
FUELCONSUMED - Fuel Consumed
MEAN |  |  |  | 235073.1627 | 151366.6447 | 114183.867 | 100098.0562 | 81516.3328 | 64956.1015 | 62497.5009 | 63533.4211 | 59040.0072 | 61749.8347 | 59058.1001 | 55966.5384 | 57731.9286 | 52874.3154 | 46544.8908 | 44693.1787 | 38956.1646
P5 |  |  |  | 200024.9148 | 108542.008 | 77779.3112 | 68688.5629 | 56338.2224 | 45175.8362 | 44134.348 | 48115.5994 | 43714.8727 | 45790.5786 | 47168.7948 | 41801.6976 | 45105.8076 | 41166.7264 | 36639.9969 | 32497.6653 | 26140.3096
P95 |  |  |  | 261915.172 | 192157.7274 | 151806.8885 | 129066.3069 | 112747.3997 | 88578.6803 | 80901.1643 | 81002.2013 | 71867.8166 | 76436.6912 | 71787.9085 | 72118.6285 | 68976.9696 | 63245.7665 | 56703.0631 | 57528.6898 | 50149.6157
FUELCOST - Fuel Cost
MEAN |  |  |  | 344887.4055 | 247325.9255 | 199903.5029 | 184509.7454 | 154663.7958 | 128459.0373 | 125804.6949 | 131428.6629 | 124006.3473 | 132292.9344 | 129538.2652 | 125259.1676 | 131491.6093 | 122395.3663 | 112632.0223 | 111951.0037 | 101506.7856
P5 |  |  |  | 198304.695 | 124370.5819 | 97421.0777 | 90465.6388 | 81691.1893 | 66368.7018 | 63857.1246 | 75339.2362 | 69296.0401 | 77350.5669 | 80392.1356 | 72972.6347 | 73388.968 | 71981.8439 | 71096.2112 | 68080.5581 | 55826.1912
P95 |  |  |  | 506380.6105 | 405886.4658 | 343541.0756 | 301755.9227 | 274722.966 | 224169.8948 | 193362.2413 | 217197.9365 | 178131.8227 | 187528.8312 | 181335.8646 | 198263.7525 | 181442.0649 | 177938.4858 | 167664.0507 | 175227.8673 | 157292.2357
NETPOS - Net Position (MWh)
MEAN |  |  |  | 27372.7577 | 17763.0988 | 13417.9578 | 11759.4493 | 9569.826 | 7620.3698 | 7326.7473 | 7442.9683 | 6910.8978 | 7295.5718 | 6972.6128 | 6602.1551 | 6805.5946 | 6228.5682 | 5479.0925 | 5257.4025 | 4579.307
P5 |  |  |  | 23280.0356 | 12753.3777 | 9143.5636 | 8069.615 | 6614.02 | 5299.84 | 5174.015 | 5636.38 | 5117.04 | 5410.04 | 5568.925 | 4931.19 | 5317.2 | 4849.42 | 4313.125 | 3822.805 | 3072.8
P95 |  |  |  | 30461.8908 | 22501.3645 | 17827.9503 | 15162.865 | 13236.37 | 10391.68 | 9484.31 | 9489.48 | 8412.48 | 9030.8 | 8475.55 | 8507.565 | 8131.2 | 7450.32 | 6674.875 | 6767.285 | 5895.1
NETREVENUE - Net Revenue $
MEAN |  |  |  | 23619.906 | 83071.2314 | 86972.4494 | 81321.5353 | 68001.4621 | 50942.0816 | 59859.0697 | 60924.6464 | 58661.8672 | 63132.4298 | 63037.3561 | 62021.2388 | 66690.1199 | 62698.6841 | 54195.4973 | 54851.4421 | 47264.4609
P5 |  |  |  | -57123.3603 | 17673.7405 | 29526.3648 | 30996.5754 | 33677.8108 | 22317.7776 | 29931.1749 | 30844.8263 | 29217.2867 | 36037.3264 | 36610.146 | 35628.62 | 37429.8099 | 31429.8337 | 28945.8852 | 27379.7564 | 22521.473
P95 |  |  |  | 100340.6114 | 171525.2681 | 159037.6761 | 143917.1233 | 122512.0813 | 94703.7482 | 97493.4642 | 105571.7043 | 89666.0428 | 96744.2403 | 93223.4202 | 101984.8202 | 98488.3291 | 92106.1608 | 82390.6059 | 85319.8152 | 79273.2888
STARTS - Number Starts
MEAN |  |  |  | 148.44 | 155.73 | 138.6 | 128.82 | 113.76 | 101.47 | 98.58 | 101.75 | 95.78 | 99.65 | 96.2 | 92.1 | 91.09 | 87.97 | 80.07 | 77.24 | 69.77
P5 |  |  |  | 128 | 126.5 | 114 | 105 | 90 | 81.5 | 79 | 83 | 75.5 | 76.5 | 74.5 | 72 | 71 | 68 | 59 | 57.5 | 51
P95 |  |  |  | 169 | 182 | 163.5 | 151.5 | 136 | 125.5 | 118 | 126 | 117 | 118 | 111 | 111 | 107.5 | 106 | 94.5 | 97.5 | 87.5
TOTALEMISSIONCOSTS - Emission Costs
MEAN | [6 empty] | 123667.7795 | 105493.9214 | 87465.2539 | 87581.4816 | 92237.581 | 89778.3066 | 97406.8612 | 97143.2693 | 95983.2204 | 102938.3038 | 98277.1569 | 89919.5044 | 90310.3872 | 82072.2864
P5 | [6 empty] | 70333.8184 | 59548.3222 | 48345.4663 | 46606.6745 | 52956.6721 | 49511.754 | 53752.1512 | 56510.4203 | 50569.8062 | 63244.8985 | 56203.6167 | 54760.4434 | 46685.1885 | 40554.7427
P95 | [6 empty] | 185773.0782 | 165238.8426 | 133975.5768 | 136526.0418 | 142184.7046 | 126951.1569 | 138669.4533 | 148476.3922 | 147176.2512 | 152424.2826 | 138440.0613 | 134585.8933 | 135387.8159 | 128290.1722
VOMCOSTS - VOM Costs
MEAN |  |  |  | 18339.7477 | 12078.9072 | 9392.5705 | 8349.209 | 6890.2747 | 5639.0737 | 5495.0605 | 5731.0856 | 5390.5003 | 5836.4574 | 5717.5425 | 5479.7887 | 5784.7554 | 5418.8543 | 4821.6014 | 4731.6623 | 4212.9624
P5 |  |  |  | 15597.6239 | 8672.2969 | 6400.4945 | 5729.4267 | 4762.0944 | 3921.8816 | 3880.5113 | 4340.0126 | 3991.2912 | 4328.032 | 4566.5185 | 4092.8877 | 4519.62 | 4218.9954 | 3795.55 | 3440.5245 | 2826.976
P95 |  |  |  | 20409.4669 | 15300.9279 | 12479.5652 | 10765.6341 | 9530.1864 | 7689.8432 | 7113.2325 | 7306.8996 | 6561.7344 | 7224.64 | 6949.951 | 7061.2789 | 6911.52 | 6481.7784 | 5873.89 | 6090.5565 | 5423.492
15970: New 2022JAN DGGS Build-out 18V50DF_NG_A Cumulative #1
CAPACITYFACTOR - Net Generation Capacity Factor
MEAN |  |  |  | 0.31521 | 0.22876 | 0.15905 | 0.16183 | 0.13305 | 0.10202 | 0.10087 | 0.10162 | 0.094014 | 0.093447 | 0.091729 | 0.086989 | 0.089078 | 0.083839 | 0.074128 | 0.075927 | 0.066076
P5 |  |  |  | 0.22744 | 0.13857 | 0.10569 | 0.097201 | 0.087 | 0.063821 | 0.066562 | 0.0721 | 0.06581 | 0.063535 | 0.067541 | 0.061179 | 0.06649 | 0.061182 | 0.057318 | 0.05331 | 0.044937
P95 |  |  |  | 0.40235 | 0.32016 | 0.19886 | 0.21661 | 0.18851 | 0.14885 | 0.13428 | 0.13663 | 0.11776 | 0.11779 | 0.11449 | 0.11655 | 0.11122 | 0.10358 | 0.091363 | 0.10004 | 0.086171
CO2EMISSIONS - CO2 Emissions
MEAN |  |  |  | 31232.4435 | 22730.7815 | 15898.7277 | 15846.1009 | 13048.661 | 9973.4479 | 10011.8451 | 9930.68 | 9190.9294 | 9137.1206 | 8951.056 | 8435.7353 | 8720.3571 | 8180.5505 | 7190.0963 | 7471.8049 | 6476.0855
P5 |  |  |  | 22546.113 | 13819.6208 | 10457.6785 | 9541.9688 | 8546.6892 | 6259.9586 | 6614.9249 | 7034.4452 | 6439.7572 | 6196.6607 | 6575.0686 | 5978.2209 | 6499.1657 | 5969.0715 | 5569.6306 | 5238.9802 | 4410.3326
P95 |  |  |  | 39970.0267 | 31669.1957 | 19670.8638 | 21151.0255 | 18529.04 | 14493.6977 | 13334.8993 | 13341.4951 | 11494.8113 | 11482.7011 | 11183.1756 | 11284.3341 | 10910.8584 | 10100.4838 | 8848.4904 | 9834.2631 | 8409.2236
FUELCONSUMED - Fuel Consumed
MEAN |  |  |  | 501371.8148 | 364712.3453 | 255813.2265 | 254184.3361 | 209325.0412 | 159976.9532 | 160603.3227 | 159305.1543 | 147448.4618 | 146559.5313 | 143586.5948 | 135306.5309 | 139882.8221 | 131224.829 | 115344.8849 | 119843.6249 | 103879.5518
P5 |  |  |  | 361799.4743 | 221740.272 | 167957.0988 | 153064.7813 | 137105.7589 | 100411.416 | 106112.9768 | 112844.4551 | 103311.853 | 99394.5173 | 105473.9071 | 95888.572 | 104253.1342 | 95750.3272 | 89349.0684 | 84030.349 | 70743.8144
P95 |  |  |  | 641785.3106 | 508083.6101 | 315915.2589 | 339275.8656 | 297236.7216 | 232482.8016 | 213909.1416 | 214020.2528 | 184409.1655 | 184182.6718 | 179392.4354 | 180996.772 | 175020.1578 | 162022.6234 | 141949.1564 | 157736.15 | 134888.026
FUELCOST - Fuel Cost
MEAN |  |  |  | 769258.4726 | 613825.4186 | 435656.2354 | 474437.6652 | 400401.5423 | 321125.3291 | 326284.1897 | 332125.495 | 311694.2812 | 316629.9116 | 317620.1709 | 305123.7398 | 320955.0264 | 306694.8927 | 281619.4682 | 302046.5287 | 272180.439
P5 |  |  |  | 390668.3534 | 250273.1145 | 210407.6723 | 197617.1071 | 202173.2178 | 149338.757 | 152502.3262 | 174659.7137 | 162978.2234 | 161485.6004 | 183337.0224 | 168718.1041 | 170395.7639 | 172891.2785 | 168466.1666 | 164024.0995 | 135211.384
P95 |  |  |  | 1297407.8795 | 1080499.8456 | 622829.8551 | 811961.057 | 722329.4943 | 589451.5364 | 518901.4098 | 572836.8001 | 451046.9502 | 469663.7092 | 468110.3067 | 505680.6083 | 461149.2521 | 464326.0893 | 422282.1939 | 492278.3551 | 425327.0058
NETPOS - Net Position (MWh)
MEAN |  |  |  | 58739.3612 | 42756.7734 | 29676.2392 | 29916.8697 | 24619.4371 | 18803.0705 | 18863.2884 | 18695.5152 | 17291.92 | 17175.616 | 16815.2747 | 15834.432 | 16358.5114 | 15333.586 | 13468.576 | 14124.175 | 12234.0775
P5 |  |  |  | 42429.9219 | 25992.3784 | 19676.5659 | 18014.3387 | 16124.9349 | 11802 | 12462.9984 | 13243.1 | 12115.85 | 11648.25 | 12351.2356 | 11221.6 | 12191.7716 | 11188.4 | 10433.1 | 9903.4 | 8331.6234
P95 |  |  |  | 75172.9051 | 59592.2256 | 36968.0522 | 39933.6 | 34960.8 | 27325.2 | 25124.4 | 25116.8 | 21626.5 | 21584.75 | 21008.6 | 21181.6 | 20467.8 | 18932.3 | 16575.1 | 18590 | 15886
NETREVENUE - Net Revenue $
MEAN |  |  |  | 348625.5271 | 318093.6729 | 198788.0338 | 253390.6004 | 211977.9744 | 162044.3441 | 187614.2579 | 191557.6252 | 184814.5485 | 186459.6473 | 184255.0764 | 179444.9186 | 195022.6024 | 178743.1086 | 155944.1443 | 167639.6374 | 144545.324
P5 |  |  |  | 107418.2696 | 121417.4688 | 96112.4329 | 105510.5293 | 108247.2247 | 79314.6108 | 97767.6902 | 103645.3263 | 98852.5551 | 107608.0336 | 111578.3399 | 109816.241 | 111356.0595 | 95563.6048 | 88751.9253 | 84445.0101 | 76278.273
P95 |  |  |  | 653852.2482 | 585366.37 | 278752.2276 | 431008.7902 | 376768.3541 | 285639.0073 | 304970.387 | 328107.8665 | 276242.6673 | 267126.3326 | 263554.6995 | 282182.0411 | 285501.9115 | 257500.3961 | 235202.0346 | 256912.1015 | 232055.288
STARTS - Number Starts
MEAN |  |  |  | 488.31 | 394.56 | 367.08 | 339.17 | 293.55 | 255.14 | 252.47 | 262.37 | 244.09 | 247.99 | 244.47 | 233.81 | 228.98 | 231.01 | 207.86 | 211.81 | 190.67
P5 |  |  |  | 421.5 | 306 | 276 | 260 | 219.5 | 197 | 190 | 202.5 | 173 | 185.5 | 179.5 | 177.5 | 171 | 178 | 152 | 152.5 | 138.5
P95 |  |  |  | 568 | 476 | 465.5 | 412 | 370.5 | 328 | 303 | 340.5 | 298 | 303.5 | 296.5 | 291 | 280 | 288 | 258 | 273 | 237
TOTALEMISSIONCOSTS - Emission Costs
MEAN | [6 empty] | 319189.0632 | 275426.513 | 219027.2272 | 228786.3752 | 234605.6108 | 227749.186 | 235036.9617 | 239826.3604 | 235889.5472 | 254140.4723 | 248438.9362 | 226362.6278 | 246445.0042 | 222029.7437
P5 | [6 empty] | 168195.9022 | 147591.5837 | 104312.9276 | 115894.2988 | 130659.6352 | 122309.4971 | 123652.7482 | 141681.0906 | 119350.9734 | 147548.463 | 136745.6881 | 134873.9912 | 122089.9738 | 106493.5684
P95 | [6 empty] | 472965.7516 | 436378.3904 | 363376.1528 | 363312.7823 | 367586.2722 | 335283.6609 | 340562.1825 | 373472.2704 | 369177.1599 | 392538.9672 | 361926.3268 | 342556.9594 | 373152.7566 | 343451.2866
VOMCOSTS - VOM Costs
MEAN |  |  |  | 39355.372 | 29074.6059 | 20481.0343 | 24897.9799 | 20988.9887 | 16221.1564 | 16656.0021 | 16887.3519 | 15970.5076 | 16037.411 | 16042.274 | 15427.9361 | 16270.615 | 15562.4455 | 13942.9915 | 14908.3829 | 13161.6762
P5 |  |  |  | 28428.0477 | 17674.8173 | 13579.7673 | 14992.2318 | 13747.1086 | 10181.4269 | 11004.6415 | 11962.2748 | 11189.9821 | 10876.3361 | 11783.4474 | 10933.5231 | 12126.2636 | 11355.391 | 10800.5943 | 10453.2604 | 8963.3346
P95 |  |  |  | 50365.8464 | 40522.7134 | 25513.4736 | 33234.2916 | 29805.3865 | 23573.083 | 22184.4702 | 22687.5931 | 19973.8481 | 20154.3576 | 20042.8315 | 20637.8335 | 20357.8238 | 19214.8716 | 17158.9393 | 19622.1612 | 17090.4908
15970: New 2022JAN J920_A #1
CAPACITYFACTOR - Net Generation Capacity Factor
MEAN |  |  |  | 0.76974 | 0.66691 | 0.56086 | 0.47179 | 0.41149 | 0.36933 | 0.35576 | 0.3526 | 0.30296 | 0.33723 | 0.33241 | 0.32262 | 0.31188 | 0.25068 | 0.23264 | 0.22494 | 0.19596
P5 |  |  |  | 0.74506 | 0.6158 | 0.52159 | 0.42859 | 0.37222 | 0.32575 | 0.31237 | 0.31514 | 0.25754 | 0.29032 | 0.29337 | 0.28481 | 0.28011 | 0.21594 | 0.19767 | 0.19394 | 0.16131
P95 |  |  |  | 0.79516 | 0.70559 | 0.59611 | 0.51484 | 0.4505 | 0.41588 | 0.3973 | 0.3932 | 0.34448 | 0.37619 | 0.37326 | 0.36174 | 0.35082 | 0.28855 | 0.27703 | 0.25694 | 0.22482
CO2EMISSIONS - CO2 Emissions
MEAN |  |  |  | 12499.9133 | 10929.8627 | 9146.0876 | 7549.4469 | 6564.2061 | 5859.3325 | 5739.0203 | 5609.2626 | 4822.9901 | 5410.7847 | 5259.9636 | 5153.3853 | 5023.0302 | 4013.1267 | 3726.1996 | 3600.5541 | 3118.7251
P5 |  |  |  | 12013.439 | 10014.388 | 8500.6797 | 6819.6146 | 5865.791 | 5149.6328 | 5024.4464 | 5011.4272 | 4123.1385 | 4636.8174 | 4627.3037 | 4607.3119 | 4517.4736 | 3438.2512 | 3182.5403 | 3078.8023 | 2572.6452
P95 |  |  |  | 12947.6333 | 11616.0552 | 9821.2617 | 8297.3243 | 7169.946 | 6535.387 | 6460.092 | 6264.2092 | 5503.2131 | 6069.5466 | 5915.9434 | 5765.518 | 5645.246 | 4596.4489 | 4453.0763 | 4109.1595 | 3576.9298
FUELCONSUMED - Fuel Consumed
MEAN |  |  |  | 211670.7794 | 185083.4066 | 154870.8987 | 127829.9228 | 111127.3379 | 99198.5981 | 97163.1441 | 94970.8845 | 81659.4123 | 91620.9441 | 89049.4344 | 87251.745 | 85044.4575 | 67942.8205 | 63084.1856 | 60961.7008 | 52803.0793
P5 |  |  |  | 203433.4167 | 169583.527 | 143946.4926 | 115472.2576 | 99305.3614 | 87184.2183 | 85065.5586 | 84849.0151 | 69809.8124 | 78515.3247 | 78334.0139 | 78006.4212 | 76484.4745 | 58210.1435 | 53880.0156 | 52127.7867 | 43557.4856
P95 |  |  |  | 219248.0181 | 196701.4102 | 166303.7951 | 140494.0066 | 121383.328 | 110643.6104 | 109372.2886 | 106059.3224 | 93176.6516 | 102775.564 | 100155.6766 | 97615.3505 | 95578.9912 | 77818.8735 | 75389.7357 | 69572.978 | 60560.8564
FUELCOST - Fuel Cost
MEAN |  |  |  | 297704.645 | 280548.9073 | 249721.3416 | 221575.2503 | 199766.851 | 185630.1744 | 186309.9378 | 188480.1661 | 166237.3489 | 190258.5876 | 188664.1551 | 189034.5335 | 188701.1236 | 152077.8573 | 147759.5845 | 147405.2507 | 131958.0043
P5 |  |  |  | 203329.7654 | 178999.1362 | 180585.2086 | 150347.6436 | 141609.7224 | 135197.4193 | 126524.8841 | 137889.5492 | 121567.7044 | 139541.9795 | 152355.4305 | 144510.1699 | 148219.9552 | 111778.9256 | 108318.8073 | 105483.505 | 92173.9797
P95 |  |  |  | 394251.3874 | 375790.6333 | 350904.0763 | 308756.7592 | 282012.7632 | 258816.8536 | 247435.9323 | 252071.4247 | 203620.9346 | 238084.1074 | 236512.5542 | 251994.7032 | 229500.2619 | 193961.3995 | 195551.9445 | 189220.0392 | 173960.9799
NETPOS - Net Position (MWh)
MEAN |  |  |  | 25529.9286 | 22315.276 | 18673.9158 | 15675.9499 | 13617.4018 | 12150.7218 | 11892.2589 | 11616.5232 | 9982.0425 | 11303.1591 | 10977.9586 | 10748.406 | 10468.4228 | 8357.466 | 7754.3611 | 7488.8557 | 6481.3215
P5 |  |  |  | 24529.6618 | 20431.378 | 17334.7029 | 14165.5708 | 12167.3395 | 10677.8916 | 10410.0356 | 10378.4871 | 8533.9902 | 9687.1506 | 9655.2354 | 9609.6925 | 9414.7079 | 7159.5591 | 6623.0322 | 6403.905 | 5345.57
P95 |  |  |  | 26488.8597 | 23731.4369 | 20054.3595 | 17223.419 | 14873.604 | 13553.1674 | 13385.3347 | 12973.4032 | 11390.4197 | 12677.9618 | 12347.52 | 12025.3775 | 11766.245 | 9571.0918 | 9267.1138 | 8546.83 | 7434.21
NETREVENUE - Net Revenue $
MEAN |  |  |  | -56331.8417 | -60414.3588 | -49375.6296 | 29585.9894 | 22063.754 | 9607.7886 | 13520.8854 | 16436.6377 | 23861.0294 | 18948.3159 | 19293.8266 | 17981.5121 | 21799.8659 | 30454.1057 | 25468.0024 | 26728.5739 | 24137.6263
P5 |  |  |  | -115531.7046 | -102635.8227 | -99228.9393 | -11795.243 | -10360.114 | -17862.6967 | -16020.3723 | -10741.1769 | -3216.5962 | -8963.8678 | -4660.9378 | -9294.2816 | -2309.6013 | 4277.0501 | 5343.5621 | 2407.664 | 2604.4799
P95 |  |  |  | 11797.1525 | 755.7788 | 1428.402 | 73878.6794 | 64355.4228 | 50826.1998 | 43765.0273 | 54288.859 | 46122.1423 | 46571.6423 | 43625.4937 | 52038.3873 | 49926.1284 | 52827.4568 | 45785.4705 | 52119.6603 | 45887.8392
STARTS - Number Starts
MEAN |  |  |  | 94.34 | 139.15 | 118.26 | 184.16 | 193.36 | 182.08 | 184.49 | 185.12 | 164.65 | 192.71 | 189.73 | 189.21 | 182.37 | 170.85 | 159.1 | 158.63 | 144.08
P5 |  |  |  | 67.5 | 115 | 100.5 | 153 | 162 | 156 | 161.5 | 162.5 | 143.5 | 161.5 | 163 | 154 | 153 | 136 | 134.5 | 136 | 114
P95 |  |  |  | 134.5 | 160 | 138 | 211 | 218.5 | 212 | 214.5 | 214 | 187 | 218 | 220 | 217.5 | 214.5 | 202 | 180.5 | 185.5 | 164
TOTALEMISSIONCOSTS - Emission Costs
MEAN | [6 empty] | 152206.0903 | 137861.8155 | 128354.1064 | 131108.5446 | 133448.0752 | 119551.3729 | 139646.2473 | 141446.568 | 144099.1026 | 146161.0197 | 122058.4457 | 118237.4198 | 118549.0562 | 107190.4914
P5 | [6 empty] | 92687.602 | 86940.7608 | 77496.3496 | 76848.3884 | 79522.0177 | 67139.8068 | 79069.3509 | 84645.0596 | 88651.6102 | 91817.0927 | 69447.2357 | 70591.1626 | 68812.2865 | 62077.9055
P95 | [6 empty] | 218882.8539 | 190962.3013 | 181284.0774 | 196142.8746 | 183109.5246 | 178588.456 | 199152.1239 | 199801.4047 | 210208.4545 | 217617.8677 | 174596.4114 | 183113.5826 | 170689.2052 | 161840.9456
VOMCOSTS - VOM Costs
MEAN |  |  |  | 13530.8622 | 12050.249 | 10270.6537 | 8778.5319 | 7761.919 | 7047.4186 | 7016.4327 | 6969.9139 | 6188.8663 | 7120.9902 | 7025.8935 | 6986.4639 | 7013.8433 | 5683.0769 | 5350.5092 | 5317.0875 | 4666.5515
P5 |  |  |  | 13000.7208 | 11032.9441 | 9534.0866 | 7932.7196 | 6935.3835 | 6193.1771 | 6141.921 | 6227.0923 | 5291.0739 | 6102.9049 | 6179.3507 | 6246.3001 | 6307.8543 | 4868.5002 | 4569.8922 | 4546.7725 | 3848.8104
P95 |  |  |  | 14039.0956 | 12814.9759 | 11029.8977 | 9645.1146 | 8477.9543 | 7860.8371 | 7897.3475 | 7784.0419 | 7062.0602 | 7987.1159 | 7902.4128 | 7816.4954 | 7883.3841 | 6508.3424 | 6394.3085 | 6068.2493 | 5352.6312
15970: New 2023JAN 18V50DF_NG_B #1
CAPACITYFACTOR - Net Generation Capacity Factor
MEAN |  |  |  |  | 0.28965 | 0.21941 | 0.19509 | 0.15805 | 0.12865 | 0.12129 | 0.12539 | 0.11537 | 0.11847 | 0.1152 | 0.10821 | 0.11129 | 0.10215 | 0.089899 | 0.087066 | 0.076863
P5 |  |  |  |  | 0.20631 | 0.15636 | 0.13421 | 0.10997 | 0.088953 | 0.087494 | 0.09319 | 0.085177 | 0.086328 | 0.093526 | 0.080039 | 0.089302 | 0.079434 | 0.070378 | 0.063677 | 0.054904
P95 |  |  |  |  | 0.36953 | 0.29206 | 0.25362 | 0.20934 | 0.17672 | 0.15733 | 0.15939 | 0.14214 | 0.14683 | 0.13894 | 0.13885 | 0.13061 | 0.12159 | 0.11076 | 0.11271 | 0.097028
CO2EMISSIONS - CO2 Emissions
MEAN |  |  |  |  | 9326.6156 | 7009.7775 | 6222.662 | 5037.4613 | 4074.6603 | 3902.3235 | 3988.7387 | 3668.1516 | 3798.2035 | 3637.0378 | 3452.8287 | 3575.3319 | 3268.698 | 2877.3957 | 2778.8622 | 2440.5191
P5 |  |  |  |  | 6645.7932 | 4963.459 | 4287.9858 | 3495.2237 | 2818.9588 | 2825.0814 | 2971.1599 | 2707.8571 | 2773.8507 | 2963.9754 | 2559.8226 | 2854.6349 | 2529.7762 | 2265.013 | 2033.0797 | 1756.1767
P95 |  |  |  |  | 11853.424 | 9254.4875 | 8035.6157 | 6668.347 | 5594.4151 | 5102.5317 | 5077.9034 | 4552.1508 | 4675.6694 | 4382.4807 | 4454.5289 | 4187.9636 | 3879.864 | 3548.084 | 3564.4337 | 3072.2198
FUELCONSUMED - Fuel Consumed
MEAN |  |  |  |  | 152029.399 | 114273.367 | 101432.3153 | 82117.3786 | 66426.9757 | 63605.4643 | 65018.4278 | 59792.5244 | 61918.006 | 59280.9723 | 56288.1972 | 58278.4136 | 53283.1338 | 46907.7335 | 45293.3544 | 39781.5733
P5 |  |  |  |  | 108333.4717 | 80913.3956 | 69896.1178 | 56976.8168 | 45955.9526 | 46047.0725 | 48431.3861 | 44139.289 | 45219.0893 | 48310.5508 | 41730.3637 | 46530.9516 | 41237.9491 | 36924.5794 | 33137.6631 | 28626.4804
P95 |  |  |  |  | 193222.627 | 150870.4453 | 130984.1882 | 108702.9681 | 91202.7085 | 83168.0971 | 82772.3543 | 74202.106 | 76222.3827 | 71431.1098 | 72617.9662 | 68264.3976 | 63245.7665 | 57841.3931 | 58097.5767 | 50078.5822
FUELCOST - Fuel Cost
MEAN |  |  |  |  | 248523.6344 | 199691.4316 | 186670.0852 | 155367.1826 | 130986.7367 | 127683.0396 | 134093.2199 | 125602.1619 | 132527.3963 | 129961.9056 | 125787.2573 | 132625.623 | 123241.5766 | 113562.8769 | 113305.0417 | 103456.8303
P5 |  |  |  |  | 125409.6595 | 99193.959 | 90699.9088 | 82794.8111 | 67719.0723 | 67156.4739 | 79325.7009 | 69202.664 | 76012.7361 | 81436.044 | 73743.792 | 74966.9994 | 72594.7982 | 71101.6846 | 69602.0426 | 56419.224
P95 |  |  |  |  | 411065.292 | 339607.3772 | 309155.6371 | 268304.0432 | 230143.2009 | 199477.9467 | 214441.0262 | 175184.5643 | 188235.392 | 183727.5124 | 196405.5335 | 181165.5458 | 177712.5465 | 168958.8708 | 178389.7231 | 160354.6493
NETPOS - Net Position (MWh)
MEAN |  |  |  |  | 17841.3114 | 13429.0032 | 11916.0977 | 9640.3797 | 7792.9266 | 7456.6375 | 7616.9667 | 6998.9998 | 7315.4544 | 6998.893 | 6640.1082 | 6870.024 | 6276.7268 | 5521.805 | 5328.0031 | 4676.334
P5 |  |  |  |  | 12708.2881 | 9512.1 | 8211.48 | 6688.99 | 5391.36 | 5398.25 | 5673.78 | 5166.72 | 5342.52 | 5703.725 | 4922.775 | 5485.2 | 4857.81 | 4346.625 | 3898.09 | 3365.05
P95 |  |  |  |  | 22647.9655 | 17715.8362 | 15388.18 | 12761.56 | 10699.52 | 9750.07 | 9696.855 | 8685.72 | 9005.48 | 8433.425 | 8566.47 | 8047.2 | 7450.32 | 6808.875 | 6834.205 | 5886.75
NETREVENUE - Net Revenue $
MEAN |  |  |  |  | 83715.7183 | 86073.8415 | 81005.2963 | 67489.5941 | 50142.9065 | 59442.1328 | 60636.6513 | 58253.1479 | 62927.5972 | 62837.1192 | 61501.7329 | 66434.1532 | 62319.9699 | 54036.5777 | 54561.082 | 47287.8413
P5 |  |  |  |  | 15636.4682 | 29135.3266 | 31168.5376 | 33159.0456 | 21998.4663 | 29367.399 | 30961.6286 | 28634.1684 | 34637.2354 | 37392.6448 | 35755.7069 | 36004.6164 | 33388.077 | 30139.24 | 27062.6735 | 24110.1989
P95 |  |  |  |  | 168163.9728 | 155860.1034 | 143317.4761 | 121710.8077 | 92462.1253 | 99242.9541 | 104753.7499 | 89677.0283 | 94823.9097 | 93016.4263 | 98169.6022 | 101035.2366 | 91867.1942 | 83076.724 | 85535.902 | 75784.0135
STARTS - Number Starts
MEAN |  |  |  |  | 154.19 | 139.24 | 129.69 | 113.57 | 102.17 | 98.16 | 103.66 | 96.56 | 100.3 | 97.16 | 93.01 | 92.24 | 89.06 | 80.52 | 78.29 | 70.46
P5 |  |  |  |  | 128.5 | 115.5 | 107.5 | 89.5 | 81 | 75 | 81 | 77 | 77.5 | 74 | 73 | 71.5 | 67.5 | 58.5 | 56 | 52.5
P95 |  |  |  |  | 177.5 | 163 | 153 | 137.5 | 126.5 | 120 | 127 | 115 | 120 | 114 | 112 | 109 | 106.5 | 96 | 97.5 | 87.5
TOTALEMISSIONCOSTS - Emission Costs
MEAN | [6 empty] | 125199.0263 | 106213.2104 | 89447.0704 | 89126.7113 | 94262.0508 | 90883.3024 | 97713.0894 | 97509.7254 | 96493.8339 | 103823.0004 | 99055.0312 | 90720.9269 | 91454.5547 | 83821.1146
P5 | [6 empty] | 73744.8577 | 58907.7692 | 47614.371 | 49035.4781 | 53114.9596 | 50719.2923 | 52391.5676 | 57339.2035 | 49880.3753 | 63549.733 | 55529.7146 | 54542.0992 | 48127.9807 | 41799.4249
P95 | [6 empty] | 183478.258 | 161231.1832 | 135219.3645 | 138865.7121 | 144001.4745 | 129483.0498 | 139929.0905 | 149755.959 | 143547.0064 | 153047.0254 | 142491.9497 | 134371.4934 | 135786.9715 | 128095.4033
VOMCOSTS - VOM Costs
MEAN |  |  |  |  | 12132.0917 | 9400.3023 | 8460.4294 | 6941.0734 | 5766.7657 | 5592.4781 | 5865.0644 | 5459.2198 | 5852.3635 | 5739.0923 | 5511.2898 | 5839.5204 | 5460.7523 | 4859.1884 | 4795.2028 | 4302.2273
P5 |  |  |  |  | 8641.6359 | 6658.47 | 5830.1508 | 4816.0728 | 3989.6064 | 4048.6875 | 4368.8106 | 4030.0416 | 4274.016 | 4677.0545 | 4085.9032 | 4662.42 | 4226.2947 | 3825.03 | 3508.281 | 3095.846
P95 |  |  |  |  | 15400.6165 | 12401.0854 | 10925.6078 | 9188.3232 | 7917.6448 | 7312.5525 | 7466.5783 | 6774.8616 | 7204.384 | 6915.4085 | 7110.1701 | 6840.12 | 6481.7784 | 5991.81 | 6150.7845 | 5415.81
15970: New 2023JAN 18V50DF_NG_B #2
CAPACITYFACTOR - Net Generation Capacity Factor
MEAN |  |  |  |  | 0.28839 | 0.22175 | 0.1979 | 0.16105 | 0.13131 | 0.12363 | 0.128 | 0.11856 | 0.11998 | 0.11673 | 0.10989 | 0.11245 | 0.103 | 0.090984 | 0.089293 | 0.077739
P5 |  |  |  |  | 0.21135 | 0.15202 | 0.14112 | 0.11539 | 0.092652 | 0.087697 | 0.098626 | 0.088127 | 0.087952 | 0.093544 | 0.082912 | 0.089177 | 0.078786 | 0.070893 | 0.06532 | 0.055269
P95 |  |  |  |  | 0.36899 | 0.29078 | 0.25077 | 0.21525 | 0.17555 | 0.15593 | 0.16023 | 0.14177 | 0.14854 | 0.14226 | 0.13807 | 0.13401 | 0.12069 | 0.11055 | 0.11322 | 0.097147
CO2EMISSIONS - CO2 Emissions
MEAN |  |  |  |  | 9281.803 | 7090.1641 | 6318.5974 | 5123.3847 | 4165.5403 | 3975.0799 | 4070.5359 | 3761.9318 | 3847.458 | 3685.0209 | 3505.6476 | 3606.5045 | 3295.0875 | 2913.9676 | 2853.1176 | 2470.1519
P5 |  |  |  |  | 6808.919 | 4911.145 | 4532.0175 | 3682.3901 | 2927.7149 | 2825.0814 | 3140.5681 | 2812.0055 | 2808.9073 | 2924.5725 | 2647.3379 | 2854.6349 | 2529.7762 | 2273.7414 | 2102.885 | 1760.5345
P95 |  |  |  |  | 11996.208 | 9322.0122 | 8040.3046 | 6855.5134 | 5563.9634 | 5037.3375 | 5086.591 | 4474.0396 | 4776.457 | 4496.3113 | 4419.5228 | 4301.6244 | 3895.3238 | 3548.084 | 3603.6992 | 3085.2931
FUELCONSUMED - Fuel Consumed
MEAN |  |  |  |  | 151298.7046 | 115583.7716 | 102996.0956 | 83518.0321 | 67908.5453 | 64791.3321 | 66351.7752 | 61321.1874 | 62720.9485 | 60063.0785 | 57149.2554 | 58786.5352 | 53713.3271 | 47503.9338 | 46503.6613 | 40264.6008
P5 |  |  |  |  | 110991.9941 | 80060.584 | 73873.9456 | 60027.8792 | 47728.9446 | 46047.0725 | 51192.8248 | 45836.9539 | 45790.5786 | 47668.313 | 43157.0428 | 46530.9516 | 41237.9491 | 37066.8706 | 34275.4369 | 28697.5138
P95 |  |  |  |  | 195571.9931 | 151970.1794 | 131060.9238 | 111754.0305 | 90706.2707 | 82105.4723 | 82913.9665 | 72928.8572 | 77865.4144 | 73286.4633 | 72047.2946 | 70117.0848 | 63497.9332 | 57841.3931 | 58737.5745 | 50291.6826
FUELCOST - Fuel Cost
MEAN |  |  |  |  | 247388.4333 | 201789.97 | 189035.3252 | 157670.7824 | 133631.2797 | 129833.0447 | 136633.555 | 128223.4151 | 134264.6752 | 131508.2066 | 127633.7268 | 133689.03 | 124099.4427 | 114877.5962 | 116277.5384 | 104582.0992
P5 |  |  |  |  | 125185.4127 | 99928.3209 | 94398.0339 | 85942.1643 | 69426.2255 | 69141.8003 | 80894.1291 | 72084.5195 | 77917.0945 | 80863.1089 | 75866.9552 | 78683.1996 | 75733.5987 | 71055.8876 | 66634.9972 | 59927.8462
P95 |  |  |  |  | 410945.5687 | 344856.2359 | 304548.99 | 274098.9591 | 230664.6631 | 199563.2534 | 215450.4374 | 177431.2572 | 195400.3141 | 189107.2336 | 196469.6111 | 184136.3021 | 176608.1459 | 168668.2155 | 176663.2404 | 159698.9527
NETPOS - Net Position (MWh)
MEAN |  |  |  |  | 17756.5507 | 13583.3684 | 12099.8433 | 9804.8497 | 7966.73 | 7595.6794 | 7773.1436 | 7177.9292 | 7410.32 | 7091.2121 | 6741.6758 | 6929.9146 | 6327.3841 | 5591.9875 | 5470.3754 | 4733.114
P5 |  |  |  |  | 13018.0555 | 9411.84 | 8678.8 | 7047.18 | 5599.36 | 5398.25 | 5997.285 | 5365.44 | 5410.04 | 5627.9 | 5091.075 | 5485.2 | 4857.81 | 4363.375 | 4031.93 | 3373.4
P95 |  |  |  |  | 22866.5366 | 17849.0421 | 15396.38 | 13119.75 | 10641.28 | 9625.495 | 9713.445 | 8536.68 | 9199.6 | 8652.475 | 8499.15 | 8265.6 | 7479.615 | 6808.875 | 6909.49 | 5911.8
NETREVENUE - Net Revenue $
MEAN |  |  |  |  | 84419.6686 | 86115.8592 | 80156.3075 | 66522.3986 | 49743.4362 | 59026.908 | 60104.3771 | 57528.8493 | 62899.0854 | 62615.7012 | 61854.2281 | 66465.7301 | 62328.8322 | 54385.6275 | 54293.9139 | 46933.8917
P5 |  |  |  |  | 17859.6582 | 30497.8959 | 30194.0756 | 32341.7554 | 19732.2548 | 27922.0797 | 27877.4854 | 27660.9461 | 34707.2811 | 36980.1832 | 35400.8807 | 35763.3148 | 32166.8742 | 30431.5186 | 26312.2734 | 22896.7173
P95 |  |  |  |  | 171589.4504 | 159576.967 | 138819.9497 | 122844.6371 | 95783.63 | 98708.0186 | 103911.2054 | 88540.9892 | 94991.4366 | 92835.9596 | 100791.5078 | 100958.7927 | 90779.1642 | 83049.0355 | 85481.9181 | 73328.4441
STARTS - Number Starts
MEAN |  |  |  |  | 152.54 | 138.76 | 132.5 | 115.19 | 103.23 | 99.14 | 104.23 | 97.57 | 99.93 | 97.32 | 92.45 | 92.43 | 89.69 | 80.87 | 78.77 | 71.21
P5 |  |  |  |  | 125.5 | 113 | 110 | 92 | 83 | 82 | 86.5 | 78 | 77 | 75.5 | 73 | 73.5 | 68.5 | 61.5 | 57.5 | 52.5
P95 |  |  |  |  | 177 | 167 | 154 | 137 | 126.5 | 116 | 125 | 118 | 122 | 117 | 114.5 | 108.5 | 108 | 99 | 97.5 | 86.5
TOTALEMISSIONCOSTS - Emission Costs
MEAN | [6 empty] | 127047.6738 | 107977.2144 | 91356.1589 | 90722.458 | 96255.045 | 93150.365 | 98825.5107 | 98583.5181 | 97850.9828 | 104802.647 | 99846.7698 | 91797.8723 | 93871.2629 | 84728.9539
P5 | [6 empty] | 74738.6101 | 64647.5836 | 51124.6425 | 49454.9418 | 52966.0416 | 53172.0261 | 53365.5881 | 59424.7551 | 52690.6922 | 63936.8757 | 57934.5796 | 55440.5012 | 48400.0298 | 42405.619
P95 | [6 empty] | 182669.3256 | 163543.953 | 140816.6421 | 143845.9795 | 146494.7071 | 131573.9306 | 140636.7843 | 149057.2024 | 147276.4793 | 151398.2336 | 143543.6096 | 140451.7748 | 136647.8068 | 130292.7379
VOMCOSTS - VOM Costs
MEAN |  |  |  |  | 12074.4545 | 9508.3579 | 8590.8888 | 7059.4918 | 5895.3802 | 5696.7596 | 5985.3206 | 5598.7848 | 5928.256 | 5814.7939 | 5595.5909 | 5890.4274 | 5504.8242 | 4920.949 | 4923.3379 | 4354.4649
P5 |  |  |  |  | 8852.2778 | 6588.288 | 6161.948 | 5073.9696 | 4143.5264 | 4048.6875 | 4617.9095 | 4185.0432 | 4328.032 | 4614.878 | 4225.5922 | 4662.42 | 4226.2947 | 3839.77 | 3628.737 | 3103.528
P95 |  |  |  |  | 15549.2449 | 12494.3295 | 10931.4298 | 9446.22 | 7874.5472 | 7219.1212 | 7479.3526 | 6658.6104 | 7359.68 | 7095.0295 | 7054.2945 | 7025.76 | 6507.265 | 5991.81 | 6218.541 | 5438.856
15970: New 2023JAN 18V50DF_NG_B #3
CAPACITYFACTOR - Net Generation Capacity Factor
MEAN |  |  |  |  | 0.28789 | 0.22417 | 0.19904 | 0.16349 | 0.13323 | 0.12599 | 0.13163 | 0.12004 | 0.12229 | 0.11975 | 0.11323 | 0.11532 | 0.1048 | 0.092114 | 0.090111 | 0.079034
P5 |  |  |  |  | 0.2051 | 0.16105 | 0.13943 | 0.11533 | 0.09687 | 0.0908 | 0.10282 | 0.091448 | 0.093901 | 0.098396 | 0.085577 | 0.094901 | 0.082913 | 0.0715 | 0.065405 | 0.055293
P95 |  |  |  |  | 0.36864 | 0.29886 | 0.25201 | 0.21676 | 0.1775 | 0.16007 | 0.16349 | 0.1418 | 0.14617 | 0.14284 | 0.1412 | 0.13601 | 0.12493 | 0.11427 | 0.11465 | 0.09973
CO2EMISSIONS - CO2 Emissions
MEAN |  |  |  |  | 9253.5761 | 7165.6472 | 6344.9121 | 5212.8599 | 4227.0166 | 4050.6586 | 4183.4662 | 3812.7575 | 3924.8926 | 3779.4879 | 3609.0031 | 3708.8126 | 3350.0595 | 2948.9684 | 2872.4886 | 2511.8121
P5 |  |  |  |  | 6571.2932 | 5161.097 | 4403.9619 | 3686.7428 | 3079.9735 | 2907.9953 | 3270.8822 | 2907.4748 | 3041.157 | 3082.1842 | 2721.7259 | 3051.3555 | 2647.745 | 2265.013 | 2094.1593 | 1760.5345
P95 |  |  |  |  | 11909.4495 | 9505.379 | 8074.8351 | 6864.2188 | 5616.1663 | 5150.3408 | 5195.186 | 4508.7557 | 4719.4901 | 4505.0675 | 4533.2927 | 4360.8081 | 4006.5712 | 3670.2812 | 3669.1417 | 3185.5215
FUELCONSUMED - Fuel Consumed
MEAN |  |  |  |  | 150838.1928 | 116814.2726 | 103425.0256 | 84976.6325 | 68910.7599 | 66023.232 | 68192.5861 | 62149.6778 | 63983.2835 | 61602.7888 | 58834.1634 | 60454.1847 | 54609.4162 | 48074.5217 | 46819.3935 | 40943.6806
P5 |  |  |  |  | 107113.8243 | 84135.3557 | 71787.0372 | 60098.8342 | 50211.1334 | 47398.8405 | 53317.0084 | 47393.1468 | 49576.695 | 50237.264 | 44369.72 | 49737.5256 | 43160.9623 | 36924.5794 | 34133.2152 | 28697.5138
P95 |  |  |  |  | 194146.7871 | 154958.3571 | 131623.4819 | 111895.9404 | 91557.3069 | 83947.3552 | 84684.1195 | 73494.7456 | 76936.7443 | 73429.1828 | 73901.9774 | 71081.9448 | 65311.2251 | 59833.4706 | 59804.2375 | 51925.452
FUELCOST - Fuel Cost
MEAN |  |  |  |  | 246671.6769 | 203547.9381 | 189363.5936 | 160189.6746 | 135692.515 | 132021.7451 | 140197.9519 | 129701.3319 | 136491.2463 | 134583.8225 | 131210.0898 | 137168.7342 | 126126.6518 | 116132.056 | 117046.8081 | 106151.7515
P5 |  |  |  |  | 125301.6627 | 105304.4517 | 93029.7146 | 83395.9079 | 72477.6644 | 70185.4017 | 84502.4088 | 74723.8923 | 81258.0303 | 85818.9377 | 79985.4713 | 80269.0166 | 72706.4165 | 74714.6742 | 65642.3033 | 59372.6697
P95 |  |  |  |  | 405749.5655 | 349635.0343 | 302131.2906 | 273753.5973 | 232747.2803 | 204572.7009 | 224229.891 | 176029.6739 | 192348.8078 | 188469.438 | 203510.9993 | 188725.1549 | 179821.3309 | 170471.2396 | 179706.1328 | 162969.4239
NETPOS - Net Position (MWh)
MEAN |  |  |  |  | 17703.5123 | 13728.2136 | 12150.3022 | 9975.9956 | 8084.2986 | 7740.0885 | 7988.8125 | 7274.8838 | 7559.4534 | 7273.0483 | 6940.4381 | 7126.469 | 6432.9458 | 5659.155 | 5507.516 | 4812.94
P5 |  |  |  |  | 12579.7448 | 9890.3121 | 8432.405 | 7055.51 | 5890.56 | 5555.91 | 6246.135 | 5547.6 | 5857.36 | 5931.2 | 5234.13 | 5863.2 | 5084.34 | 4346.625 | 4015.2 | 3373.4
P95 |  |  |  |  | 22734.1113 | 18197.1366 | 15463.285 | 13136.41 | 10741.12 | 9841.425 | 9920.82 | 8602.92 | 9089.88 | 8669.325 | 8717.94 | 8378.93 | 7693.63 | 7043.375 | 7034.965 | 6103.85
NETREVENUE - Net Revenue $
MEAN |  |  |  |  | 84168.6382 | 85241.54 | 79497.9331 | 66337.8646 | 49515.9404 | 58190.9288 | 59647.1769 | 57254.0047 | 62680.3844 | 62129.2949 | 61361.4387 | 65982.2519 | 62014.2103 | 54032.9339 | 54039.6105 | 46948.4586
P5 |  |  |  |  | 18318.5373 | 28706.1221 | 29352.6489 | 31780.8828 | 20770.5615 | 28055.2122 | 27882.9822 | 27475.128 | 35048.9886 | 35974.325 | 34305.3761 | 35963.8033 | 31639.7807 | 28559.5017 | 25061.0768 | 22288.722
P95 |  |  |  |  | 173432.5148 | 159192.3179 | 137355.9283 | 119165.5107 | 94974.5143 | 98111.586 | 104008.1736 | 87470.136 | 96644.5573 | 93270.8321 | 102500.8301 | 97792.949 | 91227.2544 | 82612.8816 | 84139.7904 | 77399.0654
STARTS - Number Starts
MEAN |  |  |  |  | 153.41 | 138.89 | 132.21 | 115.42 | 103.35 | 100.25 | 104.47 | 98.82 | 101.45 | 97.87 | 94.88 | 93.42 | 89.59 | 81.26 | 79.31 | 71.5
P5 |  |  |  |  | 123 | 114 | 113 | 93.5 | 85.5 | 81 | 84 | 78.5 | 80.5 | 77.5 | 75 | 75 | 69 | 58.5 | 58.5 | 54
P95 |  |  |  |  | 176 | 163.5 | 150.5 | 137 | 127 | 118.5 | 129 | 119 | 122.5 | 116 | 114.5 | 109.5 | 109 | 97.5 | 100.5 | 88
TOTALEMISSIONCOSTS - Emission Costs
MEAN | [6 empty] | 127692.7948 | 109895.8489 | 92751.4662 | 92489.5255 | 98861.6034 | 94319.525 | 100991.1709 | 101193.2916 | 100813.9426 | 107609.8468 | 101572.2356 | 92983.6859 | 94614.9956 | 86223.5282
P5 | [6 empty] | 75976.0608 | 61743.5824 | 50039.7942 | 51165.5656 | 52876.9867 | 54862.929 | 55895.6856 | 60996.5112 | 54780.1834 | 67344.7707 | 56846.8306 | 56001.1577 | 49046.6631 | 42657.7627
P95 | [6 empty] | 186752.5899 | 168070.1808 | 139052.4783 | 146125.2678 | 147437.042 | 137484.9821 | 142897.164 | 149194.3189 | 152739.0136 | 155662.8633 | 143193.0563 | 138521.2029 | 144437.731 | 134896.8057
VOMCOSTS - VOM Costs
MEAN |  |  |  |  | 12038.3884 | 9609.7495 | 8626.7145 | 7182.7169 | 5982.3809 | 5805.0664 | 6151.3856 | 5674.4094 | 6047.5627 | 5963.8996 | 5760.5636 | 6057.4987 | 5596.6628 | 4980.0564 | 4956.7644 | 4427.9048
P5 |  |  |  |  | 8554.2264 | 6923.2185 | 5987.0076 | 5079.9672 | 4359.0144 | 4166.9325 | 4809.5239 | 4327.128 | 4685.888 | 4863.584 | 4344.3279 | 4983.72 | 4423.3758 | 3825.03 | 3613.68 | 3103.528
P95 |  |  |  |  | 15459.1957 | 12737.9956 | 10978.9323 | 9458.2152 | 7948.4288 | 7381.0688 | 7639.0314 | 6710.2776 | 7271.904 | 7108.8465 | 7235.8902 | 7122.0905 | 6693.4581 | 6198.17 | 6331.4685 | 5615.542
15970: New 2023JAN 18V50DF_NG_B #4
CAPACITYFACTOR - Net Generation Capacity Factor
MEAN |  |  |  |  | 0.28698 | 0.22491 | 0.20811 | 0.16331 | 0.13502 | 0.12896 | 0.13386 | 0.12502 | 0.1265 | 0.12309 | 0.11591 | 0.11736 | 0.10527 | 0.093368 | 0.0907 | 0.078951
P5 |  |  |  |  | 0.20631 | 0.16508 | 0.15782 | 0.11643 | 0.095915 | 0.094816 | 0.10184 | 0.095922 | 0.098752 | 0.097262 | 0.08652 | 0.094536 | 0.083096 | 0.073272 | 0.06623 | 0.056896
P95 |  |  |  |  | 0.36628 | 0.29608 | 0.25761 | 0.2197 | 0.1795 | 0.16673 | 0.16433 | 0.14932 | 0.1507 | 0.14507 | 0.14483 | 0.13698 | 0.12524 | 0.11519 | 0.11483 | 0.099344
CO2EMISSIONS - CO2 Emissions
MEAN |  |  |  |  | 9230.3964 | 7192.0793 | 6639.35 | 5202.5271 | 4281.4914 | 4145.5412 | 4254.1927 | 3974.6482 | 4053.7659 | 3885.0069 | 3698.4167 | 3771.0033 | 3368.8875 | 2993.8322 | 2896.3096 | 2506.147
P5 |  |  |  |  | 6649.2775 | 5299.477 | 5035.4985 | 3707.4016 | 3023.4203 | 3020.664 | 3236.1317 | 3050.6788 | 3163.855 | 3064.6718 | 2756.732 | 3042.6124 | 2639.0066 | 2369.7535 | 2115.9735 | 1804.1121
P95 |  |  |  |  | 11836.38 | 9515.9047 | 8270.6758 | 7007.8581 | 5637.9176 | 5358.9622 | 5221.2488 | 4725.7314 | 4877.2446 | 4575.1172 | 4629.5595 | 4397.799 | 3989.0944 | 3700.8305 | 3686.593 | 3159.375
FUELCONSUMED - Fuel Consumed
MEAN |  |  |  |  | 150460.1042 | 117244.9135 | 108224.5348 | 84808.1928 | 69798.8342 | 67569.763 | 69345.4847 | 64788.5538 | 66084.1629 | 63322.6737 | 60291.8028 | 61467.8859 | 54916.3283 | 48805.8988 | 47207.6588 | 40851.3371
P5 |  |  |  |  | 108391.9928 | 86391.4006 | 82081.067 | 60435.5913 | 49289.1776 | 49234.9468 | 52750.5594 | 49727.4361 | 51576.9075 | 49951.825 | 44940.3916 | 49595.0112 | 43018.5168 | 38632.0744 | 34488.7695 | 29407.8483
P95 |  |  |  |  | 192954.9553 | 155128.5934 | 134816.1556 | 114237.4534 | 91911.9053 | 87347.7544 | 85108.9562 | 77031.5476 | 79508.4461 | 74570.9388 | 75471.3244 | 71684.7432 | 65026.3342 | 60331.49 | 60088.6809 | 51499.2513
FUELCOST - Fuel Cost
MEAN |  |  |  |  | 246336.2723 | 204190.6663 | 197133.1664 | 159889.3993 | 137410.3507 | 135269.7669 | 142371.5067 | 135031.9058 | 140967.3574 | 138254.6394 | 134199.707 | 139439.058 | 126735.6266 | 117659.9108 | 117812.1731 | 105920.7724
P5 |  |  |  |  | 119118.809 | 105385.1858 | 106365.1062 | 85314.1524 | 71104.124 | 71617.0807 | 84999.5386 | 77684.9376 | 83991.5505 | 92858.4703 | 81831.4223 | 82863.8684 | 77510.7114 | 73926.2598 | 68378.9043 | 58711.2498
P95 |  |  |  |  | 410493.195 | 349301.6751 | 317027.7689 | 279471.5441 | 234343.3345 | 213014.2417 | 223216.0266 | 184403.3695 | 197861.8124 | 188008.3061 | 203620.8619 | 188382.3614 | 181691.5922 | 173219.7313 | 181415.4132 | 161389.7101
NETPOS - Net Position (MWh)
MEAN |  |  |  |  | 17659.3551 | 13779.4651 | 12714.0379 | 9956.1926 | 8188.4686 | 7921.3853 | 8123.8244 | 7583.8176 | 7807.6752 | 7476.0879 | 7112.3493 | 7246.008 | 6469.1081 | 5745.25 | 5553.1889 | 4802.085
P5 |  |  |  |  | 12710.5671 | 10155.3 | 9642.575 | 7094.832 | 5782.4 | 5771.975 | 6179.775 | 5820.84 | 6093.68 | 5897.5 | 5301.45 | 5846.4 | 5067.56 | 4547.625 | 4057.025 | 3456.9
P95 |  |  |  |  | 22592.5084 | 18226.9572 | 15837.4265 | 13411.3 | 10782.72 | 10240.065 | 9970.59 | 9016.92 | 9393.72 | 8804.125 | 8903.07 | 8450.4 | 7660.07 | 7102 | 7068.425 | 6053.75
NETREVENUE - Net Revenue $
MEAN |  |  |  |  | 84787.235 | 85145.6804 | 77477.9959 | 67052.4123 | 48824.5735 | 57946.7132 | 59359.85 | 56824.1053 | 62106.9687 | 61459.5324 | 60925.3109 | 65620.4385 | 61490.8008 | 53708.3291 | 53967.092 | 46708.9311
P5 |  |  |  |  | 20274.2725 | 27070.9384 | 26855.2993 | 32243.8464 | 19945.8424 | 25334.4911 | 28279.9851 | 26820.518 | 34295.429 | 36315.992 | 35633.0148 | 35141.0854 | 30548.2563 | 29434.6725 | 26688.4043 | 22568.4077
P95 |  |  |  |  | 169613.2336 | 161265.7416 | 138824.58 | 115931.5039 | 90320.6478 | 96811.5364 | 104631.7278 | 88212.4426 | 94262.2602 | 91823.4959 | 100008.2274 | 98916.7259 | 89296.287 | 80987.1412 | 84471.6211 | 75956.4202
STARTS - Number Starts
MEAN |  |  |  |  | 153.16 | 140.55 | 136.72 | 114.61 | 103.62 | 101.19 | 104.08 | 98.44 | 101.25 | 97.76 | 94.15 | 93.94 | 90.11 | 81.63 | 79.58 | 71.52
P5 |  |  |  |  | 128 | 118 | 118 | 90.5 | 85.5 | 82.5 | 85.5 | 77.5 | 80 | 73.5 | 73 | 75.5 | 71.5 | 61 | 61 | 54.5
P95 |  |  |  |  | 176 | 167.5 | 156.5 | 137 | 122.5 | 119.5 | 124.5 | 117.5 | 123 | 114 | 112.5 | 110 | 109 | 99 | 98.5 | 87.5
TOTALEMISSIONCOSTS - Emission Costs
MEAN | [6 empty] | 133433.1705 | 109700.5334 | 93935.5401 | 94832.9394 | 100715.2554 | 98531.645 | 104190.3028 | 103940.6249 | 103449.6175 | 109467.4801 | 102086.6574 | 94436.6279 | 95473.9058 | 85970.9483
P5 | [6 empty] | 77994.4768 | 61423.8237 | 50866.9664 | 50255.3151 | 54042.0008 | 54429.2491 | 58313.1295 | 63845.4463 | 54658.0361 | 66539.6491 | 57468.1764 | 57570.8483 | 48827.8468 | 42726.0072
P95 | [6 empty] | 191438.5662 | 167614.3565 | 142608.6256 | 152183.2641 | 152909.4692 | 141382.564 | 147398.1385 | 153621.1474 | 158903.4861 | 161511.0312 | 143649.0415 | 139375.2401 | 141159.0229 | 133417.4712
VOMCOSTS - VOM Costs
MEAN |  |  |  |  | 12008.3614 | 9645.6256 | 9026.9669 | 7168.4587 | 6059.4668 | 5941.039 | 6255.3448 | 5915.3777 | 6246.1402 | 6130.3921 | 5903.2499 | 6159.1068 | 5628.124 | 5055.82 | 4997.87 | 4417.9182
P5 |  |  |  |  | 8643.1856 | 7108.71 | 6846.2283 | 5108.279 | 4278.976 | 4328.9812 | 4758.4267 | 4540.2552 | 4874.944 | 4835.95 | 4400.2035 | 4969.44 | 4408.7772 | 4001.91 | 3651.3225 | 3180.348
P95 |  |  |  |  | 15362.9057 | 12758.87 | 11244.5728 | 9656.136 | 7979.2128 | 7680.0487 | 7677.3543 | 7033.1976 | 7514.976 | 7219.3825 | 7389.5481 | 7182.84 | 6664.2609 | 6249.76 | 6361.5825 | 5569.45
15970: New 2023JAN 18V50DF_NG_B #5
CAPACITYFACTOR - Net Generation Capacity Factor
MEAN |  |  |  |  | 0.28597 | 0.22479 | 0.20142 | 0.16267 | 0.13402 | 0.12791 | 0.13353 | 0.12297 | 0.12438 | 0.12138 | 0.11437 | 0.11618 | 0.10509 | 0.093271 | 0.091146 | 0.078882
P5 |  |  |  |  | 0.20455 | 0.16455 | 0.1499 | 0.11563 | 0.092832 | 0.092715 | 0.10359 | 0.096984 | 0.095059 | 0.097448 | 0.085906 | 0.096344 | 0.082225 | 0.073675 | 0.067129 | 0.057506
P95 |  |  |  |  | 0.36529 | 0.30002 | 0.25411 | 0.21418 | 0.18091 | 0.16418 | 0.16235 | 0.1441 | 0.14993 | 0.14424 | 0.1411 | 0.13675 | 0.12335 | 0.11553 | 0.1173 | 0.099736
CO2EMISSIONS - CO2 Emissions
MEAN |  |  |  |  | 9194.7383 | 7196.5868 | 6425.5926 | 5185.7199 | 4247.9045 | 4109.2465 | 4246.2038 | 3906.1773 | 3984.9369 | 3836.5379 | 3647.8195 | 3732.567 | 3357.9644 | 2990.1663 | 2909.4854 | 2507.6286
P5 |  |  |  |  | 6564.7212 | 5254.9198 | 4762.9761 | 3680.3805 | 2919.0144 | 2990.2401 | 3305.6326 | 3081.0554 | 3080.5957 | 3073.428 | 2747.9805 | 3064.4702 | 2625.8989 | 2369.7535 | 2146.5133 | 1812.8276
P95 |  |  |  |  | 11840.7365 | 9647.07 | 8148.9161 | 6833.7499 | 5764.0747 | 5258.9978 | 5182.1546 | 4612.904 | 4776.457 | 4597.0077 | 4502.6623 | 4402.1705 | 3945.4022 | 3687.738 | 3725.8585 | 3163.7327
FUELCONSUMED - Fuel Consumed
MEAN |  |  |  |  | 149877.8207 | 117318.4409 | 104740.1872 | 84534.2199 | 69251.2909 | 66978.1775 | 69215.2394 | 63672.4533 | 64962.1256 | 62532.6638 | 59466.9529 | 60841.4001 | 54738.2715 | 48746.1364 | 47422.4137 | 40875.4885
P5 |  |  |  |  | 107005.5892 | 85664.8745 | 77638.6755 | 59995.274 | 47587.1053 | 48739.0552 | 53883.4573 | 50222.5884 | 50219.6205 | 50094.5445 | 44797.7237 | 49951.2972 | 42804.8487 | 38632.0744 | 34986.5456 | 29549.9152
P95 |  |  |  |  | 193018.1438 | 157267.6426 | 132831.0368 | 111399.2558 | 93968.576 | 85718.3965 | 84471.7012 | 75192.4105 | 77865.4144 | 74927.7375 | 73402.6397 | 71756.0004 | 64314.1071 | 60118.0531 | 60728.6787 | 51570.2847
FUELCOST - Fuel Cost
MEAN |  |  |  |  | 245842.4367 | 204354.0137 | 191528.5111 | 159401.9663 | 136424.3705 | 133952.656 | 142175.4044 | 132738.8608 | 138491.3075 | 136626.7063 | 132596.211 | 138070.2378 | 126448.887 | 117593.1276 | 118313.8971 | 106049.2053
P5 |  |  |  |  | 120281.0819 | 107688.0592 | 99490.7353 | 87287.7565 | 70532.9109 | 73984.8952 | 82245.8368 | 78030.0785 | 81737.3728 | 89344.3819 | 81533.2251 | 82836.6879 | 78646.0401 | 73670.9039 | 72061.2299 | 57884.5265
P95 |  |  |  |  | 409034.4369 | 352868.7024 | 306328.626 | 273599.2678 | 232583.4424 | 203438.0099 | 218498.8268 | 178181.4891 | 197953.2299 | 190928.8786 | 208629.0537 | 185702.0478 | 180353.2106 | 168286.8454 | 185274.5345 | 161178.0468
NETPOS - Net Position (MWh)
MEAN |  |  |  |  | 17594.0272 | 13787.9293 | 12304.6824 | 9924.0435 | 8124.232 | 7852.0399 | 8108.6198 | 7453.1564 | 7675.1025 | 7382.8246 | 7015.0777 | 7172.074 | 6448.1331 | 5738.215 | 5578.4512 | 4804.924
P5 |  |  |  |  | 12566.7145 | 10069.7181 | 9121.085 | 7042.945 | 5582.72 | 5713.84 | 6312.495 | 5878.8 | 5933.32 | 5914.35 | 5284.62 | 5888.4 | 5042.39 | 4547.625 | 4115.58 | 3473.6
P95 |  |  |  |  | 22627.9394 | 18475.0278 | 15605.15 | 13078.1 | 11024 | 10049.05 | 9895.935 | 8801.64 | 9199.6 | 8846.25 | 8659.035 | 8458.8 | 7576.17 | 7076.875 | 7143.71 | 6062.1
NETREVENUE - Net Revenue $
MEAN |  |  |  |  | 86249.1612 | 84995.6427 | 79173.4591 | 66279.8214 | 49229.6427 | 57835.8641 | 59596.6057 | 56706.038 | 62310.8486 | 61848.148 | 61539.06 | 66118.2407 | 61889.7944 | 53948.8582 | 54015.0921 | 47307.4375
P5 |  |  |  |  | 19857.5746 | 24522.5123 | 28531.1588 | 31716.7961 | 20229.0477 | 26093.2205 | 28204.4969 | 27190.8484 | 33903.3043 | 34210.6432 | 35890.5519 | 35128.4889 | 29941.6814 | 28982.0685 | 25549.367 | 21969.1376
P95 |  |  |  |  | 170525.4177 | 161828.4883 | 137142.6091 | 122986.565 | 93426.5159 | 93644.2429 | 105227.6907 | 85727.574 | 94933.6067 | 90291.0383 | 100183.8128 | 99099.0897 | 90199.4354 | 80816.3141 | 84276.6092 | 78280.8056
STARTS - Number Starts
MEAN |  |  |  |  | 152.83 | 141.06 | 133.88 | 115.59 | 104.29 | 100.37 | 105.04 | 98.65 | 100.6 | 97.4 | 93.45 | 93.76 | 89.6 | 81.55 | 79.13 | 71.05
P5 |  |  |  |  | 125 | 115.5 | 114 | 92 | 86 | 78.5 | 84.5 | 78 | 80.5 | 71.5 | 72.5 | 76.5 | 70 | 61.5 | 59 | 52.5
P95 |  |  |  |  | 177 | 166 | 153.5 | 141 | 127 | 119 | 127.5 | 116.5 | 120.5 | 113 | 113.5 | 110 | 105 | 99.5 | 98 | 88
TOTALEMISSIONCOSTS - Emission Costs
MEAN | [6 empty] | 129333.8613 | 109324.7717 | 93345.2539 | 93979.783 | 100353.5113 | 96566.3648 | 102467.128 | 102728.3237 | 102017.1675 | 108290.2872 | 101801.7927 | 94333.3397 | 95838.2746 | 86015.9947
P5 | [6 empty] | 76734.7035 | 62356.6771 | 50317.6771 | 52511.1863 | 57304.308 | 54789.7816 | 55687.6552 | 60717.345 | 55812.4291 | 64757.847 | 58302.6018 | 57588.3885 | 49556.5438 | 44798.9287
P95 | [6 empty] | 188219.5588 | 166279.4852 | 146753.6483 | 148258.0519 | 148795.8236 | 137436.5648 | 143903.8263 | 152421.3035 | 153041.5789 | 156421.8535 | 146209.139 | 141354.0684 | 141915.5827 | 131046.3666
VOMCOSTS - VOM Costs
MEAN |  |  |  |  | 11963.9385 | 9651.5505 | 8736.3245 | 7145.3113 | 6011.9317 | 5889.0299 | 6243.6372 | 5813.462 | 6140.082 | 6053.9162 | 5822.5145 | 6096.2629 | 5609.8758 | 5049.6292 | 5020.6061 | 4420.5301
P5 |  |  |  |  | 8545.3658 | 7048.8027 | 6475.9703 | 5070.9204 | 4131.2128 | 4285.38 | 4860.6211 | 4585.464 | 4746.656 | 4849.767 | 4386.2346 | 5005.14 | 4386.8793 | 4001.91 | 3704.022 | 3195.712
P95 |  |  |  |  | 15386.9988 | 12932.5195 | 11079.6565 | 9416.232 | 8157.76 | 7536.7875 | 7619.87 | 6865.2792 | 7359.68 | 7253.925 | 7186.9991 | 7189.98 | 6591.2679 | 6227.65 | 6429.339 | 5577.132
15970: New 2023JAN 18V50DF_NG_B #6
CAPACITYFACTOR - Net Generation Capacity Factor
MEAN |  |  |  |  | 0.28595 | 0.22471 | 0.22371 | 0.16625 | 0.14377 | 0.13389 | 0.13682 | 0.12223 | 0.12511 | 0.12174 | 0.11383 | 0.11599 | 0.10448 | 0.092768 | 0.089909 | 0.079424
P5 |  |  |  |  | 0.20637 | 0.1641 | 0.18549 | 0.11972 | 0.10734 | 0.10111 | 0.10867 | 0.096485 | 0.09706 | 0.09788 | 0.087133 | 0.094807 | 0.082573 | 0.072852 | 0.066669 | 0.056587
P95 |  |  |  |  | 0.36235 | 0.29089 | 0.26737 | 0.22161 | 0.1877 | 0.16996 | 0.16801 | 0.14676 | 0.15128 | 0.14303 | 0.14299 | 0.1384 | 0.12498 | 0.11549 | 0.11446 | 0.10047
CO2EMISSIONS - CO2 Emissions
MEAN |  |  |  |  | 9190.9713 | 7188.9456 | 7145.3666 | 5292.0062 | 4559.6257 | 4306.4753 | 4355.3286 | 3879.9896 | 4012.4572 | 3842.0948 | 3628.519 | 3728.209 | 3342.4504 | 2972.6223 | 2874.0592 | 2524.6239
P5 |  |  |  |  | 6589.6855 | 5281.1332 | 5904.5745 | 3812.9713 | 3410.5921 | 3237.0895 | 3457.6656 | 3055.0183 | 3111.2701 | 3086.5623 | 2778.6109 | 3077.585 | 2639.0066 | 2313.0191 | 2142.1505 | 1804.1121
P95 |  |  |  |  | 11646.277 | 9274.661 | 8497.5328 | 6999.1527 | 6029.4396 | 5485.0043 | 5360.2504 | 4664.9782 | 4844.5476 | 4491.9332 | 4581.4261 | 4454.6294 | 3984.7252 | 3648.4603 | 3690.9559 | 3185.5215
FUELCONSUMED - Fuel Consumed
MEAN |  |  |  |  | 149819.253 | 117193.7851 | 116472.8745 | 86266.8564 | 74333.1016 | 70192.8745 | 70994.0403 | 63245.5787 | 65410.7753 | 62623.2332 | 59152.3128 | 60770.3356 | 54485.3731 | 48460.131 | 46844.9934 | 41152.5189
P5 |  |  |  |  | 107414.5272 | 86092.1989 | 96247.3904 | 62156.5274 | 55601.0291 | 52762.5019 | 56361.6715 | 49798.1722 | 50719.6736 | 50308.6237 | 45297.0614 | 50165.0688 | 43018.5168 | 37707.1813 | 34915.4347 | 29407.8483
P95 |  |  |  |  | 189851.2197 | 151197.4668 | 138513.648 | 114095.5435 | 98294.6765 | 89402.1623 | 87374.7521 | 76041.243 | 78975.5767 | 73215.1035 | 74686.6509 | 72611.0868 | 64955.1115 | 59477.7425 | 60159.7918 | 51925.452
FUELCOST - Fuel Cost
MEAN |  |  |  |  | 244816.748 | 204035.9659 | 209808.4727 | 162419.8764 | 144791.9023 | 139595.3061 | 145657.613 | 132118.404 | 139498.0755 | 136723.6189 | 131989.9907 | 137920.608 | 125824.9769 | 117112.9287 | 117043.1357 | 106664.7383
P5 |  |  |  |  | 123117.2464 | 108839.8502 | 118587.3117 | 90902.544 | 82866.0898 | 79506.7853 | 87991.3467 | 75925.8734 | 82256.2548 | 90041.1934 | 79314.9471 | 83467.7703 | 76106.9926 | 73962.609 | 69159.7073 | 59247.2298
P95 |  |  |  |  | 400618.5123 | 348685.6049 | 319922.5614 | 278153.8669 | 230469.7039 | 205624.4519 | 222959.3037 | 182912.0538 | 197539.9457 | 187050.7661 | 206627.7331 | 188847.3549 | 181391.8194 | 171417.7393 | 177800.5191 | 158927.2633
NETPOS - Net Position (MWh)
MEAN |  |  |  |  | 17579.4034 | 13773.2572 | 13683.0076 | 10127.3636 | 8720.4402 | 8228.9264 | 8316.9745 | 7403.1934 | 7728.0904 | 7393.5258 | 6977.969 | 7163.7706 | 6418.35 | 5704.5475 | 5510.5274 | 4837.489
P5 |  |  |  |  | 12610.9655 | 10120.8138 | 11307.2191 | 7297.08 | 6522.88 | 6185.3558 | 6602.82 | 5829.12 | 5992.4 | 5939.625 | 5343.525 | 5913.6 | 5067.56 | 4438.75 | 4107.215 | 3456.9
P95 |  |  |  |  | 22239.3168 | 17760.945 | 16272.75 | 13394.64 | 11531.52 | 10480.91 | 10236.03 | 8901 | 9330.35 | 8644.05 | 8810.505 | 8559.6 | 7651.68 | 7001.5 | 7076.79 | 6103.85
NETREVENUE - Net Revenue $
MEAN |  |  |  |  | 83279.0391 | 85258.9473 | 72765.7701 | 65862.4668 | 46525.0601 | 55778.2073 | 58592.0045 | 56971.7625 | 62336.6803 | 61626.9096 | 61499.5924 | 65787.6939 | 61967.1398 | 53840.1501 | 54245.5259 | 46987.9355
P5 |  |  |  |  | 13966.6486 | 25647.2186 | 17901.1182 | 29658.0901 | 16330.2842 | 24814.877 | 27400.8286 | 26963.6047 | 33669.1904 | 35195.9338 | 33503.7358 | 34620.5145 | 31140.3931 | 29847.3978 | 26858.8955 | 23687.8937
P95 |  |  |  |  | 167105.2163 | 157777.0875 | 135217.5928 | 118422.3906 | 91946.0079 | 90152.2004 | 104319.5535 | 86089.1341 | 93259.5274 | 91721.7603 | 101637.5945 | 100156.1627 | 90434.5077 | 83382.3313 | 86323.4154 | 76576.0121
STARTS - Number Starts
MEAN |  |  |  |  | 155.37 | 141.31 | 143.88 | 117.75 | 109.76 | 104.79 | 106.59 | 97.11 | 101.36 | 97.63 | 93.46 | 92.77 | 89.49 | 81.13 | 79.81 | 71.5
P5 |  |  |  |  | 129.5 | 114.5 | 125.5 | 96 | 93 | 85 | 90 | 79.5 | 81.5 | 76 | 72.5 | 72 | 68 | 63 | 58 | 53
P95 |  |  |  |  | 180.5 | 167.5 | 164 | 142.5 | 131.5 | 126 | 129 | 115.5 | 119 | 112.5 | 118.5 | 112.5 | 108 | 97.5 | 99.5 | 89
TOTALEMISSIONCOSTS - Emission Costs
MEAN | [6 empty] | 143509.0974 | 111520.3441 | 99833.8966 | 98245.3937 | 103013.9182 | 96058.2954 | 103129.3177 | 102757.9649 | 101466.0654 | 108235.3465 | 101266.3442 | 93790.8884 | 94579.441 | 86675.7895
P5 | [6 empty] | 86419.8536 | 62606.2543 | 56272.1792 | 53941.0533 | 56619.2606 | 54207.781 | 55289.428 | 61796.8867 | 52114.1986 | 69304.1738 | 59124.1406 | 55639.5404 | 49138.5347 | 45261.8668
P95 | [6 empty] | 200996.0971 | 166403.9169 | 152072.716 | 150281.1524 | 152769.9831 | 136262.684 | 143836.3026 | 149063.0098 | 154681.8932 | 159354.0052 | 143253.3031 | 142418.9432 | 139932.0006 | 135597.7152
VOMCOSTS - VOM Costs
MEAN |  |  |  |  | 11953.9943 | 9641.2801 | 9714.9354 | 7291.7018 | 6453.1257 | 6171.6948 | 6404.0704 | 5774.4908 | 6182.4723 | 6062.6912 | 5791.7143 | 6089.205 | 5583.9645 | 5020.0018 | 4959.4747 | 4450.4899
P5 |  |  |  |  | 8575.4565 | 7084.5697 | 8028.1256 | 5253.8976 | 4826.9312 | 4639.0169 | 5084.1714 | 4546.7136 | 4793.92 | 4870.4925 | 4435.1258 | 5026.56 | 4408.7772 | 3906.1 | 3696.4935 | 3180.348
P95 |  |  |  |  | 15122.7354 | 12432.6615 | 11553.6525 | 9644.1408 | 8533.3248 | 7860.6825 | 7881.7431 | 6942.78 | 7464.28 | 7088.121 | 7312.7191 | 7275.66 | 6656.9616 | 6161.32 | 6369.111 | 5615.542
15970: New 2023JAN 18V50DF_NG_B #7
CAPACITYFACTOR - Net Generation Capacity Factor
MEAN |  |  |  |  | 0.2867 | 0.22468 | 0.21653 | 0.16349 | 0.13746 | 0.13037 | 0.13364 | 0.12474 | 0.12655 | 0.12257 | 0.11596 | 0.11641 | 0.10544 | 0.093196 | 0.090817 | 0.07869
P5 |  |  |  |  | 0.20099 | 0.16547 | 0.17235 | 0.11504 | 0.10014 | 0.097603 | 0.10569 | 0.096092 | 0.10008 | 0.1006 | 0.089982 | 0.095857 | 0.083137 | 0.07376 | 0.067004 | 0.057047
P95 |  |  |  |  | 0.36287 | 0.2935 | 0.26502 | 0.2151 | 0.18132 | 0.17124 | 0.16543 | 0.1494 | 0.15016 | 0.14448 | 0.14273 | 0.13721 | 0.125 | 0.11138 | 0.11463 | 0.097985
CO2EMISSIONS - CO2 Emissions
MEAN |  |  |  |  | 9209.0179 | 7189.4011 | 6913.3952 | 5210.6057 | 4360.1307 | 4193.4907 | 4252.1534 | 3963.8061 | 4056.4019 | 3870.6467 | 3695.9156 | 3740.3687 | 3372.9409 | 2983.0963 | 2903.0284 | 2498.303
P5 |  |  |  |  | 6509.7205 | 5275.7945 | 5451.8253 | 3647.5684 | 3180.0291 | 3155.3987 | 3353.4144 | 3015.9626 | 3216.4398 | 3156.6119 | 2852.9989 | 3073.2134 | 2639.0066 | 2356.6609 | 2137.7877 | 1808.4698
P95 |  |  |  |  | 11601.4975 | 9433.2588 | 8473.731 | 6877.2769 | 5764.0747 | 5537.1596 | 5251.6554 | 4743.0895 | 4833.4239 | 4592.6296 | 4559.5473 | 4419.6568 | 4019.6789 | 3578.6333 | 3642.9647 | 3111.4396
FUELCONSUMED - Fuel Consumed
MEAN |  |  |  |  | 150111.9497 | 117201.0582 | 112691.5998 | 84939.8922 | 71080.8577 | 68351.3197 | 69312.2245 | 64611.828 | 66127.1407 | 63088.6137 | 60251.0178 | 60968.5462 | 54982.4125 | 48630.8805 | 47317.1696 | 40723.4769
P5 |  |  |  |  | 106109.93 | 86004.5718 | 88867.5356 | 59460.2397 | 51842.2861 | 51431.0379 | 54662.3246 | 49161.5478 | 52434.1414 | 51450.3798 | 46509.7387 | 50093.8116 | 43018.5168 | 38418.6375 | 34844.3239 | 29478.8818
P95 |  |  |  |  | 189112.5732 | 153779.2527 | 138125.82 | 112108.8052 | 93968.576 | 90252.2621 | 85604.5991 | 77314.4917 | 78794.0845 | 74856.3777 | 74329.9811 | 72041.0292 | 65524.8932 | 58339.4125 | 59377.5723 | 50717.8833
FUELCOST - Fuel Cost
MEAN |  |  |  |  | 245845.2068 | 203973.0249 | 204163.965 | 160219.795 | 139351.6606 | 136555.4661 | 142399.2699 | 134758.6594 | 140857.1316 | 137724.278 | 134189.7147 | 138374.7345 | 126877.8827 | 117530.2967 | 118059.1872 | 105559.6232
P5 |  |  |  |  | 124025.135 | 105465.8679 | 111785.4213 | 88076.1221 | 74221.0213 | 76479.0221 | 84593.1332 | 76991.9082 | 86129.0259 | 93199.1123 | 81722.9153 | 82021.3874 | 77068.0325 | 73548.8158 | 71369.629 | 60331.4793
P95 |  |  |  |  | 395677.7005 | 346931.9876 | 313770.5383 | 275494.2819 | 232730.0768 | 214777.6046 | 221870.0335 | 184655.906 | 193459.9567 | 190134.7946 | 205483.0311 | 186249.7448 | 180360.2482 | 174146.3154 | 180545.5153 | 160166.3966
NETPOS - Net Position (MWh)
MEAN |  |  |  |  | 17617.935 | 13774.5059 | 13238.8231 | 9971.6665 | 8338.8665 | 8012.9854 | 8119.9726 | 7563.1148 | 7812.7364 | 7448.4539 | 7107.5637 | 7187.1198 | 6476.8981 | 5724.6475 | 5566.071 | 4787.055
P5 |  |  |  |  | 12461.5721 | 10108.7004 | 10439.45 | 6980.54 | 6081.92 | 6029.43 | 6403.74 | 5754.6 | 6194.96 | 6074.425 | 5486.58 | 5905.2 | 5067.56 | 4522.5 | 4098.85 | 3465.25
P95 |  |  |  |  | 22181.1465 | 18069.4468 | 16226.78 | 13161.4 | 11024 | 10580.57 | 10028.655 | 9050.04 | 9309.32 | 8837.825 | 8768.43 | 8492.4 | 7718.8 | 6867.5 | 6984.775 | 5961.9
NETREVENUE - Net Revenue $
MEAN |  |  |  |  | 83611.3701 | 85348.7224 | 74978.6495 | 66362.1384 | 48129.4714 | 57428.9132 | 59140.7404 | 56858.5329 | 62109.7704 | 61871.5766 | 60884.261 | 65799.3773 | 61742.0964 | 53343.9151 | 54124.5332 | 46732.3383
P5 |  |  |  |  | 17611.0316 | 28578.827 | 21752.9675 | 32111.6287 | 18742.4105 | 25423.502 | 28337.2035 | 25852.0791 | 33615.0456 | 35472.3719 | 33913.5715 | 34899.7949 | 30442.1015 | 29025.7575 | 26932.7362 | 21260.7888
P95 |  |  |  |  | 162489.8797 | 163250.3951 | 139047.2399 | 123177.5265 | 91132.954 | 96958.5788 | 103265.8758 | 87447.3037 | 93983.9832 | 92755.4915 | 100165.3333 | 95965.1008 | 89187.0712 | 81928.9294 | 84284.3115 | 74920.5026
STARTS - Number Starts
MEAN |  |  |  |  | 153.85 | 140.28 | 141.88 | 115.1 | 105.37 | 101.69 | 105.14 | 98.48 | 100.7 | 97.48 | 94.75 | 92.52 | 89.4 | 80.97 | 79.82 | 71.43
P5 |  |  |  |  | 125 | 116.5 | 123.5 | 94 | 87.5 | 82 | 85 | 81 | 81 | 76.5 | 75 | 74.5 | 68 | 60 | 61.5 | 55
P95 |  |  |  |  | 179.5 | 169.5 | 163 | 136 | 125 | 120 | 126 | 117.5 | 118.5 | 114.5 | 113 | 111 | 106 | 99 | 98 | 89
TOTALEMISSIONCOSTS - Emission Costs
MEAN | [6 empty] | 138824.0059 | 109871.5974 | 95548.4837 | 95914.2459 | 100533.9888 | 98254.5153 | 104219.0724 | 103665.1327 | 103342.487 | 108478.475 | 102251.275 | 93991.9993 | 95701.6911 | 85711.9948
P5 | [6 empty] | 85380.9266 | 61557.2402 | 52072.1388 | 51778.7284 | 55580.142 | 52180.4669 | 58262.0299 | 62586.6904 | 57373.8763 | 68862.4385 | 59506.0251 | 55757.7934 | 48523.3924 | 46303.9802
P95 | [6 empty] | 196943.7285 | 166439.419 | 145445.7297 | 155776.9228 | 147834.8036 | 141415.1774 | 148886.219 | 156240.7072 | 157256.7698 | 156757.5623 | 144282.3705 | 139922.8998 | 143505.7539 | 131866.5685
VOMCOSTS - VOM Costs
MEAN |  |  |  |  | 11980.1958 | 9642.1541 | 9399.5644 | 7179.5999 | 6170.7612 | 6009.7391 | 6252.3789 | 5899.2295 | 6250.1891 | 6107.7322 | 5899.2779 | 6109.0518 | 5634.9014 | 5037.6898 | 5009.4639 | 4404.0906
P5 |  |  |  |  | 8473.869 | 7076.0903 | 7412.0095 | 5025.9888 | 4500.6208 | 4522.0725 | 4930.8798 | 4488.588 | 4955.968 | 4981.0285 | 4553.8614 | 5019.42 | 4408.7772 | 3979.8 | 3688.965 | 3188.03
P95 |  |  |  |  | 15083.1796 | 12648.6128 | 11521.0138 | 9476.208 | 8157.76 | 7935.4275 | 7722.0643 | 7059.0312 | 7447.456 | 7247.0165 | 7277.7969 | 7218.54 | 6715.356 | 6043.4 | 6286.2975 | 5484.948
15970: New 2023JAN 18V50DF_NG_B #8
CAPACITYFACTOR - Net Generation Capacity Factor
MEAN |  |  |  |  | 0.28588 | 0.22435 | 0.22639 | 0.17166 | 0.15411 | 0.14322 | 0.14491 | 0.12174 | 0.12404 | 0.12292 | 0.11359 | 0.11619 | 0.10566 | 0.093822 | 0.091019 | 0.079225
P5 |  |  |  |  | 0.20736 | 0.165 | 0.18107 | 0.12508 | 0.12128 | 0.11287 | 0.11786 | 0.091877 | 0.094132 | 0.10025 | 0.085338 | 0.095633 | 0.083106 | 0.073445 | 0.06578 | 0.055316
P95 |  |  |  |  | 0.36121 | 0.29246 | 0.27122 | 0.22285 | 0.19307 | 0.18127 | 0.17375 | 0.14183 | 0.15095 | 0.14539 | 0.14163 | 0.13679 | 0.12484 | 0.11792 | 0.11539 | 0.099783
CO2EMISSIONS - CO2 Emissions
MEAN |  |  |  |  | 9195.7715 | 7169.2499 | 7218.9564 | 5474.5673 | 4885.4374 | 4610.1251 | 4603.54 | 3866.0802 | 3979.7089 | 3878.0423 | 3622.265 | 3734.013 | 3377.0546 | 3004.0512 | 2906.4314 | 2517.6515
P5 |  |  |  |  | 6689.387 | 5232.5813 | 5766.7952 | 3976.3645 | 3832.5659 | 3646.5282 | 3731.3251 | 2916.1538 | 2979.808 | 3147.8557 | 2704.2228 | 3081.9565 | 2665.2219 | 2347.9326 | 2120.3363 | 1764.8922
P95 |  |  |  |  | 11693.2288 | 9293.129 | 8719.776 | 7051.3852 | 6120.7948 | 5828.3603 | 5516.6273 | 4539.1323 | 4837.806 | 4597.0077 | 4546.42 | 4393.4274 | 3984.7252 | 3770.6575 | 3695.3187 | 3168.0905
FUELCONSUMED - Fuel Consumed
MEAN |  |  |  |  | 149900.2211 | 116872.699 | 117672.3844 | 89242.8192 | 79644.6594 | 75142.2003 | 75040.0156 | 63018.8523 | 64876.8918 | 63209.1542 | 59050.3626 | 60864.9727 | 55049.457 | 48972.4958 | 47372.636 | 41038.8654
P5 |  |  |  |  | 109043.2268 | 85300.4186 | 94001.063 | 64820.2099 | 62480.2381 | 59436.1444 | 60822.4571 | 47534.6189 | 48576.5888 | 51307.6603 | 44084.3842 | 50236.326 | 43445.8531 | 38276.3463 | 34559.8804 | 28768.5472
P95 |  |  |  |  | 190622.8483 | 151502.5459 | 142136.3126 | 114947.0028 | 99783.9898 | 94998.6527 | 89923.7724 | 73989.8978 | 78865.5206 | 74927.7375 | 74115.9792 | 71613.486 | 64955.1115 | 61469.82 | 60230.9027 | 51641.3181
FUELCOST - Fuel Cost
MEAN |  |  |  |  | 244241.7621 | 203523.8095 | 212173.8405 | 167258.6558 | 154172.7906 | 148292.199 | 153188.2707 | 131395.7184 | 138495.7323 | 138091.7636 | 131659.4223 | 138324.594 | 127102.0854 | 118304.9862 | 118417.1612 | 106359.5161
P5 |  |  |  |  | 125623.2126 | 105721.4802 | 117404.9147 | 93009.1529 | 92575.5134 | 88214.7233 | 96408.5196 | 76051.0908 | 83855.0775 | 90327.6187 | 80536.2545 | 84388.7717 | 76667.7329 | 74855.7943 | 69448.7369 | 60470.1172
P95 |  |  |  |  | 401500.7897 | 341790.9735 | 328032.7819 | 282724.9876 | 241900.269 | 219940.2118 | 235703.0831 | 177401.4839 | 197553.7852 | 189311.2643 | 203370.6222 | 188523.0282 | 180533.0975 | 176626.8387 | 184763.4919 | 162064.9902
NETPOS - Net Position (MWh)
MEAN |  |  |  |  | 17581.4996 | 13735.6303 | 13823.9041 | 10476.7754 | 9343.5121 | 8809.1027 | 8790.9479 | 7376.6492 | 7665.0392 | 7462.6936 | 6965.9341 | 7174.8446 | 6484.7988 | 5764.8448 | 5572.5957 | 4824.129
P5 |  |  |  |  | 12791.8806 | 10027.6475 | 11042.8514 | 7609.385 | 7329.92 | 6967.895 | 7125.405 | 5564.16 | 5739.2 | 6057.575 | 5200.47 | 5922 | 5117.9 | 4505.75 | 4065.39 | 3381.75
P95 |  |  |  |  | 22311.4719 | 17791.4686 | 16698.345 | 13494.6 | 11706.24 | 11137.005 | 10534.65 | 8660.88 | 9317.76 | 8846.25 | 8743.185 | 8442 | 7651.68 | 7236 | 7085.155 | 6070.45
NETREVENUE - Net Revenue $
MEAN |  |  |  |  | 79814.8111 | 84931.1226 | 71755.4747 | 64403.1056 | 43085.8802 | 53355.3613 | 55982.3046 | 57193.8289 | 62214.4615 | 61561.6865 | 60731.0966 | 65583.9102 | 61989.9041 | 53675.001 | 54098.6492 | 46779.6815
P5 |  |  |  |  | 16005.1929 | 26735.3735 | 18819.3652 | 29046.8498 | 12431.7896 | 21307.2732 | 23733.6757 | 26407.4003 | 35124.936 | 36101.8975 | 35078.9676 | 34973.184 | 32078.2313 | 28580.4037 | 26981.2844 | 22628.924
P95 |  |  |  |  | 163338.405 | 161386.9375 | 136761.9167 | 122171.8585 | 89291.7264 | 93387.9802 | 99344.8174 | 89935.9863 | 96734.2448 | 91566.8712 | 103475.323 | 99219.5992 | 90694.9184 | 83458.0072 | 84052.2717 | 77929.9329
STARTS - Number Starts
MEAN |  |  |  |  | 156.34 | 141.41 | 146.66 | 120.39 | 116.14 | 110.49 | 111.42 | 97.92 | 100.9 | 98.03 | 94.43 | 93.46 | 89.95 | 81.04 | 79.77 | 71.9
P5 |  |  |  |  | 131 | 121 | 128 | 98 | 98.5 | 91 | 94 | 78.5 | 80 | 77.5 | 74.5 | 73 | 67.5 | 61 | 59.5 | 52.5
P95 |  |  |  |  | 186 | 169.5 | 166 | 142.5 | 138 | 127.5 | 133 | 115 | 122.5 | 114 | 116 | 111.5 | 107 | 96 | 101 | 87
TOTALEMISSIONCOSTS - Emission Costs
MEAN | [6 empty] | 145131.9728 | 115287.164 | 106823.1366 | 105227.907 | 108858.7711 | 95603.8973 | 102315.7273 | 103854.2446 | 101261.6994 | 108416.7865 | 102368.4618 | 94807.5424 | 95783.047 | 86434.3762
P5 | [6 empty] | 86431.4331 | 66667.9534 | 62573.1271 | 60349.7606 | 61855.6031 | 55760.6073 | 57996.0002 | 62304.1253 | 52971.4615 | 67793.7704 | 59550.1136 | 57202.2009 | 48231.0133 | 42278.7522
P95 | [6 empty] | 200459.0568 | 169584.9503 | 164947.7798 | 158898.6278 | 159546.4086 | 135318.403 | 148486.9859 | 156811.7694 | 151246.3134 | 158177.9457 | 148629.5346 | 141218.6025 | 142992.6422 | 136636.0576
VOMCOSTS - VOM Costs
MEAN |  |  |  |  | 11955.4198 | 9614.9412 | 9814.9719 | 7543.2783 | 6914.199 | 6606.827 | 6769.0299 | 5753.7864 | 6132.0314 | 6119.4088 | 5781.7253 | 6098.6179 | 5641.775 | 5073.0634 | 5015.3361 | 4438.1987
P5 |  |  |  |  | 8698.4788 | 7019.3533 | 7840.4245 | 5478.7572 | 5424.1408 | 5225.9213 | 5486.5619 | 4340.0448 | 4591.36 | 4967.2115 | 4316.3901 | 5033.7 | 4452.573 | 3965.06 | 3658.851 | 3111.21
P95 |  |  |  |  | 15171.8009 | 12454.0281 | 11855.825 | 9716.112 | 8662.6176 | 8352.7537 | 8111.6805 | 6755.4864 | 7454.208 | 7253.925 | 7256.8435 | 7175.7 | 6656.9616 | 6367.68 | 6376.6395 | 5584.814
15970: New 2023JAN 18V50DF_NG_B #9
CAPACITYFACTOR - Net Generation Capacity Factor
MEAN |  |  |  |  | 0.29 | 0.22343 | 0.22639 | 0.18015 | 0.15987 | 0.15295 | 0.15874 | 0.12373 | 0.12595 | 0.12413 | 0.11636 | 0.1175 | 0.10712 | 0.095444 | 0.091488 | 0.07954
P5 |  |  |  |  | 0.21437 | 0.16538 | 0.18031 | 0.13858 | 0.1262 | 0.1209 | 0.13291 | 0.096618 | 0.098223 | 0.099529 | 0.089301 | 0.095531 | 0.084309 | 0.074263 | 0.067811 | 0.057249
P95 |  |  |  |  | 0.36289 | 0.29303 | 0.27421 | 0.22552 | 0.19843 | 0.18405 | 0.18568 | 0.14726 | 0.15063 | 0.14822 | 0.14427 | 0.13783 | 0.12663 | 0.11965 | 0.11628 | 0.099842
CO2EMISSIONS - CO2 Emissions
MEAN |  |  |  |  | 9326.4626 | 7139.9552 | 7226.554 | 5743.3216 | 5067.2756 | 4919.083 | 5047.0822 | 3927.4269 | 4041.9882 | 3916.711 | 3711.7626 | 3773.1084 | 3428.2618 | 3057.7239 | 2919.4326 | 2525.1468
P5 |  |  |  |  | 6862.3385 | 5227.8708 | 5737.0897 | 4426.7029 | 3984.8244 | 3922.6842 | 4239.5498 | 3050.6788 | 3163.855 | 3130.3433 | 2852.9989 | 3068.8418 | 2687.068 | 2400.3028 | 2150.8762 | 1812.8276
P95 |  |  |  |  | 11730.772 | 9364.9258 | 8697.9875 | 7208.0827 | 6262.3446 | 5950.0562 | 5949.0005 | 4669.3177 | 4842.188 | 4684.5697 | 4594.5534 | 4450.2578 | 4080.8479 | 3827.3919 | 3699.6815 | 3163.7327
FUELCONSUMED - Fuel Consumed
MEAN |  |  |  |  | 152035.7773 | 116395.0939 | 117796.2533 | 93623.8698 | 82609.0526 | 80178.0181 | 82269.9717 | 64018.8417 | 65892.1737 | 63839.4331 | 60509.3548 | 61502.2048 | 55884.1872 | 49847.4707 | 47584.5464 | 41161.0429
P5 |  |  |  |  | 111870.8065 | 85223.9465 | 93517.322 | 72161.174 | 64962.4269 | 63937.4774 | 69106.7731 | 49727.4361 | 51576.9075 | 51022.2213 | 46509.7387 | 50022.5544 | 43801.9667 | 39130.0938 | 35057.6564 | 29549.9152
P95 |  |  |  |  | 191264.7892 | 152666.7525 | 141781.1494 | 117501.3806 | 102091.751 | 96982.2189 | 96971.8222 | 76111.979 | 78936.9568 | 76354.9325 | 74900.6527 | 72539.8296 | 66522.0111 | 62394.7131 | 60302.0135 | 51570.2847
FUELCOST - Fuel Cost
MEAN |  |  |  |  | 247666.5087 | 202616.7565 | 212222.3109 | 174346.522 | 159234.3328 | 157692.2871 | 166576.372 | 133504.8268 | 140756.4722 | 139414.1036 | 135010.4312 | 139691.8965 | 129197.3322 | 120223.5547 | 118801.6241 | 106720.0254
P5 |  |  |  |  | 121460.7604 | 106965.9745 | 115708.7527 | 102439.4865 | 100633.0772 | 94378.5521 | 109146.6492 | 77436.2364 | 85925.7027 | 91532.2164 | 81744.4879 | 82889.9262 | 74345.2906 | 74039.7687 | 68945.935 | 60270.4193
P95 |  |  |  |  | 397732.4814 | 347183.8143 | 328333.9295 | 282680.2101 | 242279.0825 | 228537.326 | 241170.5698 | 179837.9157 | 198276.0099 | 193406.9745 | 206929.2516 | 188560.6541 | 186755.5251 | 176110.8507 | 185740.5016 | 164007.2161
NETPOS - Net Position (MWh)
MEAN |  |  |  |  | 17818.949 | 13679.386 | 13838.4059 | 10991.1417 | 9691.3176 | 9399.4734 | 9637.9518 | 7493.6654 | 7784.9674 | 7537.082 | 7138.0572 | 7250.0372 | 6583.1296 | 5867.86 | 5597.5234 | 4838.491
P5 |  |  |  |  | 13103.776 | 10018.5518 | 10986.12 | 8471.61 | 7621.12 | 7495.195 | 8095.92 | 5820.84 | 6093.68 | 6023.875 | 5486.58 | 5896.8 | 5159.85 | 4606.25 | 4123.945 | 3473.6
P95 |  |  |  |  | 22301.7949 | 17938.7616 | 16656.62 | 13794.48 | 11976.57 | 11369.545 | 11359.93 | 8909.28 | 9326.2 | 9014.75 | 8835.75 | 8551.2 | 7836.26 | 7344.875 | 7093.52 | 6062.1
NETREVENUE - Net Revenue $
MEAN |  |  |  |  | 75152.8912 | 85725.9081 | 72048.5293 | 61350.1693 | 41098.6437 | 50864.3152 | 51611.0678 | 56847.9305 | 62273.5066 | 61403.5751 | 60740.6968 | 65595.8798 | 61295.1377 | 53202.7984 | 53580.4961 | 46803.2312
P5 |  |  |  |  | 15078.3789 | 27084.4585 | 19085.6763 | 23959.2447 | 8759.3348 | 17455.6917 | 17089.5952 | 28261.5939 | 34976.9825 | 35745.8999 | 34482.6006 | 36162.4041 | 31959.2876 | 28611.9957 | 26287.2284 | 21878.4462
P95 |  |  |  |  | 158190.9296 | 159715.3148 | 135255.2608 | 114791.3109 | 87769.1042 | 94639.5684 | 98986.8488 | 88393.6951 | 91944.3872 | 91208.2493 | 99229.2496 | 98052.8648 | 89162.0951 | 82098.885 | 81857.5717 | 75379.3999
STARTS - Number Starts
MEAN |  |  |  |  | 159.49 | 140.24 | 147.2 | 125.82 | 118.84 | 115.68 | 120.31 | 98.94 | 101.86 | 98.82 | 95.33 | 93.92 | 90.32 | 81.96 | 80.78 | 72
P5 |  |  |  |  | 131.5 | 117 | 128 | 103.5 | 99.5 | 95.5 | 100.5 | 80.5 | 80 | 79 | 73.5 | 75.5 | 70 | 63 | 58.5 | 54
P95 |  |  |  |  | 185.5 | 164 | 168.5 | 150 | 139 | 139.5 | 137 | 117.5 | 120 | 115.5 | 114.5 | 111 | 108.5 | 98.5 | 102.5 | 89
TOTALEMISSIONCOSTS - Emission Costs
MEAN | [6 empty] | 145448.3415 | 120755.7675 | 110772.5462 | 112263.3169 | 119386.7896 | 97278.5867 | 104067.3606 | 104977.7811 | 103744.996 | 109805.6697 | 104163.8488 | 96566.14 | 96188.5655 | 86677.1378
P5 | [6 empty] | 86751.7055 | 67867.536 | 64566.2994 | 64793.5126 | 68572.0312 | 54987.3021 | 56646.9005 | 62446.9185 | 56194.5965 | 68355.6456 | 57473.0358 | 57721.5807 | 49540.1454 | 45718.4026
P95 | [6 empty] | 209313.1822 | 173304.5403 | 167622.215 | 165464.4563 | 168434.843 | 144625.9224 | 154255.0224 | 155515.4197 | 158563.2051 | 162888.6805 | 159528.5834 | 148125.806 | 144267.6359 | 129934.5576
VOMCOSTS - VOM Costs
MEAN |  |  |  |  | 12116.8853 | 9575.5702 | 9825.2682 | 7913.622 | 7171.575 | 7049.605 | 7421.2229 | 5845.059 | 6227.9739 | 6180.4072 | 5924.5875 | 6162.5316 | 5727.3228 | 5163.7168 | 5037.7711 | 4451.4117
P5 |  |  |  |  | 8910.5677 | 7012.9863 | 7800.1452 | 6099.5592 | 5639.6288 | 5621.3962 | 6233.8584 | 4540.2552 | 4874.944 | 4939.5775 | 4553.8614 | 5012.28 | 4489.0695 | 4053.5 | 3711.5505 | 3195.712
P95 |  |  |  |  | 15165.2205 | 12557.1331 | 11826.2002 | 9932.0256 | 8862.6618 | 8527.1588 | 8747.1461 | 6949.2384 | 7460.96 | 7392.095 | 7333.6725 | 7268.52 | 6817.5462 | 6463.49 | 6384.168 | 5577.132
15970: New 2023JAN J920_A #1
CAPACITYFACTOR - Net Generation Capacity Factor
MEAN |  |  |  |  | 0.71488 | 0.5551 | 0.46674 | 0.39563 | 0.3607 | 0.34968 | 0.35364 | 0.30059 | 0.33174 | 0.32377 | 0.312 | 0.30579 | 0.24844 | 0.23145 | 0.22307 | 0.19667
P5 |  |  |  |  | 0.68927 | 0.51771 | 0.42469 | 0.34981 | 0.31987 | 0.30853 | 0.31746 | 0.25791 | 0.28813 | 0.27982 | 0.27453 | 0.27585 | 0.21269 | 0.19466 | 0.18674 | 0.16007
P95 |  |  |  |  | 0.74417 | 0.59129 | 0.51035 | 0.44519 | 0.39996 | 0.39262 | 0.39703 | 0.33923 | 0.37348 | 0.36971 | 0.34899 | 0.3467 | 0.28688 | 0.27375 | 0.25594 | 0.22941
CO2EMISSIONS - CO2 Emissions
MEAN |  |  |  |  | 11716.5385 | 9030.8464 | 7465.2063 | 6316.2708 | 5722.493 | 5639.9544 | 5631.1487 | 4780.0096 | 5329.1459 | 5120.2842 | 4978.0306 | 4932.8058 | 3980.6922 | 3704.3797 | 3566.8816 | 3130.8734
P5 |  |  |  |  | 11280.409 | 8408.4497 | 6778.1456 | 5640.509 | 5054.0775 | 4987.6277 | 5025.3194 | 4109.1874 | 4659.1013 | 4451.1234 | 4381.617 | 4440.8093 | 3434.2845 | 3111.9392 | 3009.2144 | 2533.8261
P95 |  |  |  |  | 12234.499 | 9586.3443 | 8186.6319 | 7127.5054 | 6335.6124 | 6331.1015 | 6279.4244 | 5369.0069 | 5988.2031 | 5897.0917 | 5576.1153 | 5605.2471 | 4588.9119 | 4344.077 | 4136.3895 | 3642.8442
FUELCONSUMED - Fuel Consumed
MEAN |  |  |  |  | 198408.9138 | 152917.7558 | 126403.57 | 106930.0145 | 96881.7399 | 95485.901 | 95341.2096 | 80931.7035 | 90238.6453 | 86684.472 | 84282.8555 | 83516.7687 | 67393.7227 | 62714.7614 | 60391.5633 | 53008.7617
P5 |  |  |  |  | 191026.3001 | 142378.3894 | 114769.931 | 95488.7267 | 85565.9249 | 84441.7692 | 85083.5193 | 69573.7904 | 78892.7198 | 75355.804 | 74185.0962 | 75187.1974 | 58143.002 | 52684.7661 | 50949.6484 | 42900.0944
P95 |  |  |  |  | 207175.9902 | 162322.2157 | 138619.0506 | 120663.2407 | 107260.934 | 107186.6725 | 106317.1032 | 90903.7457 | 101398.1538 | 99833.1308 | 94408.9107 | 94901.0612 | 77690.9502 | 73544.8058 | 70033.9959 | 61676.9442
FUELCOST - Fuel Cost
MEAN |  |  |  |  | 298030.1911 | 247639.6234 | 219106.8661 | 192596.1158 | 181518.8727 | 183215.7712 | 189445.9457 | 164869.5726 | 187574.4966 | 184080.3708 | 183013.9378 | 185846.4902 | 151134.7646 | 146995.7819 | 146255.8256 | 132470.1287
P5 |  |  |  |  | 198116.2028 | 178531.7863 | 150199.2433 | 133891.0296 | 130916.47 | 124654.9567 | 140166.2993 | 121012.5493 | 137743.1156 | 145842.4155 | 136633.2261 | 143794.786 | 113276.1706 | 107179.301 | 106272.8999 | 90141.3164
P95 |  |  |  |  | 394543.7914 | 346811.7135 | 299812.0524 | 273214.3353 | 256967.4822 | 244047.645 | 255062.8017 | 204975.4839 | 237796.0895 | 228387.317 | 251251.4828 | 225012.0434 | 197122.7421 | 193110.0682 | 192662.0808 | 175493.3755
NETPOS - Net Position (MWh)
MEAN |  |  |  |  | 23881.6129 | 18457.4442 | 15502.0909 | 13103.2702 | 11867.0826 | 11687.191 | 11661.6065 | 9893.0291 | 11132.2299 | 10686.3303 | 10382.5194 | 10280.2374 | 8290.474 | 7709.424 | 7418.7841 | 6506.7312
P5 |  |  |  |  | 22942.7679 | 17192.8109 | 14078.9477 | 11701.4375 | 10479.7572 | 10333.2995 | 10407.9079 | 8504.92 | 9732.831 | 9289.2434 | 9138.4465 | 9254.9138 | 7153.2688 | 6476.885 | 6258.295 | 5266.4
P95 |  |  |  |  | 24984.6386 | 19603.9319 | 16999.1859 | 14788.4552 | 13139.8717 | 13120.1976 | 13003.9864 | 11111.8312 | 12509.4101 | 12306.4748 | 11630.57 | 11681.8097 | 9555.6552 | 9041.2498 | 8603.685 | 7571.2915
NETREVENUE - Net Revenue $
MEAN |  |  |  |  | -80154.7715 | -43955.9382 | 30592.9349 | 24247.1893 | 11492.1156 | 14969.6123 | 16052.2028 | 24209.0303 | 20539.7833 | 22203.2218 | 20787.2147 | 23745.7428 | 31428.1983 | 26074.1907 | 26865.5242 | 23851.8412
P5 |  |  |  |  | -127343.5183 | -86573.4962 | -11643.6898 | -9275.6195 | -15140.8123 | -12076.8346 | -10823.5166 | -2433.3833 | -7099.6057 | -2826.6166 | -4745.8264 | -212.9496 | 6398.7416 | 5482.8087 | 3865.1935 | 3462.448
P95 |  |  |  |  | -17931.2312 | 5820.8789 | 75351.393 | 64534.4529 | 49362.7542 | 44710.0827 | 48863.6986 | 48064.4831 | 47225.7077 | 45293.3579 | 49877.3024 | 48774.19 | 52877.6141 | 47996.2087 | 51523.3205 | 47841.2637
STARTS - Number Starts
MEAN |  |  |  |  | 106.91 | 115.33 | 186.34 | 191.82 | 180.34 | 181.07 | 184.52 | 164.81 | 189.46 | 184.98 | 183.16 | 179.02 | 168.87 | 159.19 | 158.46 | 143.37
P5 |  |  |  |  | 87.5 | 95.5 | 157 | 159 | 152.5 | 158 | 159 | 144 | 161 | 155 | 152.5 | 149.5 | 135 | 135.5 | 136 | 114.5
P95 |  |  |  |  | 129.5 | 135 | 215.5 | 221 | 208 | 208 | 213.5 | 185 | 217.5 | 212.5 | 212.5 | 212 | 201.5 | 179.5 | 186 | 166
TOTALEMISSIONCOSTS - Emission Costs
MEAN | [6 empty] | 150454.589 | 132818.9918 | 125296.9393 | 128969.0695 | 134003.7633 | 118486.4273 | 137542.1954 | 137902.229 | 139453.0182 | 143767.2337 | 121103.7878 | 117607.7197 | 117557.1105 | 107674.1464
P5 | [6 empty] | 93290.1448 | 81338.1071 | 76785.9323 | 73167.5111 | 77901.8101 | 66954.8862 | 77953.6749 | 80241.3531 | 82884.2753 | 87376.9917 | 69252.4199 | 68955.3822 | 67331.7426 | 63673.5901
P95 | [6 empty] | 215528.5299 | 189003.8841 | 178475.7889 | 187021.0638 | 186762.8272 | 175794.295 | 194923.5069 | 197202.0146 | 206005.7763 | 213335.0438 | 176254.0123 | 179848.3688 | 173544.1545 | 162805.5981
VOMCOSTS - VOM Costs
MEAN |  |  |  |  | 12896.071 | 10151.5943 | 8681.1709 | 7468.864 | 6882.9079 | 6895.4427 | 6996.9639 | 6133.678 | 7013.3048 | 6839.2514 | 6748.6376 | 6887.7591 | 5637.5223 | 5319.5025 | 5267.3367 | 4684.8465
P5 |  |  |  |  | 12389.0947 | 9456.046 | 7884.2107 | 6669.8194 | 6078.2592 | 6096.6467 | 6244.7447 | 5273.0504 | 6131.6835 | 5945.1158 | 5939.9902 | 6200.7923 | 4864.2228 | 4469.0507 | 4443.3894 | 3791.808
P95 |  |  |  |  | 13491.7049 | 10782.1626 | 9519.5441 | 8429.4194 | 7621.1256 | 7740.9166 | 7802.3918 | 6889.3353 | 7880.9283 | 7876.1439 | 7559.8705 | 7826.8125 | 6497.8455 | 6238.4624 | 6108.6163 | 5451.3299
15970: New 2023JAN J920_A #2
CAPACITYFACTOR - Net Generation Capacity Factor
MEAN |  |  |  |  | 0.71749 | 0.55165 | 0.46617 | 0.39759 | 0.35841 | 0.3443 | 0.34866 | 0.29965 | 0.32284 | 0.31203 | 0.2999 | 0.28964 | 0.2482 | 0.23035 | 0.21077 | 0.18892
P5 |  |  |  |  | 0.68539 | 0.51458 | 0.4189 | 0.35078 | 0.31265 | 0.29657 | 0.31219 | 0.2532 | 0.28371 | 0.27168 | 0.26283 | 0.2601 | 0.21086 | 0.1919 | 0.17745 | 0.15471
P95 |  |  |  |  | 0.74733 | 0.5893 | 0.51927 | 0.44371 | 0.4016 | 0.38394 | 0.3904 | 0.33615 | 0.36729 | 0.35299 | 0.33686 | 0.33064 | 0.28736 | 0.27549 | 0.24457 | 0.21845
CO2EMISSIONS - CO2 Emissions
MEAN |  |  |  |  | 11754.2939 | 8988.3999 | 7451.0526 | 6343.9481 | 5697.7034 | 5543.1237 | 5559.3071 | 4766.644 | 5188.7449 | 4935.9306 | 4790.0217 | 4659.2916 | 3977.4517 | 3695.8303 | 3369.6986 | 3007.9007
P5 |  |  |  |  | 11288.396 | 8356.379 | 6691.8784 | 5566.1796 | 4952.5603 | 4706.1712 | 4969.3838 | 4027.7434 | 4539.5521 | 4293.0704 | 4173.5184 | 4165.4658 | 3368.602 | 3079.9985 | 2805.6651 | 2449.9836
P95 |  |  |  |  | 12227.6555 | 9566.15 | 8250.3681 | 7055.1775 | 6397.9685 | 6219.7862 | 6186.4732 | 5355.1059 | 5927.1202 | 5629.9321 | 5347.7978 | 5308.826 | 4622.8642 | 4401.7138 | 3916.871 | 3484.5763
FUELCONSUMED - Fuel Consumed
MEAN |  |  |  |  | 199048.5768 | 152199.1933 | 126163.8912 | 107398.2566 | 96461.9537 | 93846.4132 | 94124.8015 | 80705.4285 | 87861.2611 | 83562.965 | 81099.6599 | 78886.0043 | 67338.7731 | 62570.0036 | 57052.991 | 50926.6735
P5 |  |  |  |  | 191163.2893 | 141498.2106 | 113310.274 | 94231.667 | 83846.8007 | 79676.5588 | 84137.5605 | 68194.8607 | 76868.2895 | 72675.3543 | 70661.7948 | 70525.0711 | 57030.572 | 52144.3409 | 47503.2492 | 41480.6228
P95 |  |  |  |  | 207059.9176 | 161979.3188 | 139697.7959 | 119438.6521 | 108317.4505 | 105302.4215 | 104742.4691 | 90668.8109 | 100365.1227 | 95310.6479 | 90543.4514 | 89883.4622 | 78265.887 | 74520.4891 | 66317.3036 | 58997.3677
FUELCOST - Fuel Cost
MEAN |  |  |  |  | 299257.9829 | 246025.5163 | 218888.8182 | 193362.0559 | 180635.7412 | 180177.6493 | 187208.0638 | 164459.8304 | 182583.0763 | 177555.9601 | 176262.0731 | 175783.098 | 151353.9856 | 146885.6331 | 138417.3966 | 127569.5785
P5 |  |  |  |  | 202719.6444 | 174079.2801 | 145842.2157 | 135902.1336 | 127707.4741 | 121133.268 | 136731.0997 | 118183.9721 | 131004.3526 | 141365.6325 | 131891.9443 | 131092.3062 | 110007.9624 | 106457.597 | 99131.8064 | 85972.8237
P95 |  |  |  |  | 396015.2522 | 341419.3592 | 305300.3327 | 268755.3696 | 250614.2137 | 243510.0502 | 251576.7569 | 205938.817 | 232371.9037 | 223216.6334 | 243212.7505 | 217163.8617 | 197411.8934 | 196144.7023 | 181520.0564 | 173466.4397
NETPOS - Net Position (MWh)
MEAN |  |  |  |  | 23957.9743 | 18369.2856 | 15473.1527 | 13162.3029 | 11816.9059 | 11487.5227 | 11513.1478 | 9865.4166 | 10838.6409 | 10301.3114 | 9990.2967 | 9710.1845 | 8283.8749 | 7691.8121 | 7008.7471 | 6251.4318
P5 |  |  |  |  | 22965.7092 | 17077.9938 | 13896.1929 | 11545.7106 | 10270.7791 | 9753.0733 | 10292.1783 | 8336.13 | 9482.8444 | 8957.4346 | 8705.3335 | 8679.2619 | 7015.9843 | 6410.5871 | 5835.78 | 5091.49
P95 |  |  |  |  | 24945.8758 | 19563.7128 | 17134.5399 | 14637.7776 | 13267.1675 | 12888.9557 | 12812.0421 | 11083.34 | 12379.5048 | 11749.4179 | 11154.2323 | 11065.2263 | 9627.557 | 9161.385 | 8146.87 | 7242.1277
NETREVENUE - Net Revenue $
MEAN |  |  |  |  | -81008.6273 | -43658.8394 | 31080.9464 | 24258.0166 | 12041.6301 | 15764.2443 | 17692.8668 | 24307.0797 | 21526.2082 | 23858.8034 | 22886.4052 | 27009.9751 | 32143.3403 | 27400.6538 | 29218.2934 | 25406.7873
P5 |  |  |  |  | -127369.8387 | -89196.9632 | -8600.3133 | -6894.8732 | -14113.1515 | -10402.9675 | -8475.8968 | -1808.8866 | -3961.0169 | 2080.2209 | -788.9466 | 6024.9787 | 7880.0801 | 7447.4352 | 7673.5717 | 5542.2071
P95 |  |  |  |  | -18449.6912 | 9347.4056 | 76970.8894 | 65531.7448 | 53213.2976 | 46621.6185 | 51765.5639 | 46925.4071 | 49439.9166 | 47101.4829 | 53137.7177 | 51643.0024 | 54354.1124 | 48721.2287 | 52031.8836 | 47978.0653
STARTS - Number Starts
MEAN |  |  |  |  | 106.45 | 118.5 | 185.11 | 190.33 | 180.77 | 180.88 | 183.88 | 164.91 | 193.29 | 185.04 | 183.2 | 175.39 | 168.3 | 158.08 | 152.9 | 140.26
P5 |  |  |  |  | 80.5 | 101.5 | 155.5 | 158 | 151.5 | 156 | 157 | 144.5 | 168 | 158.5 | 149 | 145 | 134 | 134.5 | 130 | 113.5
P95 |  |  |  |  | 133.5 | 135.5 | 211 | 213.5 | 205 | 213 | 213 | 193 | 220 | 210 | 211.5 | 204 | 200 | 179.5 | 177 | 160.5
TOTALEMISSIONCOSTS - Emission Costs
MEAN | [6 empty] | 150219.4377 | 133330.064 | 124858.9825 | 126672.102 | 132204.8215 | 118125.5112 | 133970.0873 | 132952.1298 | 134283.6905 | 135879.1278 | 121187.5833 | 117558.614 | 111122.649 | 103635.6268
P5 | [6 empty] | 92832.7689 | 81348.1285 | 75742.3699 | 70775.8511 | 77005.0235 | 67081.7462 | 74542.816 | 79437.4387 | 78421.6743 | 83871.5575 | 67811.8552 | 66825.75 | 62591.6334 | 60658.2478
P95 | [6 empty] | 218419.699 | 186320.0664 | 181341.9218 | 187965.7561 | 181592.5625 | 174695.1888 | 195751.7718 | 193442.2371 | 201617.5926 | 204471.0712 | 180333.2774 | 184518.565 | 160709.774 | 153822.01
VOMCOSTS - VOM Costs
MEAN |  |  |  |  | 12937.3061 | 10103.1071 | 8664.9655 | 7502.5126 | 6853.8054 | 6777.6384 | 6907.8887 | 6116.5583 | 6828.3437 | 6592.8393 | 6493.6928 | 6505.8236 | 5633.0349 | 5307.3503 | 4976.2104 | 4501.0309
P5 |  |  |  |  | 12401.483 | 9392.8966 | 7781.868 | 6581.055 | 5957.0519 | 5754.3132 | 6175.307 | 5168.4006 | 5974.192 | 5732.7581 | 5658.4668 | 5815.1055 | 4770.8693 | 4423.3051 | 4143.4038 | 3665.8728
P95 |  |  |  |  | 13470.7729 | 10760.042 | 9595.3424 | 8343.5332 | 7694.9572 | 7604.4839 | 7687.2252 | 6871.6708 | 7799.0881 | 7519.6275 | 7250.251 | 7413.7016 | 6546.7388 | 6321.3557 | 5784.2777 | 5214.3319
15970: New 2023JAN J920_A #3
CAPACITYFACTOR - Net Generation Capacity Factor
MEAN |  |  |  |  | 0.71533 | 0.55496 | 0.46664 | 0.39999 | 0.35927 | 0.34384 | 0.34615 | 0.30708 | 0.32507 | 0.31496 | 0.30205 | 0.29216 | 0.24288 | 0.21888 | 0.20682 | 0.18054
P5 |  |  |  |  | 0.68602 | 0.52431 | 0.42218 | 0.35395 | 0.31804 | 0.29699 | 0.30803 | 0.25964 | 0.27447 | 0.27625 | 0.26234 | 0.25905 | 0.2025 | 0.1797 | 0.17253 | 0.14258
P95 |  |  |  |  | 0.74261 | 0.59107 | 0.50777 | 0.44457 | 0.40145 | 0.38295 | 0.38493 | 0.34225 | 0.36834 | 0.35784 | 0.34347 | 0.33343 | 0.28384 | 0.26308 | 0.24286 | 0.21494
CO2EMISSIONS - CO2 Emissions
MEAN |  |  |  |  | 11730.5993 | 9025.2073 | 7457.7505 | 6394.3665 | 5707.3913 | 5536.5019 | 5507.8153 | 4884.9327 | 5223.7801 | 4989.1792 | 4817.7299 | 4710.7382 | 3896.1602 | 3507.3263 | 3309.6996 | 2874.1439
P5 |  |  |  |  | 11239.602 | 8564.3028 | 6721.8209 | 5624.6891 | 5066.0138 | 4777.2827 | 4925.7153 | 4130.0213 | 4395.4477 | 4397.0255 | 4182.4837 | 4192.3475 | 3273.312 | 2872.3197 | 2762.8692 | 2273.0526
P95 |  |  |  |  | 12212.8867 | 9608.5915 | 8149.8555 | 7060.1666 | 6406.3544 | 6230.9443 | 6151.2789 | 5478.692 | 5926.2044 | 5727.8617 | 5444.1762 | 5393.5181 | 4584.3901 | 4263.4926 | 3908.1306 | 3394.4533
FUELCONSUMED - Fuel Consumed
MEAN |  |  |  |  | 198647.1503 | 152822.3156 | 126277.2472 | 108251.9319 | 96625.9077 | 93734.311 | 93252.8467 | 82708.0964 | 88454.6478 | 84464.1715 | 81568.8272 | 79757.0552 | 65962.4682 | 59378.7107 | 56037.1743 | 48662.0462
P5 |  |  |  |  | 190334.1911 | 145015.5858 | 113815.9129 | 95221.4893 | 85767.9266 | 80880.0547 | 83397.1048 | 69926.2952 | 74429.3568 | 74439.4973 | 70813.3443 | 70981.3786 | 55417.5202 | 48628.0279 | 46778.2775 | 38485.0128
P95 |  |  |  |  | 206812.975 | 162697.7876 | 137995.9912 | 119523.0202 | 108458.0324 | 105492.089 | 104147.1869 | 92761.2 | 100347.9663 | 96972.7668 | 92175.9774 | 91317.362 | 77614.2707 | 72180.5804 | 66169.3184 | 57471.3334
FUELCOST - Fuel Cost
MEAN |  |  |  |  | 298583.5276 | 246781.6377 | 218958.4703 | 194757.2099 | 181090.9257 | 179872.1653 | 185434.365 | 168547.102 | 183929.396 | 179589.6741 | 177480.5528 | 177793.9167 | 148143.6122 | 139633.6182 | 136140.47 | 122253.1916
P5 |  |  |  |  | 199434.6519 | 179784.0919 | 150163.741 | 133232.8427 | 127709.0121 | 121030.8065 | 139221.099 | 121327.8573 | 130603.2138 | 141106.0265 | 131915.0352 | 135370.7895 | 109225.798 | 99948.9529 | 91037.3559 | 80281.2855
P95 |  |  |  |  | 398187.1366 | 346485.3198 | 307244.5248 | 274385.8713 | 254141.4714 | 242679.5147 | 253189.9701 | 209295.949 | 233328.085 | 228000.3847 | 245354.5216 | 223340.1736 | 195332.7559 | 192465.3288 | 183508.7724 | 167118.255
NETPOS - Net Position (MWh)
MEAN |  |  |  |  | 23909.9494 | 18444.6804 | 15487.4005 | 13267.21 | 11837.0035 | 11473.9464 | 11407.0894 | 10110.3612 | 10911.753 | 10412.263 | 10047.8312 | 9817.0905 | 8114.657 | 7299.235 | 6883.7715 | 5973.2603
P5 |  |  |  |  | 22871.2345 | 17529.5282 | 13962.4897 | 11671.2795 | 10506.138 | 9898.4416 | 10202.1559 | 8547.8491 | 9181.4673 | 9176.4875 | 8723.1341 | 8736.3618 | 6814.8985 | 5977.8602 | 5746.4896 | 4723.75
P95 |  |  |  |  | 24904.9184 | 19672.1611 | 16923.8152 | 14648.7344 | 13287.2897 | 12913.0722 | 12739.5241 | 11340 | 12378.3417 | 11955.0692 | 11352.9011 | 11240.6543 | 9548.56 | 8872.18 | 8128.69 | 7055.16
NETREVENUE - Net Revenue $
MEAN |  |  |  |  | -80233.4539 | -43580.9052 | 30827.3211 | 24606.3157 | 12036.2217 | 16070.2085 | 18369.8415 | 23453.7078 | 21162.7366 | 23124.3085 | 22484.1977 | 26272.8189 | 32600.5323 | 27947.6647 | 29682.4982 | 26751.4225
P5 |  |  |  |  | -129208.4065 | -96825.9461 | -10464.7737 | -8089.2654 | -13321.6749 | -9255.2159 | -7837.9686 | -2572.8599 | -1406.511 | 911.6003 | -1711.8781 | 4285.0666 | 7435.3232 | 9261.2835 | 8521.8967 | 7334.6677
P95 |  |  |  |  | -15800.8129 | 6724.0948 | 75184.7349 | 64823.2223 | 51337.5555 | 46218.2847 | 54114.9781 | 48073.243 | 47248.3249 | 45882.9322 | 51847.234 | 51138.1168 | 51947.3613 | 49190.9169 | 53925.0668 | 48714.9861
STARTS - Number Starts
MEAN |  |  |  |  | 115.08 | 115.59 | 183.27 | 192.73 | 180.89 | 181.96 | 183.57 | 163.22 | 191.56 | 185.84 | 184.53 | 177.16 | 167.12 | 155.62 | 151.3 | 136.44
P5 |  |  |  |  | 90.5 | 98 | 146 | 161.5 | 154 | 156.5 | 157.5 | 142 | 163 | 158 | 154 | 146 | 134.5 | 127.5 | 123.5 | 105
P95 |  |  |  |  | 142 | 136.5 | 213 | 217.5 | 206.5 | 212 | 210.5 | 185 | 219 | 211.5 | 215.5 | 208 | 197.5 | 179 | 179 | 161
TOTALEMISSIONCOSTS - Emission Costs
MEAN | [6 empty] | 150300.0055 | 134399.0654 | 125083.8086 | 126698.078 | 131070.8649 | 121036.1927 | 134991.2921 | 134391.4831 | 135082.2971 | 137397.142 | 118655.6756 | 111511.4433 | 109327.9084 | 99121.464
P5 | [6 empty] | 92798.8177 | 83075.6282 | 76330.8386 | 72260.5853 | 77071.3604 | 68019.2812 | 74718.8618 | 79785.6067 | 78384.7852 | 84505.3019 | 68822.741 | 65134.4961 | 60674.7772 | 57656.7921
P95 | [6 empty] | 213630.7865 | 188386.1456 | 178428.3965 | 185103.8581 | 182158.7913 | 179764.1425 | 198259.3416 | 192679.6539 | 200967.3596 | 205494.4927 | 173868.3977 | 175253.5763 | 163170.5732 | 148303.7544
VOMCOSTS - VOM Costs
MEAN |  |  |  |  | 12911.3727 | 10144.5742 | 8672.9443 | 7562.3097 | 6865.462 | 6769.6284 | 6844.2537 | 6268.424 | 6874.4044 | 6663.8483 | 6531.0903 | 6577.4506 | 5517.9668 | 5036.4722 | 4887.4778 | 4300.7474
P5 |  |  |  |  | 12350.4666 | 9641.2405 | 7818.9943 | 6652.6293 | 6093.5601 | 5840.0806 | 6121.2935 | 5299.6664 | 5784.3244 | 5872.952 | 5670.0372 | 5853.3624 | 4634.131 | 4124.7235 | 4080.0076 | 3401.1
P95 |  |  |  |  | 13448.6559 | 10819.6886 | 9477.3365 | 8349.7786 | 7706.628 | 7618.7126 | 7643.7145 | 7030.8 | 7798.3553 | 7651.2443 | 7379.3857 | 7531.2384 | 6493.0208 | 6121.8042 | 5771.3699 | 5079.7152
15970: New 2024JAN 18V50DF_NG_B #1
CAPACITYFACTOR - Net Generation Capacity Factor
MEAN | [5 empty] | 0.21915 | 0.21923 | 0.17768 | 0.15324 | 0.15056 | 0.16615 | 0.13038 | 0.12861 | 0.12657 | 0.11722 | 0.11831 | 0.10732 | 0.09456 | 0.091844 | 0.079978
P5 | [5 empty] | 0.1507 | 0.17271 | 0.1321 | 0.11918 | 0.12091 | 0.13385 | 0.10232 | 0.10502 | 0.10312 | 0.088266 | 0.094444 | 0.084361 | 0.073224 | 0.06781 | 0.058235
P95 | [5 empty] | 0.2873 | 0.26637 | 0.22296 | 0.1938 | 0.18188 | 0.18878 | 0.15599 | 0.15222 | 0.15081 | 0.14491 | 0.14008 | 0.12695 | 0.11638 | 0.11592 | 0.10024
CO2EMISSIONS - CO2 Emissions
MEAN | [5 empty] | 7000.7706 | 6988.6046 | 5658.9993 | 4858.5546 | 4840.9792 | 5286.3789 | 4142.2602 | 4123.4543 | 3991.4756 | 3735.3348 | 3802.8735 | 3430.8833 | 3030.2296 | 2932.2594 | 2541.8806
P5 | [5 empty] | 4796.6855 | 5491.1012 | 4200.3622 | 3771.6624 | 3876.881 | 4278.644 | 3250.2964 | 3347.902 | 3266.0645 | 2824.7231 | 3038.2408 | 2717.6525 | 2339.2042 | 2159.6018 | 1847.6896
P95 | [5 empty] | 9219.6615 | 8489.811 | 7112.3231 | 6155.5967 | 5889.2083 | 6033.5396 | 4964.4047 | 4886.0088 | 4794.0223 | 4651.4383 | 4502.7166 | 4089.5863 | 3709.5589 | 3712.77 | 3181.1638
FUELCONSUMED - Fuel Consumed
MEAN | [5 empty] | 114126.2964 | 113917.5946 | 92249.3609 | 79206.3827 | 78904.9664 | 86170.6241 | 67520.7225 | 67220.23 | 65058.0279 | 60893.632 | 61987.3957 | 55926.9208 | 49399.2533 | 47793.6124 | 41433.8114
P5 | [5 empty] | 78194.6505 | 89507.6051 | 68471.5171 | 61487.3626 | 63190.7518 | 69744.0282 | 52981.294 | 54577.2262 | 53234.3735 | 46048.935 | 49523.754 | 44300.5256 | 38134.055 | 35199.8782 | 30118.1828
P95 | [5 empty] | 150300.7492 | 138388.6916 | 115940.372 | 100351.3472 | 95990.4358 | 98349.7007 | 80922.0298 | 79651.3184 | 78138.9263 | 75827.9942 | 73394.916 | 66664.4566 | 60473.7812 | 60515.3461 | 51854.4185
FUELCOST - Fuel Cost
MEAN | [5 empty] | 199485.8505 | 206378.3589 | 172166.2373 | 153334.4285 | 155537.0217 | 173731.5559 | 140500.93 | 143230.3724 | 141891.4176 | 135674.688 | 140729.5456 | 129058.4297 | 119224.7794 | 119301.4483 | 107406.6303
P5 | [5 empty] | 97304.646 | 113176.0091 | 97659.2672 | 89604.9404 | 96182.017 | 115452.0259 | 85230.3149 | 92485.601 | 95203.0468 | 80089.193 | 83736.3813 | 78701.3508 | 75618.3228 | 69619.7069 | 61495.4841
P95 | [5 empty] | 339199.5579 | 325674.5178 | 284096.9161 | 247869.6709 | 221863.8865 | 251928.3875 | 190646.6368 | 198938.407 | 197469.6903 | 206498.5992 | 198664.1932 | 184507.2833 | 176436.8139 | 183712.4365 | 162611.0918
NETPOS - Net Position (MWh)
MEAN | [5 empty] | 13412.683 | 13382.6961 | 10829.6075 | 9292.1149 | 9250.2554 | 10094.9248 | 7903.5828 | 7941.8656 | 7680.9868 | 7183.3777 | 7307.2045 | 6588.1636 | 5815.0975 | 5622.1165 | 4870.555
P5 | [5 empty] | 9192.2617 | 10514.6742 | 8038.45 | 7213.44 | 7408.06 | 8170.575 | 6201.72 | 6448.16 | 6285.05 | 5431.81 | 5838 | 5218.58 | 4489 | 4140.675 | 3540.4
P95 | [5 empty] | 17659.2444 | 16255.625 | 13611.22 | 11772.8 | 11253.275 | 11521.755 | 9472.32 | 9410.6 | 9225.375 | 8945.145 | 8652 | 7853.04 | 7118.75 | 7118.615 | 6095.5
NETREVENUE - Net Revenue $
MEAN | [5 empty] | 86381.1134 | 73064.3103 | 61738.287 | 42811.129 | 51057.3712 | 49445.272 | 54652.4618 | 61547.2088 | 60839.9291 | 60356.776 | 65533.0798 | 61715.1287 | 53405.3555 | 54033.3087 | 46661.5431
P5 | [5 empty] | 29297.9423 | 21178.9551 | 24294.4168 | 11308.2982 | 19251.2641 | 15027.7182 | 23428.0644 | 34026.918 | 36753.3133 | 33534.1256 | 36202.1385 | 31725.0868 | 29752.5603 | 26862.3327 | 21417.1221
P95 | [5 empty] | 159074.3542 | 137792.3265 | 117971.409 | 88908.8584 | 92842.8018 | 99440.5595 | 86232.2591 | 92447.7677 | 91807.5162 | 100137.1247 | 98822.7002 | 91496.7372 | 82049.7105 | 83382.1097 | 76238.3575
STARTS - Number Starts
MEAN | [5 empty] | 138.76 | 144.86 | 126.6 | 116.94 | 115.32 | 123.68 | 103.32 | 102.56 | 98.5 | 94.73 | 93.42 | 89.89 | 81.46 | 80.12 | 72.49
P5 | [5 empty] | 112 | 126.5 | 103.5 | 101 | 97.5 | 105 | 84 | 84.5 | 79 | 75 | 74 | 70 | 60 | 59.5 | 54
P95 | [5 empty] | 165 | 167.5 | 146 | 140 | 138 | 140.5 | 122 | 123.5 | 115.5 | 115 | 112 | 107.5 | 97 | 101.5 | 90.5
TOTALEMISSIONCOSTS - Emission Costs
MEAN | [6 empty] | 140773.14 | 119032.6588 | 106368.0605 | 110282.3873 | 125037.3458 | 102411.9178 | 106058.7821 | 107040.3805 | 104438.9756 | 110710.8547 | 104129.3105 | 95692.9087 | 96649.088 | 87257.5999
P5 | [6 empty] | 83026.0609 | 68532.8964 | 61291.0565 | 63578.9998 | 74174.271 | 60053.8233 | 60856.4958 | 62841.0586 | 55725.2632 | 68151.4448 | 59438.5471 | 56831.414 | 49553.657 | 45503.2648
P95 | [6 empty] | 202062.8607 | 175087.9259 | 162509.1241 | 163377.9786 | 175231.9566 | 149311.7078 | 151030.2053 | 163326.5665 | 160581.0335 | 166766.0737 | 151110.2602 | 147223.5123 | 142795.1861 | 132045.6586
VOMCOSTS - VOM Costs
MEAN | [5 empty] | 9388.8781 | 9501.7142 | 7797.3174 | 6876.165 | 6937.6915 | 7773.0921 | 6164.7946 | 6353.4925 | 6298.4092 | 5962.2035 | 6211.1239 | 5731.7023 | 5117.2858 | 5059.9048 | 4480.9106
P5 | [5 empty] | 6434.5832 | 7465.4187 | 5787.684 | 5337.9456 | 5556.045 | 6291.3427 | 4837.3416 | 5158.528 | 5153.741 | 4508.4023 | 4962.3 | 4540.1646 | 3950.32 | 3726.6075 | 3257.168
P95 | [5 empty] | 12361.4711 | 11541.4937 | 9800.0784 | 8711.872 | 8439.9562 | 8871.7514 | 7388.4096 | 7528.48 | 7564.8075 | 7424.4703 | 7354.2 | 6832.1448 | 6264.5 | 6406.7535 | 5607.86
15970: New 2024JAN 18V50DF_NG_B #2
CAPACITYFACTOR - Net Generation Capacity Factor
MEAN | [5 empty] | 0.21832 | 0.21936 | 0.17549 | 0.15078 | 0.14849 | 0.16161 | 0.13906 | 0.13185 | 0.12654 | 0.11852 | 0.11733 | 0.10837 | 0.09494 | 0.090876 | 0.079632
P5 | [5 empty] | 0.15034 | 0.1729 | 0.13277 | 0.11642 | 0.11581 | 0.13121 | 0.11686 | 0.10898 | 0.10267 | 0.090172 | 0.096938 | 0.085861 | 0.074416 | 0.067022 | 0.059051
P95 | [5 empty] | 0.28941 | 0.26642 | 0.22113 | 0.18955 | 0.17983 | 0.18546 | 0.16023 | 0.15367 | 0.15081 | 0.14636 | 0.13901 | 0.12883 | 0.11681 | 0.11711 | 0.10115
CO2EMISSIONS - CO2 Emissions
MEAN | [5 empty] | 6975.5205 | 7006.7986 | 5581.6986 | 4782.5456 | 4779.3315 | 5141.2223 | 4422.2742 | 4228.273 | 4001.1783 | 3778.5607 | 3771.4897 | 3465.4001 | 3038.4342 | 2900.3234 | 2528.5459
P5 | [5 empty] | 4804.4492 | 5498.4092 | 4196.343 | 3710.759 | 3711.7224 | 4159.3545 | 3718.964 | 3492.5103 | 3231.0397 | 2874.8777 | 3099.4428 | 2743.8678 | 2361.0251 | 2142.1505 | 1869.4784
P95 | [5 empty] | 9310.4703 | 8519.3214 | 7025.269 | 5990.2874 | 5780.5513 | 5877.1628 | 5120.6272 | 4967.5826 | 4780.888 | 4647.0626 | 4454.6294 | 4137.6477 | 3735.744 | 3752.0355 | 3224.7414
FUELCONSUMED - Fuel Consumed
MEAN | [5 empty] | 113714.5379 | 114214.1714 | 90989.2261 | 77967.2558 | 77900.164 | 83804.5108 | 72085.0665 | 68928.976 | 65216.1863 | 61598.2968 | 61475.8456 | 56489.5802 | 49533.007 | 47273.0808 | 41216.449
P5 | [5 empty] | 78320.9364 | 89627.6357 | 68406.3066 | 60494.487 | 60498.7691 | 67799.7007 | 60620.7863 | 56934.6195 | 52663.4955 | 46866.4084 | 50521.3548 | 44727.8619 | 38489.7831 | 34915.4347 | 30473.3501
P95 | [5 empty] | 151780.578 | 138868.8112 | 114521.2732 | 97656.3994 | 94219.3945 | 95800.6804 | 83468.5272 | 80981.5928 | 77924.847 | 75756.6602 | 72611.0868 | 67447.9064 | 60900.655 | 61155.3439 | 52564.753
FUELCOST - Fuel Cost
MEAN | [5 empty] | 199046.1363 | 207197.249 | 170170.5228 | 151431.1373 | 153736.9633 | 169253.9241 | 148993.3495 | 146317.9594 | 142289.498 | 137109.1197 | 139674.7489 | 129935.1156 | 119409.2005 | 118123.9806 | 106832.5649
P5 | [5 empty] | 97763.1856 | 107074.9242 | 97695.7158 | 90267.7283 | 92418.4368 | 111601.0771 | 96985.5405 | 98108.3244 | 95316.9467 | 86407.1933 | 82340.9069 | 80155.8653 | 77195.5045 | 68296.606 | 60596.3992
P95 | [5 empty] | 351355.6052 | 333620.7892 | 275913.7029 | 238440.2615 | 224879.7314 | 239853.27 | 198250.1361 | 201300.4438 | 202959.1931 | 206318.1799 | 191975.8967 | 185828.3099 | 175225.7239 | 181292.9481 | 159169.6535
NETPOS - Net Position (MWh)
MEAN | [5 empty] | 13364.5009 | 13417.5335 | 10681.7918 | 9146.7514 | 9132.4369 | 9817.7001 | 8437.8851 | 8143.7496 | 7699.6379 | 7266.5208 | 7246.9013 | 6654.4446 | 5830.8425 | 5560.8847 | 4845.004
P5 | [5 empty] | 9206.9558 | 10526.71 | 8029.98 | 7096.96 | 7092.47 | 7942.39 | 7095.96 | 6726.68 | 6217.65 | 5528.655 | 5955.6 | 5268.92 | 4530.875 | 4107.215 | 3582.15
P95 | [5 empty] | 17830.6 | 16314.475 | 13444.62 | 11456.64 | 11045.65 | 11223.135 | 9770.4 | 9566.53 | 9200.1 | 8936.73 | 8559.6 | 7945.33 | 7169 | 7193.9 | 6179
NETREVENUE - Net Revenue $
MEAN | [5 empty] | 86645.5417 | 72873.6167 | 61915.6695 | 43867.3286 | 51406.3449 | 50516.6214 | 52282.1907 | 60208.9391 | 61151.8619 | 59737.2579 | 65429.8933 | 60972.2141 | 53097.7032 | 53698.1386 | 46814.5858
P5 | [5 empty] | 29328.5023 | 20381.06 | 23552.0621 | 12652.7434 | 19924.2547 | 15702.1919 | 20973.9723 | 31115.0532 | 34084.8193 | 34205.6799 | 35246.5785 | 29745.9944 | 28560.0389 | 26629.0546 | 22765.9924
P95 | [5 empty] | 162384.762 | 134637.6223 | 119194.261 | 92517.3152 | 93615.667 | 100655.2209 | 84532.2753 | 94178.9536 | 91384.4223 | 99314.565 | 98145.2948 | 89486.0173 | 81736.7629 | 84951.8704 | 76851.2606
STARTS - Number Starts
MEAN | [5 empty] | 139.54 | 146.73 | 126.44 | 115.93 | 114.29 | 122.01 | 107.26 | 104.48 | 99.63 | 96.4 | 92.67 | 91.17 | 82.17 | 80.22 | 71.92
P5 | [5 empty] | 111.5 | 126.5 | 106 | 99 | 93 | 102.5 | 88 | 83.5 | 79 | 77.5 | 73 | 72.5 | 62.5 | 59.5 | 53.5
P95 | [5 empty] | 166.5 | 167 | 146.5 | 137.5 | 134.5 | 138 | 128.5 | 124.5 | 116.5 | 117.5 | 108.5 | 109 | 102 | 99.5 | 88
TOTALEMISSIONCOSTS - Emission Costs
MEAN | [6 empty] | 141217.3049 | 117394.7506 | 104582.87 | 109069.2839 | 121635.1513 | 109242.4435 | 108614.8819 | 107177.2334 | 105596.1342 | 109659.9362 | 105094.3499 | 95905.8246 | 95606.1799 | 86775.6679
P5 | [6 empty] | 80095.3978 | 67229.9811 | 59707.5172 | 63046.4446 | 69366.4425 | 63073.335 | 61133.7706 | 62143.1357 | 57729.4918 | 68923.8916 | 60636.3254 | 57392.5924 | 49590.0003 | 45470.3168
P95 | [6 empty] | 202743.2154 | 174959.2611 | 155844.9028 | 165060.4221 | 173008.2199 | 153296.1016 | 155714.6516 | 157757.2753 | 157809.5287 | 161506.2717 | 152540.0729 | 142541.3654 | 142067.1257 | 132871.771
VOMCOSTS - VOM Costs
MEAN | [5 empty] | 9355.1506 | 9526.4488 | 7690.8901 | 6768.596 | 6849.3277 | 7559.6291 | 6581.5504 | 6514.9997 | 6313.7031 | 6031.2123 | 6159.8661 | 5789.3668 | 5131.1414 | 5004.7962 | 4457.4037
P5 | [5 empty] | 6444.869 | 7473.9641 | 5781.5856 | 5251.7504 | 5319.3525 | 6115.6403 | 5534.8488 | 5381.344 | 5098.473 | 4588.7837 | 5062.26 | 4583.9604 | 3987.17 | 3696.4935 | 3295.578
P95 | [5 empty] | 12481.42 | 11583.2772 | 9680.1264 | 8477.9136 | 8284.2375 | 8641.8139 | 7620.912 | 7653.224 | 7544.082 | 7417.4859 | 7275.66 | 6912.4371 | 6308.72 | 6474.51 | 5684.68
15970: New 2024JAN 18V50DF_NG_B #3
CAPACITYFACTOR - Net Generation Capacity Factor
MEAN | [5 empty] | 0.22158 | 0.22152 | 0.18104 | 0.1574 | 0.15392 | 0.16723 | 0.12709 | 0.12722 | 0.12594 | 0.11742 | 0.11854 | 0.10712 | 0.09484 | 0.091934 | 0.08001
P5 | [5 empty] | 0.15923 | 0.17548 | 0.13889 | 0.12353 | 0.12401 | 0.13836 | 0.10046 | 0.099917 | 0.10096 | 0.089236 | 0.097393 | 0.084978 | 0.07398 | 0.066261 | 0.058812
P95 | [5 empty] | 0.28803 | 0.27191 | 0.22331 | 0.19707 | 0.18451 | 0.19114 | 0.1518 | 0.15562 | 0.15163 | 0.14683 | 0.13933 | 0.12911 | 0.11615 | 0.11571 | 0.10092
CO2EMISSIONS - CO2 Emissions
MEAN | [5 empty] | 7090.751 | 7056.8455 | 5768.0478 | 4986.961 | 4946.0791 | 5319.8385 | 4039.2924 | 4076.4205 | 3975.95 | 3742.8611 | 3807.1723 | 3424.8135 | 3035.8157 | 2935.4006 | 2541.0962
P5 | [5 empty] | 5090.6292 | 5602.0382 | 4417.9975 | 3910.8703 | 4002.9231 | 4356.8324 | 3206.9013 | 3198.9116 | 3191.6368 | 2839.8716 | 3112.5575 | 2726.3909 | 2352.2968 | 2137.7877 | 1856.4052
P95 | [5 empty] | 9201.3307 | 8616.5824 | 7073.1487 | 6255.6524 | 5963.095 | 6116.0718 | 4860.2564 | 4995.5605 | 4798.4004 | 4664.5656 | 4493.9735 | 4085.2171 | 3731.3798 | 3699.6815 | 3198.5948
FUELCONSUMED - Fuel Consumed
MEAN | [5 empty] | 115593.2049 | 115029.9276 | 94026.9752 | 81299.7218 | 80618.0288 | 86716.0245 | 65842.2925 | 66453.4857 | 64804.988 | 61016.3264 | 62057.4489 | 55827.979 | 49490.3197 | 47844.8122 | 41421.0254
P5 | [5 empty] | 82986.9907 | 91316.0495 | 72019.2641 | 63756.7923 | 65245.1597 | 71018.5384 | 52273.9336 | 52148.3968 | 52021.2577 | 46295.7368 | 50735.1264 | 44442.971 | 38347.4919 | 34844.3239 | 30260.2497
P95 | [5 empty] | 150000.3074 | 140454.8117 | 115301.7775 | 101982.4998 | 97194.7438 | 99695.017 | 79224.3648 | 81437.2224 | 78210.286 | 76041.996 | 73252.4016 | 66593.2339 | 60829.5094 | 60302.0135 | 52138.5523
FUELCOST - Fuel Cost
MEAN | [5 empty] | 201429.3717 | 207849.548 | 175163.9082 | 157067.7934 | 158515.3661 | 174478.493 | 137225.1523 | 141864.1778 | 141780.6258 | 136029.5569 | 140864.7514 | 128902.2134 | 119446.6383 | 119351.0561 | 107220.9946
P5 | [5 empty] | 103238.4036 | 113067.6228 | 101745.8041 | 96304.5343 | 96365.9908 | 118782.319 | 80905.4508 | 87316.5186 | 89004.1858 | 82674.156 | 83897.3045 | 79215.0996 | 72632.606 | 70042.1524 | 61520.6871
P95 | [5 empty] | 338578.0052 | 326601.742 | 279825.1195 | 248766.344 | 223164.0243 | 251684.3443 | 185628.2975 | 199228.6386 | 198362.774 | 210868.2862 | 194471.6561 | 186519.3168 | 178047.0456 | 182348.7549 | 160239.7439
NETPOS - Net Position (MWh)
MEAN | [5 empty] | 13584.8098 | 13513.4951 | 11038.3945 | 9537.7281 | 9451.0846 | 10158.839 | 7707.1255 | 7851.3 | 7651.0708 | 7197.8515 | 7315.4846 | 6576.5001 | 5825.8175 | 5628.1393 | 4869.052
P5 | [5 empty] | 9754.2756 | 10727.504 | 8454.95 | 7479.68 | 7648.905 | 8319.885 | 6118.92 | 6161.2 | 6141.825 | 5461.335 | 5980.8 | 5235.36 | 4514.125 | 4098.85 | 3557.1
P95 | [5 empty] | 17620.5594 | 16499.3123 | 13536.25 | 11964.16 | 11394.46 | 11679.36 | 9273.6 | 9621.6 | 9233.8 | 8970.39 | 8635.2 | 7844.65 | 7160.625 | 7093.52 | 6128.9
NETREVENUE - Net Revenue $
MEAN | [5 empty] | 85967.4169 | 72614.7486 | 60937.547 | 42020.6129 | 49894.452 | 48745.9945 | 56193.4011 | 61726.6309 | 61593.5809 | 60455.4451 | 65290.1681 | 61544.2427 | 53162.0584 | 53898.1996 | 46800.8742
P5 | [5 empty] | 28587.7694 | 20123.6076 | 23176.2706 | 9913.6206 | 17783.2405 | 13630.2361 | 26768.1662 | 33934.337 | 35643.9589 | 34871.0163 | 35213.7695 | 31062.9965 | 29003.9044 | 26208.2749 | 22724.9631
P95 | [5 empty] | 161090.8651 | 138253.9487 | 117314.3457 | 87369.8079 | 92927.3926 | 99406.064 | 87736.7712 | 91979.5419 | 91591.2208 | 99555.5527 | 98389.6056 | 89644.237 | 80324.0679 | 84368.7472 | 75570.3818
STARTS - Number Starts
MEAN | [5 empty] | 139.3 | 144.1 | 127.84 | 117.81 | 115.87 | 124.71 | 100.2 | 102.39 | 98.26 | 94.15 | 93.57 | 90.08 | 81.85 | 80.31 | 72.56
P5 | [5 empty] | 115.5 | 125 | 103.5 | 99.5 | 95.5 | 105 | 81 | 80.5 | 76.5 | 75 | 74 | 70 | 62.5 | 59.5 | 52.5
P95 | [5 empty] | 163.5 | 167 | 146 | 136.5 | 140.5 | 145 | 119 | 123 | 115 | 115.5 | 110.5 | 107.5 | 96 | 101.5 | 91
TOTALEMISSIONCOSTS - Emission Costs
MEAN | [6 empty] | 142010.9173 | 121233.0686 | 109105.7798 | 112816.137 | 125859.8291 | 100040.7466 | 104950.5788 | 106697.575 | 104712.8129 | 110669.362 | 103971.6783 | 95899.1646 | 96696.9155 | 87244.7843
P5 | [6 empty] | 81757.1651 | 70157.0938 | 63113.0518 | 64075.7797 | 71499.7826 | 55913.182 | 58262.0299 | 63439.9319 | 54774.0508 | 67592.2247 | 61079.4667 | 55855.356 | 50922.9455 | 46096.6066
P95 | [6 empty] | 203551.3193 | 176508.1522 | 164260.0761 | 166939.2884 | 179446.791 | 143508.3228 | 149450.9261 | 163358.4309 | 157293.4354 | 163904.3295 | 152402.8215 | 144316.481 | 144635.1505 | 134321.3874
VOMCOSTS - VOM Costs
MEAN | [5 empty] | 9509.3668 | 9594.5815 | 7947.6441 | 7057.9188 | 7088.3134 | 7822.306 | 6011.5579 | 6281.04 | 6273.8781 | 5974.2167 | 6218.1619 | 5721.5551 | 5126.7194 | 5065.3254 | 4479.5278
P5 | [5 empty] | 6827.9929 | 7616.5278 | 6087.564 | 5534.9632 | 5736.6788 | 6406.3115 | 4772.7576 | 4928.96 | 5036.2965 | 4532.9081 | 5083.68 | 4554.7632 | 3972.43 | 3688.965 | 3272.532
P95 | [5 empty] | 12334.3916 | 11714.5117 | 9746.1 | 8853.4784 | 8545.845 | 8993.1072 | 7233.408 | 7697.28 | 7571.716 | 7445.4237 | 7339.92 | 6824.8455 | 6301.35 | 6384.168 | 5638.588
15970: New 2024JAN 18V50DF_NG_B #4
CAPACITYFACTOR - Net Generation Capacity Factor
MEAN | [5 empty] | 0.21824 | 0.21981 | 0.17768 | 0.1514 | 0.14652 | 0.15729 | 0.1438 | 0.1404 | 0.13301 | 0.12585 | 0.11968 | 0.11128 | 0.097748 | 0.091193 | 0.079383
P5 | [5 empty] | 0.15361 | 0.17308 | 0.13616 | 0.11789 | 0.11044 | 0.12779 | 0.11909 | 0.11774 | 0.10716 | 0.098885 | 0.09595 | 0.093066 | 0.077354 | 0.068396 | 0.056229
P95 | [5 empty] | 0.28797 | 0.26748 | 0.22388 | 0.19086 | 0.17986 | 0.181 | 0.16473 | 0.16193 | 0.15402 | 0.15198 | 0.1423 | 0.13181 | 0.11762 | 0.11486 | 0.09834
CO2EMISSIONS - CO2 Emissions
MEAN | [5 empty] | 6970.8023 | 7013.9108 | 5662.3917 | 4803.6214 | 4704.7214 | 5000.7773 | 4567.0519 | 4507.2698 | 4200.432 | 4018.4872 | 3846.2889 | 3558.209 | 3128.6856 | 2913.9355 | 2520.7019
P5 | [5 empty] | 4909.7518 | 5538.8558 | 4337.6392 | 3736.8605 | 3568.2952 | 4061.4539 | 3779.7172 | 3768.5807 | 3379.8952 | 3159.3024 | 3116.9291 | 2957.9594 | 2487.5865 | 2198.8673 | 1799.7543
P95 | [5 empty] | 9264.786 | 8500.2085 | 7142.7921 | 6016.3889 | 5806.6289 | 5764.2239 | 5289.8683 | 5183.9896 | 4868.45 | 4846.3266 | 4572.3514 | 4242.5089 | 3770.6575 | 3647.3275 | 3120.1552
FUELCONSUMED - Fuel Consumed
MEAN | [5 empty] | 113637.6962 | 114330.0968 | 92304.6149 | 78310.8483 | 76684.0525 | 81515.1785 | 74445.0163 | 73477.1491 | 68463.8895 | 65509.5949 | 62695.0789 | 58002.4661 | 51004.2986 | 47494.9467 | 41088.5888
P5 | [5 empty] | 80038.3215 | 90286.309 | 70709.4699 | 60920.0051 | 58160.9947 | 66203.7222 | 61611.0908 | 61435.0976 | 55089.727 | 51503.1155 | 50806.3836 | 48217.7747 | 40553.0062 | 35839.876 | 29336.8148
P95 | [5 empty] | 151036.3437 | 138557.7188 | 116437.0565 | 98081.9174 | 94644.4444 | 93959.7212 | 86227.2328 | 84508.9773 | 79352.042 | 79005.2223 | 74530.6849 | 69157.2514 | 61469.82 | 59448.6831 | 50859.9502
FUELCOST - Fuel Cost
MEAN | [5 empty] | 199070.5232 | 207155.9048 | 172397.9337 | 151832.9061 | 151543.5654 | 165399.149 | 153417.5698 | 155505.7625 | 148679.1113 | 145258.6457 | 142181.7424 | 133147.0888 | 122550.5958 | 118667.0516 | 106600.1799
P5 | [5 empty] | 99146.3387 | 110691.9502 | 100576.3137 | 92035.1324 | 89061.3662 | 108315.8171 | 98348.3855 | 105872.4798 | 99404.9573 | 91314.0596 | 85074.4836 | 87057.5017 | 81195.4049 | 70964.8892 | 60077.913
P95 | [5 empty] | 345577.0876 | 334182.6963 | 285874.8836 | 242552.7218 | 221853.0035 | 247875.2349 | 198959.3919 | 210507.7327 | 200193.5173 | 212120.8751 | 198062.4963 | 185645.9257 | 180005.202 | 181427.0268 | 164676.7777
NETPOS - Net Position (MWh)
MEAN | [5 empty] | 13355.3718 | 13431.1635 | 10836.251 | 9187.0638 | 8989.8811 | 9549.5271 | 8714.1134 | 8681.1294 | 8083.0133 | 7727.9138 | 7390.6373 | 6832.6454 | 6004.0375 | 5586.9835 | 4829.974
P5 | [5 empty] | 9408.8992 | 10606.0891 | 8300.775 | 7146.88 | 6818.405 | 7755.825 | 7211.88 | 7258.4 | 6504.1 | 6075.63 | 5989.2 | 5680.03 | 4773.75 | 4215.96 | 3448.55
P95 | [5 empty] | 17743.4872 | 16276.705 | 13669.53 | 11506.56 | 11095.48 | 11007.465 | 10093.32 | 9984.52 | 9368.6 | 9319.54 | 8785.7435 | 8146.69 | 7236 | 6993.14 | 5978.6
NETREVENUE - Net Revenue $
MEAN | [5 empty] | 87246.8263 | 72188.9857 | 61146.0976 | 42773.7425 | 51515.9903 | 51297.0043 | 50671.0304 | 57124.5306 | 58321.9164 | 57744.5566 | 65077.4188 | 60109.0971 | 52167.9725 | 54020.4709 | 46648.0547
P5 | [5 empty] | 27662.0025 | 18177.5043 | 24014.7933 | 10632.2703 | 20499.4399 | 17325.7275 | 17849.4633 | 27905.762 | 31102.539 | 30048.615 | 36085.8058 | 26879.7101 | 27821.7879 | 26267.6897 | 21606.3087
P95 | [5 empty] | 163213.5908 | 135462.1255 | 119769.0463 | 87781.9417 | 89066.0524 | 99498.1675 | 83062.7519 | 92378.4207 | 88126.3906 | 98263.9195 | 98633.2947 | 88938.1345 | 83179.7392 | 84542.0193 | 77035.6922
STARTS - Number Starts
MEAN | [5 empty] | 137.32 | 146.48 | 127.88 | 116.98 | 113.52 | 119.87 | 110.17 | 110.26 | 104.08 | 101.24 | 94.21 | 92.75 | 84.09 | 80.36 | 71.77
P5 | [5 empty] | 111.5 | 128 | 106.5 | 99 | 95 | 98 | 90.5 | 88 | 84.5 | 82 | 74.5 | 72 | 65.5 | 60 | 53.5
P95 | [5 empty] | 167 | 167 | 150 | 138.5 | 132.5 | 136.5 | 127.5 | 128 | 123.5 | 125.5 | 112 | 111 | 100.5 | 102 | 87.5
TOTALEMISSIONCOSTS - Emission Costs
MEAN | [6 empty] | 141246.0167 | 119017.0978 | 105119.5274 | 107339.0474 | 118278.5478 | 112845.8735 | 115758.1891 | 112443.1021 | 112294.4591 | 111904.6671 | 107683.6854 | 98650.4647 | 95983.9801 | 86644.6288
P5 | [6 empty] | 82351.9066 | 70445.3037 | 57615.0816 | 60762.0478 | 67781.7911 | 64676.5107 | 64877.7841 | 68437.4026 | 62452.4576 | 69841.3387 | 63005.719 | 59896.9915 | 49567.9203 | 42889.5281
P95 | [6 empty] | 202410.2621 | 176526.3211 | 156739.8844 | 159098.0806 | 164768.3767 | 157662.7871 | 157481.3194 | 162558.6461 | 174992.1662 | 166658.6887 | 149850.0563 | 147615.7156 | 142221.6921 | 132285.8725
VOMCOSTS - VOM Costs
MEAN | [5 empty] | 9348.7603 | 9536.1261 | 7802.1007 | 6798.4272 | 6742.4108 | 7353.1359 | 6797.0085 | 6944.9035 | 6628.0709 | 6414.1685 | 6282.0417 | 5944.4015 | 5283.553 | 5028.2851 | 4443.5761
P5 | [5 empty] | 6586.2294 | 7530.3233 | 5976.558 | 5288.6912 | 5113.8038 | 5971.9852 | 5625.2664 | 5806.72 | 5333.362 | 5042.7729 | 5090.82 | 4941.6261 | 4200.9 | 3794.364 | 3172.666
P95 | [5 empty] | 12420.4411 | 11556.4605 | 9842.0616 | 8514.8544 | 8321.61 | 8475.7481 | 7872.7896 | 7987.616 | 7682.252 | 7735.2182 | 7467.882 | 7087.6203 | 6367.68 | 6293.826 | 5500.312
15970: New 2024JAN 18V50DF_NG_B #5
CAPACITYFACTOR - Net Generation Capacity Factor
MEAN | [5 empty] | 0.21752 | 0.21622 | 0.18049 | 0.15202 | 0.14671 | 0.15952 | 0.14185 | 0.1448 | 0.14153 | 0.13502 | 0.12601 | 0.11294 | 0.10184 | 0.092959 | 0.080606
P5 | [5 empty] | 0.15042 | 0.16901 | 0.13736 | 0.11697 | 0.11241 | 0.12863 | 0.11806 | 0.12128 | 0.11883 | 0.10843 | 0.10891 | 0.092773 | 0.083039 | 0.069061 | 0.059323
P95 | [5 empty] | 0.28762 | 0.26416 | 0.22707 | 0.19323 | 0.18062 | 0.18926 | 0.16404 | 0.16894 | 0.16222 | 0.15666 | 0.14619 | 0.13151 | 0.1222 | 0.11748 | 0.10159
CO2EMISSIONS - CO2 Emissions
MEAN | [5 empty] | 6952.3801 | 6896.1306 | 5749.4664 | 4820.6865 | 4711.9581 | 5068.6274 | 4502.9116 | 4640.2353 | 4470.663 | 4306.0288 | 4050.7972 | 3617.1867 | 3261.1421 | 2966.9875 | 2562.1006
P5 | [5 empty] | 4803.4502 | 5372.1853 | 4365.765 | 3710.759 | 3629.1431 | 4074.4853 | 3762.3592 | 3908.807 | 3743.2777 | 3439.3514 | 3488.5125 | 2953.5901 | 2666.5182 | 2190.1417 | 1869.4784
P95 | [5 empty] | 9165.2053 | 8443.5583 | 7286.4314 | 6125.145 | 5797.9364 | 6003.133 | 5246.4732 | 5398.711 | 5131.1362 | 5010.2511 | 4699.4373 | 4203.186 | 3927.7682 | 3738.947 | 3229.0991
FUELCONSUMED - Fuel Consumed
MEAN | [5 empty] | 113337.4908 | 112410.2398 | 93724.0686 | 78589.0553 | 76801.9924 | 82621.1701 | 73399.5026 | 75644.7544 | 72868.4455 | 70197.1211 | 66028.5777 | 58963.8572 | 53163.6264 | 48359.6549 | 41763.4066
P5 | [5 empty] | 78304.8688 | 87569.8049 | 71167.8048 | 60494.487 | 59152.7778 | 66416.1406 | 61328.1467 | 63721.0547 | 61012.5863 | 56068.4886 | 56863.2456 | 48146.552 | 43469.9769 | 35697.6542 | 30473.3501
P95 | [5 empty] | 149410.9827 | 137634.2944 | 118778.5696 | 99854.9094 | 94502.7611 | 97854.0578 | 85519.8724 | 88009.3491 | 83633.627 | 81677.3785 | 76601.49 | 68516.247 | 64031.0625 | 60942.0113 | 52635.7864
FUELCOST - Fuel Cost
MEAN | [5 empty] | 198474.9275 | 204088.6567 | 174977.2101 | 152659.5235 | 151838.1359 | 167661.9502 | 151625.6298 | 159795.1263 | 157616.7333 | 154944.4737 | 149351.8264 | 135124.9837 | 127135.3229 | 120492.7021 | 108185.5197
P5 | [5 empty] | 96601.7178 | 107902.9446 | 99237.1104 | 91131.2207 | 91388.6447 | 107481.3809 | 99380.7775 | 107564.6676 | 110371.71 | 101272.6495 | 95050.9288 | 86396.5797 | 84994.8696 | 73898.8245 | 63446.4275
P95 | [5 empty] | 352910.6186 | 330916.9557 | 279874.5366 | 246289.2514 | 220009.2711 | 253680.7968 | 200906.2013 | 210534.5934 | 205977.3071 | 222226.6679 | 198140.4198 | 190331.5094 | 180816.5197 | 187915.6865 | 159487.518
NETPOS - Net Position (MWh)
MEAN | [5 empty] | 13319.5197 | 13205.5913 | 11002.827 | 9219.67 | 9003.7302 | 9679.095 | 8591.7301 | 8937.1934 | 8603.069 | 8280.8591 | 7783.6024 | 6945.9132 | 6258.2174 | 5688.7019 | 4909.299
P5 | [5 empty] | 9204.8482 | 10285.8639 | 8354.99 | 7096.96 | 6934.675 | 7780.71 | 7178.76 | 7528.48 | 7203.375 | 6614.19 | 6703.2 | 5671.64 | 5117.125 | 4199.23 | 3582.15
P95 | [5 empty] | 17551.9248 | 16168.22 | 13944.42 | 11714.56 | 11078.87 | 11463.69 | 10010.52 | 10398.08 | 9874.1 | 9635.175 | 9030 | 8071.18 | 7537.5 | 7168.805 | 6187.35
NETREVENUE - Net Revenue $
MEAN | [5 empty] | 86978.6442 | 73170.4642 | 60862.7871 | 42554.8554 | 51265.4686 | 50272.2875 | 50706.2305 | 55464.8874 | 55905.6769 | 54617.1036 | 62330.0401 | 59568.8225 | 50722.1405 | 53104.3384 | 46765.4749
P5 | [5 empty] | 29810.2104 | 18860.7831 | 23168.3666 | 10864.4338 | 20030.314 | 16765.2067 | 18252.132 | 27431.6761 | 26581.4809 | 24722.5943 | 30539.5326 | 26866.6866 | 25285.0826 | 23487.6563 | 21747.2264
P95 | [5 empty] | 159877.5397 | 138730.1782 | 119181.2899 | 90477.102 | 92323.7783 | 99376.4881 | 85757.096 | 87526.2569 | 88099.6934 | 97517.8332 | 97786.7587 | 87715.9682 | 79186.3981 | 85733.325 | 78615.1928
STARTS - Number Starts
MEAN | [5 empty] | 138.33 | 144 | 128 | 117.67 | 114.3 | 122.37 | 110.45 | 114.33 | 108.86 | 106.42 | 98.84 | 94.16 | 86.89 | 81.14 | 72.36
P5 | [5 empty] | 114 | 125 | 105 | 100.5 | 97.5 | 106 | 88 | 97 | 89 | 86 | 79 | 73.5 | 66.5 | 60.5 | 54.5
P95 | [5 empty] | 166 | 167 | 148 | 137.5 | 135 | 136.5 | 127 | 134 | 127.5 | 129 | 115 | 111.5 | 101 | 101 | 88.5
TOTALEMISSIONCOSTS - Emission Costs
MEAN | [6 empty] | 138881.8899 | 120891.2741 | 105631.0209 | 107560.5168 | 119975.2644 | 111268.7816 | 119029.4761 | 119722.4168 | 120091.9867 | 117637.1519 | 109444.4105 | 102710.5462 | 97713.6417 | 87906.7241
P5 | [6 empty] | 78974.208 | 69979.8997 | 58287.5957 | 60609.7449 | 67363.7609 | 64117.5802 | 69267.8499 | 71977.2176 | 67025.7681 | 74792.1053 | 64435.622 | 62713.0751 | 49481.2879 | 45399.3815
P95 | [6 empty] | 202094.6321 | 177906.0096 | 155580.4178 | 164014.4571 | 166441.0832 | 155354.5413 | 166410.8999 | 173593.3356 | 174456.22 | 170310.5984 | 152953.3969 | 151323.2284 | 146268.6859 | 129942.397
VOMCOSTS - VOM Costs
MEAN | [5 empty] | 9323.6638 | 9375.9698 | 7922.0354 | 6822.5558 | 6752.7977 | 7452.9032 | 6701.5495 | 7149.7547 | 7054.5166 | 6873.1131 | 6616.062 | 6042.9445 | 5507.2313 | 5119.8317 | 4516.5551
P5 | [5 empty] | 6443.3937 | 7302.9634 | 6015.5928 | 5251.7504 | 5201.0063 | 5991.1467 | 5599.4328 | 6022.784 | 5906.7675 | 5489.7777 | 5697.72 | 4934.3268 | 4503.07 | 3779.307 | 3295.578
P95 | [5 empty] | 12286.3474 | 11479.4362 | 10039.9824 | 8668.7744 | 8309.1525 | 8827.0413 | 7808.2056 | 8318.464 | 8096.762 | 7997.1952 | 7675.5 | 7021.9266 | 6633 | 6451.9245 | 5692.362
15970: New 2024JAN 18V50DF_NG_B #6
CAPACITYFACTOR - Net Generation Capacity Factor
MEAN | [5 empty] | 0.21697 | 0.21393 | 0.1796 | 0.15077 | 0.14661 | 0.16286 | 0.14012 | 0.14352 | 0.14294 | 0.1348 | 0.12959 | 0.11241 | 0.10192 | 0.096077 | 0.082477
P5 | [5 empty] | 0.14978 | 0.16086 | 0.13496 | 0.11363 | 0.11088 | 0.13072 | 0.11398 | 0.11918 | 0.11855 | 0.10923 | 0.11226 | 0.092705 | 0.081933 | 0.072285 | 0.059527
P95 | [5 empty] | 0.28606 | 0.26299 | 0.22128 | 0.19449 | 0.18486 | 0.19129 | 0.16201 | 0.16481 | 0.163 | 0.15803 | 0.14767 | 0.13064 | 0.12342 | 0.11959 | 0.10236
CO2EMISSIONS - CO2 Emissions
MEAN | [5 empty] | 6946.1904 | 6820.2727 | 5720.2675 | 4784.5041 | 4713.8087 | 5184.893 | 4452.8436 | 4606.6551 | 4508.7922 | 4296.1677 | 4165.7694 | 3593.0283 | 3267.3795 | 3068.2925 | 2617.2698
P5 | [5 empty] | 4783.8342 | 5109.5796 | 4291.769 | 3580.2517 | 3559.6026 | 4170.049 | 3623.4947 | 3829.9297 | 3743.2777 | 3491.8606 | 3567.2007 | 2975.4362 | 2618.5122 | 2286.124 | 1886.9095
P95 | [5 empty] | 9180.5168 | 8439.8629 | 7047.0325 | 6181.6982 | 5923.9785 | 6125.0895 | 5137.9853 | 5289.1593 | 5179.2953 | 5016.9814 | 4721.2951 | 4185.7091 | 3967.0459 | 3830.5665 | 3246.5302
FUELCONSUMED - Fuel Consumed
MEAN | [5 empty] | 113236.844 | 111173.7674 | 93248.0863 | 77999.1969 | 76832.1769 | 84516.3854 | 72583.3743 | 75097.3212 | 73489.896 | 70036.3855 | 67902.642 | 58570.0533 | 53265.3065 | 50010.8491 | 42662.6901
P5 | [5 empty] | 77985.7554 | 83288.6219 | 69961.5708 | 58366.8966 | 58019.3114 | 67973.8752 | 59064.5934 | 62435.2038 | 61012.5863 | 56924.4961 | 58145.8752 | 48502.6655 | 42687.375 | 37262.0933 | 30757.4839
P95 | [5 empty] | 149664.1089 | 137574.6677 | 114876.0479 | 100776.8653 | 96557.169 | 99842.3108 | 83751.4714 | 86223.4451 | 84418.5842 | 81787.2465 | 76957.776 | 68231.3562 | 64671.3731 | 62435.3395 | 52919.9203
FUELCOST - Fuel Cost
MEAN | [5 empty] | 198329.6171 | 202304.2601 | 173986.8265 | 151671.2997 | 151992.7484 | 171536.2671 | 150356.7409 | 158938.965 | 158778.6233 | 154694.4823 | 153140.3816 | 134255.4272 | 127478.0637 | 124199.5289 | 110268.7983
P5 | [5 empty] | 98568.5357 | 100252.6812 | 99821.3082 | 89879.701 | 90391.0782 | 114420.1496 | 96115.4814 | 101621.9471 | 106215.7832 | 101279.3038 | 100338.4162 | 87226.0002 | 85494.6844 | 76325.055 | 65346.8699
P95 | [5 empty] | 341929.8457 | 329509.4187 | 287649.5257 | 238081.7742 | 222898.6042 | 258709.9999 | 200245.7509 | 212530.9416 | 204651.4969 | 226748.9155 | 203831.1623 | 186286.318 | 184552.8765 | 188711.292 | 164195.4089
NETPOS - Net Position (MWh)
MEAN | [5 empty] | 13307.2178 | 13060.2665 | 10946.9742 | 9150.472 | 9007.2209 | 9901.0555 | 8496.1833 | 8872.5486 | 8676.4848 | 8261.8498 | 8004.5224 | 6899.5151 | 6270.195 | 5882.9372 | 5015.01
P5 | [5 empty] | 9166.8317 | 9784.44 | 8213.38 | 6847.36 | 6801.795 | 7963.2 | 6913.8 | 7376.56 | 7203.375 | 6715.17 | 6854.4 | 5713.59 | 5025 | 4383.26 | 3615.55
P95 | [5 empty] | 17574.9422 | 16159.585 | 13486.27 | 11822.72 | 11319.715 | 11695.805 | 9803.52 | 10187.08 | 9966.775 | 9647.725 | 9072 | 8037.62 | 7612.875 | 7344.47 | 6220.75
NETREVENUE - Net Revenue $
MEAN | [5 empty] | 86532.5253 | 73865.2425 | 60643.6492 | 42997.8763 | 50821.7466 | 49202.2633 | 51065.3183 | 56507.1525 | 55247.7951 | 54305.8603 | 61384.5786 | 59621.8086 | 50578.3095 | 51855.9815 | 45854.1656
P5 | [5 empty] | 28778.5807 | 21880.4982 | 22861.7782 | 11799.6671 | 19500.8123 | 15478.8046 | 18908.6037 | 26873.8697 | 27644.8193 | 25287.9842 | 29467.3148 | 27917.6413 | 24744.1793 | 23600.5676 | 20560.9121
P95 | [5 empty] | 157509.3401 | 137874.0115 | 119551.0481 | 89755.6307 | 91449.4025 | 99618.5505 | 84835.3898 | 93251.8639 | 87743.191 | 96077.1733 | 97337.7144 | 90008.386 | 80472.649 | 83670.7416 | 77555.6012
STARTS - Number Starts
MEAN | [5 empty] | 139.58 | 143.56 | 128.4 | 116.72 | 114.8 | 124.47 | 109.89 | 112.84 | 109.63 | 107.46 | 100.16 | 93.69 | 86.96 | 83.5 | 73.63
P5 | [5 empty] | 114.5 | 124.5 | 108.5 | 97 | 93.5 | 107 | 91 | 89.5 | 89 | 89 | 78.5 | 74.5 | 67 | 63.5 | 55.5
P95 | [5 empty] | 165 | 168 | 147 | 137 | 136.5 | 142 | 126.5 | 133.5 | 129 | 125 | 116 | 110.5 | 104.5 | 102 | 89.5
TOTALEMISSIONCOSTS - Emission Costs
MEAN | [6 empty] | 137341.6739 | 120265.541 | 104798.1846 | 107727.9416 | 122819.9867 | 110073.7141 | 118307.6086 | 120654.9324 | 119973.4028 | 120808.5069 | 108697.2354 | 103008.5048 | 100893.6335 | 89833.7684
P5 | [6 empty] | 79914.2904 | 71813.1641 | 59624.4699 | 58339.8366 | 70170.7367 | 63390.9029 | 67294.8007 | 75954.5667 | 65775.2165 | 77800.3434 | 63049.1286 | 63789.3476 | 52131.4637 | 44562.5687
P95 | [6 empty] | 199197.1256 | 173630.3743 | 158224.4074 | 161814.093 | 177353.3041 | 158164.0386 | 165658.5997 | 174742.5797 | 178731.1159 | 176012.0515 | 148251.9948 | 155273.7718 | 150062.1356 | 132458.7148
VOMCOSTS - VOM Costs
MEAN | [5 empty] | 9315.0525 | 9272.7892 | 7881.8214 | 6771.3493 | 6755.4157 | 7623.8127 | 6627.023 | 7098.0389 | 7114.7175 | 6857.3354 | 6803.844 | 6002.5781 | 5517.7716 | 5294.6435 | 4613.8092
P5 | [5 empty] | 6416.7822 | 6946.9524 | 5913.6336 | 5067.0464 | 5101.3462 | 6131.664 | 5392.764 | 5901.248 | 5906.7675 | 5573.5911 | 5826.24 | 4970.8233 | 4422 | 3944.934 | 3326.306
P95 | [5 empty] | 12302.4595 | 11473.3054 | 9710.1144 | 8748.8128 | 8489.7862 | 9005.7699 | 7646.7456 | 8149.664 | 8172.7555 | 8007.6117 | 7711.2 | 6992.7294 | 6699.33 | 6610.023 | 5723.09
15970: New 2024JAN 18V50DF_NG_B #7
CAPACITYFACTOR - Net Generation Capacity Factor
MEAN | [5 empty] | 0.21465 | 0.21101 | 0.17926 | 0.14788 | 0.14426 | 0.16184 | 0.14101 | 0.1396 | 0.1386 | 0.13187 | 0.12932 | 0.11203 | 0.10028 | 0.097252 | 0.083499
P5 | [5 empty] | 0.14566 | 0.1563 | 0.13758 | 0.11108 | 0.11214 | 0.13026 | 0.11583 | 0.11349 | 0.1161 | 0.10409 | 0.11064 | 0.091542 | 0.08063 | 0.074316 | 0.061035
P95 | [5 empty] | 0.28358 | 0.26527 | 0.2269 | 0.18846 | 0.18505 | 0.19032 | 0.16465 | 0.16279 | 0.16121 | 0.15581 | 0.14936 | 0.13258 | 0.12189 | 0.11977 | 0.10291
CO2EMISSIONS - CO2 Emissions
MEAN | [5 empty] | 6872.2072 | 6739.4937 | 5712.1922 | 4687.9646 | 4641.1272 | 5137.3865 | 4479.266 | 4480.8964 | 4380.939 | 4207.172 | 4155.883 | 3582.0179 | 3206.2809 | 3108.9541 | 2648.9943
P5 | [5 empty] | 4649.97 | 4972.1461 | 4374.804 | 3575.9014 | 3603.0654 | 4152.6738 | 3692.9269 | 3678.9168 | 3664.4718 | 3303.4584 | 3519.1135 | 2931.7441 | 2570.5061 | 2377.7434 | 1939.2026
P95 | [5 empty] | 9120.7257 | 8493.8375 | 7229.8462 | 5977.2367 | 5950.0562 | 6024.852 | 5263.8312 | 5164.4387 | 5087.3552 | 4988.3722 | 4808.7265 | 4225.032 | 3866.6696 | 3839.2921 | 3268.319
FUELCONSUMED - Fuel Consumed
MEAN | [5 empty] | 112030.6989 | 109856.9967 | 93116.4368 | 76425.3471 | 75647.5282 | 83741.9741 | 73014.0896 | 73047.2195 | 71405.9973 | 68585.5547 | 67741.4853 | 58390.5721 | 52269.2678 | 50673.6024 | 43179.8136
P5 | [5 empty] | 75802.7071 | 81048.2422 | 71315.4591 | 58295.977 | 58727.7279 | 67690.6507 | 60196.37 | 59973.5581 | 59728.1107 | 53853.3833 | 57362.046 | 47790.4384 | 41904.7731 | 38755.4214 | 31609.8852
P95 | [5 empty] | 148687.7574 | 138454.0213 | 117856.1553 | 97443.6403 | 96982.2189 | 98208.0884 | 85802.8165 | 84190.4164 | 82920.0295 | 81320.7087 | 78382.92 | 68872.3606 | 63035.0238 | 62577.5612 | 53275.0875
FUELCOST - Fuel Cost
MEAN | [5 empty] | 196715.137 | 200493.4632 | 173767.1249 | 148826.5729 | 149951.9455 | 169966.693 | 151380.314 | 155084.8834 | 154862.6039 | 151801.912 | 152960.0086 | 134157.983 | 125430.4798 | 125718.5391 | 111372.6108
P5 | [5 empty] | 94361.6205 | 99062.4662 | 101559.3536 | 85166.0346 | 89221.1018 | 112001.1207 | 97418.9387 | 99236.1121 | 109614.7326 | 99299.1471 | 101000.1522 | 81673.1239 | 81495.9176 | 78412.0852 | 66802.6138
P95 | [5 empty] | 339920.3501 | 330694.6419 | 289315.6829 | 239341.3434 | 227932.8479 | 252509.1534 | 200622.2385 | 206938.2364 | 206661.6664 | 222231.5444 | 202783.8987 | 188400.5644 | 184061.0508 | 186870.2909 | 164636.3692
NETPOS - Net Position (MWh)
MEAN | [5 empty] | 13165.4874 | 12905.5774 | 10931.5074 | 8965.8774 | 8868.32 | 9810.4063 | 8546.5555 | 8630.3178 | 8430.4309 | 8090.7554 | 7985.5412 | 6878.3723 | 6152.945 | 5960.899 | 5075.798
P5 | [5 empty] | 8911.3735 | 9521.645 | 8371.51 | 6839.04 | 6884.845 | 7930.02 | 7046.28 | 7085.31 | 7051.725 | 6352.8077 | 6762 | 5629.69 | 4932.875 | 4558.925 | 3715.75
P95 | [5 empty] | 17466.5119 | 16264.115 | 13836.13 | 11431.68 | 11369.545 | 11505.165 | 10043.64 | 9946.47 | 9789.85 | 9593.1 | 9240 | 8113.13 | 7420.25 | 7361.2 | 6262.5
NETREVENUE - Net Revenue $
MEAN | [5 empty] | 87978.1293 | 75122.4403 | 60556.8473 | 43325.8738 | 51681.0289 | 49077.6498 | 50406.6951 | 57360.3292 | 56573.1129 | 55204.9257 | 61819.5264 | 59500.6443 | 51067.8039 | 51828.369 | 45427.667
P5 | [5 empty] | 32652.865 | 24335.9375 | 21471.0247 | 12441.2308 | 21168.5922 | 15331.8817 | 18224.691 | 27987.7132 | 28291.0894 | 26417.257 | 28679.2616 | 27861.8541 | 25204.5703 | 23676.8355 | 19513.0172
P95 | [5 empty] | 161362.7432 | 135511.2732 | 120047.4192 | 89521.6584 | 89816.7053 | 97288.8431 | 82884.2391 | 88516.6014 | 87397.0226 | 96281.2577 | 97959.3104 | 88515.6168 | 81584.543 | 82991.675 | 77843.521
STARTS - Number Starts
MEAN | [5 empty] | 137.92 | 142.36 | 129.4 | 115.49 | 113.45 | 124.67 | 110.93 | 110.8 | 108.2 | 106.48 | 100.01 | 93.86 | 85.61 | 84.73 | 74.73
P5 | [5 empty] | 112 | 121.5 | 108.5 | 98 | 97 | 103.5 | 91 | 89 | 92.5 | 86 | 82.5 | 76 | 63.5 | 63.5 | 57.5
P95 | [5 empty] | 170.5 | 164.5 | 149.5 | 138 | 136 | 140.5 | 128.5 | 130.5 | 129 | 123.5 | 116.5 | 110 | 104 | 102.5 | 92.5
TOTALEMISSIONCOSTS - Emission Costs
MEAN | [6 empty] | 135835.98 | 120207.5991 | 102750.2791 | 106115.9334 | 121637.706 | 110833.9994 | 115113.8561 | 117378.6376 | 117357.8621 | 120572.6615 | 108651.2503 | 101217.3484 | 102211.4889 | 90819.4009
P5 | [6 empty] | 77000.929 | 69545.426 | 56232.93 | 58098.7975 | 67812.2418 | 62919.8115 | 66490.5151 | 70803.2671 | 62821.2323 | 74309.2002 | 60403.2066 | 60958.3446 | 53153.1626 | 47523.8717
P95 | [6 empty] | 200424.8319 | 176027.6996 | 150592.9397 | 162725.0284 | 172890.6285 | 156980.1958 | 163637.2356 | 174107.3093 | 175662.5891 | 177861.2041 | 157600.9601 | 151943.6556 | 145280.7389 | 138168.8823
VOMCOSTS - VOM Costs
MEAN | [5 empty] | 9215.8412 | 9162.9599 | 7870.6853 | 6634.7493 | 6651.24 | 7554.0129 | 6666.3133 | 6904.2542 | 6912.9533 | 6715.3269 | 6787.71 | 5984.1839 | 5414.5916 | 5364.8091 | 4669.7342
P5 | [5 empty] | 6237.9615 | 6760.3679 | 6027.4872 | 5060.8896 | 5163.6337 | 6106.1154 | 5496.0984 | 5668.248 | 5782.4145 | 5272.8304 | 5747.7 | 4897.8303 | 4340.93 | 4103.0325 | 3418.49
P95 | [5 empty] | 12226.5583 | 11547.5217 | 9962.0136 | 8459.4432 | 8527.1588 | 8858.977 | 7834.0392 | 7957.176 | 8027.677 | 7962.273 | 7854 | 7058.4231 | 6529.82 | 6625.08 | 5761.5
15970: New 2024JAN 18V50DF_NG_B #8
CAPACITYFACTOR - Net Generation Capacity Factor
MEAN | [5 empty] | 0.21391 | 0.20337 | 0.17366 | 0.14328 | 0.14138 | 0.15929 | 0.14421 | 0.1406 | 0.13601 | 0.12909 | 0.12657 | 0.11247 | 0.099813 | 0.095948 | 0.083982
P5 | [5 empty] | 0.14585 | 0.14355 | 0.13316 | 0.10723 | 0.10466 | 0.12808 | 0.12023 | 0.11775 | 0.11281 | 0.10382 | 0.10691 | 0.09221 | 0.07954 | 0.07178 | 0.061209
P95 | [5 empty] | 0.28703 | 0.26139 | 0.21949 | 0.1896 | 0.17958 | 0.19125 | 0.16914 | 0.16368 | 0.162 | 0.15579 | 0.14739 | 0.13288 | 0.11984 | 0.11921 | 0.10247
CO2EMISSIONS - CO2 Emissions
MEAN | [5 empty] | 6837.8709 | 6491.0625 | 5536.5631 | 4540.2771 | 4545.3321 | 5070.0525 | 4579.563 | 4510.2883 | 4293.7936 | 4117.3929 | 4062.4322 | 3600.4559 | 3196.7669 | 3063.8893 | 2665.118
P5 | [5 empty] | 4676.7385 | 4556.4817 | 4254.9378 | 3397.5414 | 3346.6349 | 4044.0787 | 3827.4519 | 3759.8166 | 3576.9098 | 3312.4542 | 3440.4252 | 2953.5901 | 2557.4135 | 2290.4868 | 1934.8448
P95 | [5 empty] | 9227.5943 | 8373.4702 | 6955.6257 | 6003.3381 | 5784.8976 | 6098.6966 | 5346.282 | 5201.5178 | 5122.38 | 4988.3722 | 4747.5245 | 4255.6166 | 3866.6696 | 3830.5665 | 3242.1724
FUELCONSUMED - Fuel Consumed
MEAN | [5 empty] | 111470.9278 | 105807.4303 | 90253.4451 | 74017.6814 | 74086.1246 | 82644.3874 | 74648.9647 | 73526.37 | 69985.591 | 67121.9717 | 66218.2373 | 58691.1319 | 52114.1703 | 49939.0843 | 43442.6374
P5 | [5 empty] | 76240.0678 | 74273.1796 | 69361.3261 | 55388.2701 | 54548.0705 | 65920.4977 | 62389.1873 | 61292.2253 | 58300.9158 | 53999.8039 | 56079.4164 | 48146.552 | 41691.3363 | 37333.2041 | 31538.8518
P95 | [5 empty] | 150431.3766 | 136491.4672 | 113385.9941 | 97869.1584 | 94290.2361 | 99411.7925 | 87146.8013 | 84794.7219 | 83490.9075 | 81320.7087 | 77385.3192 | 69370.9195 | 63035.0238 | 62435.3395 | 52848.8868
FUELCOST - Fuel Cost
MEAN | [5 empty] | 195816.9608 | 194074.628 | 168999.396 | 144904.9183 | 147337.4332 | 168117.6629 | 154485.0184 | 156079.7004 | 151984.0188 | 148792.2946 | 149952.4225 | 134776.6906 | 125231.6511 | 124116.0333 | 111948.1463
P5 | [5 empty] | 92261.6502 | 92492.2337 | 98132.9395 | 83178.8623 | 86710.0182 | 109189.388 | 101803.1124 | 104741.6308 | 105769.7038 | 98645.8365 | 100833.9172 | 82620.2815 | 80579.9343 | 73223.9825 | 66994.8485
P95 | [5 empty] | 341371.5181 | 322206.1341 | 285899.4653 | 240054.9191 | 224038.2348 | 256640.4705 | 204866.44 | 213519.9446 | 204245.159 | 217463.5906 | 199989.7935 | 193188.9245 | 181500.8298 | 186404.5905 | 167041.8413
NETPOS - Net Position (MWh)
MEAN | [5 empty] | 13099.2961 | 12429.9086 | 10595.4057 | 8683.412 | 8685.2711 | 9681.8232 | 8737.9542 | 8686.9337 | 8262.7287 | 7918.087 | 7805.9436 | 6913.7781 | 6134.6875 | 5874.4871 | 5106.693
P5 | [5 empty] | 8959.4124 | 8724.48 | 8142.505 | 6497.92 | 6394.85 | 7722.645 | 7302.96 | 7241.52 | 6883.225 | 6370.155 | 6610.8 | 5671.64 | 4907.75 | 4391.625 | 3707.4
P95 | [5 empty] | 17668.3801 | 16034.7743 | 13311.34 | 11481.6 | 11053.955 | 11646.18 | 10200.96 | 10018.28 | 9857.25 | 9593.1 | 9122.4 | 8171.86 | 7420.25 | 7344.47 | 6212.4
NETREVENUE - Net Revenue $
MEAN | [5 empty] | 87694.0086 | 77460.8163 | 62133.7342 | 45122.8185 | 52446.553 | 50201.7041 | 49601.035 | 56715.8662 | 57168.4087 | 55915.7445 | 61817.1766 | 59506.2822 | 51481.3424 | 51877.2602 | 44901.1236
P5 | [5 empty] | 30951.9004 | 26113.4557 | 25997.8313 | 14775.319 | 22474.2036 | 16598.04 | 16262.5851 | 27218.8768 | 27926.3221 | 27441.8598 | 32357.3912 | 27726.966 | 27087.1229 | 24684.6352 | 19299.621
P95 | [5 empty] | 160334.1069 | 139283.1807 | 118404.2428 | 87908.6354 | 92098.602 | 96692.7123 | 82978.4663 | 88877.1055 | 89417.3677 | 97199.5685 | 92215.9773 | 88106.273 | 78892.9723 | 82141.6848 | 76759.5664
STARTS - Number Starts
MEAN | [5 empty] | 138.25 | 137.42 | 127.23 | 113.64 | 112.36 | 123.94 | 112.55 | 112.56 | 106.72 | 105.49 | 99.04 | 94.4 | 85.53 | 84.06 | 75.63
P5 | [5 empty] | 111.5 | 116.5 | 106 | 93 | 93.5 | 104 | 91 | 89 | 88 | 87.5 | 81.5 | 74.5 | 63.5 | 63.5 | 58.5
P95 | [5 empty] | 165.5 | 162.5 | 148 | 135 | 133 | 144 | 128.5 | 132.5 | 126 | 123 | 115.5 | 111.5 | 101.5 | 102 | 91.5
TOTALEMISSIONCOSTS - Emission Costs
MEAN | [6 empty] | 130898.1673 | 116497.1359 | 99670.5073 | 103919.8954 | 120107.1673 | 113195.0872 | 115951.4076 | 115073.2102 | 115024.5964 | 118163.4428 | 109180.827 | 100927.6168 | 100780.7588 | 91332.1099
P5 | [6 empty] | 73705.4866 | 67680.3438 | 53164.6005 | 56156.357 | 65697.6405 | 65192.1063 | 68113.0153 | 69489.9135 | 62473.5939 | 71909.4217 | 61753.9595 | 61786.3665 | 52442.0585 | 46937.946
P95 | [6 empty] | 193734.0715 | 174473.9878 | 146015.7801 | 159513.9791 | 174484.8781 | 161574.7895 | 165501.4202 | 175201.1627 | 172055.5501 | 170815.1574 | 157672.74 | 152749.0093 | 146791.5788 | 137048.7488
VOMCOSTS - VOM Costs
MEAN | [5 empty] | 9169.5073 | 8825.2351 | 7628.6921 | 6425.7249 | 6513.9533 | 7455.0039 | 6815.6043 | 6949.5469 | 6775.4375 | 6572.0122 | 6635.0521 | 6014.9869 | 5398.525 | 5287.0384 | 4698.1576
P5 | [5 empty] | 6271.5887 | 6194.3808 | 5862.6036 | 4808.4608 | 4796.1375 | 5946.4366 | 5696.3088 | 5793.216 | 5644.2445 | 5287.2287 | 5619.18 | 4934.3268 | 4318.82 | 3952.4625 | 3410.808
P95 | [5 empty] | 12367.866 | 11384.6897 | 9584.1648 | 8496.384 | 8290.4662 | 8967.5586 | 7956.7488 | 8014.624 | 8082.945 | 7962.273 | 7754.04 | 7109.5182 | 6529.82 | 6610.023 | 5715.408
15970: New 2024JAN J920_A #1
CAPACITYFACTOR - Net Generation Capacity Factor
MEAN | [5 empty] | 0.54832 | 0.4587 | 0.39863 | 0.35756 | 0.34213 | 0.34573 | 0.30431 | 0.32963 | 0.32432 | 0.31153 | 0.29473 | 0.24935 | 0.23066 | 0.2215 | 0.18549
P5 | [5 empty] | 0.51255 | 0.41211 | 0.35547 | 0.31373 | 0.29458 | 0.30771 | 0.26101 | 0.28365 | 0.28063 | 0.26935 | 0.26199 | 0.20949 | 0.19391 | 0.18649 | 0.14846
P95 | [5 empty] | 0.58737 | 0.50725 | 0.44578 | 0.40346 | 0.37616 | 0.38498 | 0.33868 | 0.36934 | 0.37289 | 0.34986 | 0.33538 | 0.2893 | 0.28012 | 0.25355 | 0.21499
CO2EMISSIONS - CO2 Emissions
MEAN | [5 empty] | 8932.2381 | 7331.87 | 6369.3991 | 5679.0397 | 5515.3074 | 5498.7302 | 4844.1158 | 5288.3274 | 5137.1987 | 4981.4934 | 4742.7314 | 4002.4214 | 3701.341 | 3544.2821 | 2953.0368
P5 | [5 empty] | 8329.0795 | 6570.0874 | 5685.0315 | 5015.5537 | 4727.9351 | 4895.916 | 4171.3753 | 4522.2001 | 4443.7811 | 4268.9142 | 4206.4922 | 3334.5055 | 3097.9936 | 2988.2993 | 2376.5171
P95 | [5 empty] | 9561.3918 | 8112.3609 | 7094.3339 | 6411.9471 | 6131.302 | 6130.6285 | 5405.7141 | 5978.9878 | 5894.8624 | 5562.3427 | 5419.7156 | 4668.0754 | 4518.9584 | 4089.377 | 3422.8496
FUELCONSUMED - Fuel Consumed
MEAN | [5 empty] | 151247.0181 | 124145.8419 | 107829.2421 | 96146.078 | 93375.4229 | 93099.0652 | 82017.1163 | 89547.3886 | 86970.2807 | 84341.4681 | 80298.8387 | 67761.5662 | 62663.4101 | 60009.0295 | 49997.7872
P5 | [5 empty] | 141034.5056 | 111248.0347 | 96242.9155 | 84912.3852 | 80044.2078 | 82892.6331 | 70626.7203 | 76574.2779 | 75231.7687 | 72277.1194 | 71220.0874 | 56453.6683 | 52448.7004 | 50595.6601 | 40237.1503
P95 | [5 empty] | 161898.3097 | 137361.6122 | 120102.1972 | 108554.0328 | 103804.4965 | 103797.8463 | 91525.94 | 101242.1646 | 99799.1851 | 94176.2189 | 91760.4063 | 79031.9426 | 76505.7858 | 69237.8313 | 57952.1103
FUELCOST - Fuel Cost
MEAN | [5 empty] | 245103.2858 | 215234.9181 | 194054.4435 | 180189.5788 | 179358.0948 | 185082.097 | 167037.7607 | 186260.5563 | 184939.9299 | 183270.5986 | 179145.2879 | 152128.8494 | 147098.9147 | 145561.8215 | 125428.2459
P5 | [5 empty] | 170967.5163 | 145696.5401 | 137765.9652 | 128141.6899 | 121064.7604 | 133889.4013 | 122360.5351 | 136557.2157 | 147046.7283 | 134951.441 | 134615.0693 | 109621.7578 | 108761.5702 | 104429.013 | 82761.9628
P95 | [5 empty] | 340412.8647 | 301469.1728 | 277725.1521 | 249886.9247 | 240679.2982 | 252133.4363 | 207498.7224 | 234461.5342 | 231285.7211 | 251288.4297 | 220914.9866 | 195930.0547 | 198887.734 | 191409.2388 | 168204.8668
NETPOS - Net Position (MWh)
MEAN | [5 empty] | 18267.4653 | 15225.9916 | 13214.9229 | 11778.1068 | 11429.89 | 11388.4309 | 10025.9445 | 11046.8479 | 10721.3097 | 10389.3842 | 9883.6368 | 8335.6714 | 7703.0758 | 7371.7195 | 6137.2894
P5 | [5 empty] | 17020.5405 | 13644.1968 | 11791.2498 | 10401.8655 | 9798.1803 | 10140.1057 | 8632.99 | 9445.6888 | 9274.2265 | 8902.6845 | 8766.0595 | 6943.751 | 6447.2115 | 6215.4623 | 4937.5604
P95 | [5 empty] | 19577.1749 | 16847.7104 | 14719.0351 | 13299.1547 | 12705.7267 | 12697.916 | 11188.2197 | 12489.115 | 12303.2305 | 11600.7639 | 11295.7106 | 9719.6815 | 9404.3035 | 8505.6572 | 7114.18
NETREVENUE - Net Revenue $
MEAN | [5 empty] | -39201.979 | 31401.1901 | 24644.6514 | 12595.3408 | 16632.9963 | 18396.398 | 23411.1571 | 21124.9126 | 22148.0032 | 21474.4474 | 25946.6241 | 31354.9763 | 26393.5705 | 28004.7797 | 26443.7929
P5 | [5 empty] | -85814.31 | -8884.8909 | -7455.9927 | -13392.7914 | -9397.3796 | -8314.5484 | -2785.0811 | -2108.7223 | 773.7646 | -1950.7441 | 4328.3976 | 7434.9255 | 6956.2175 | 5871.1509 | 7926.0578
P95 | [5 empty] | 10590.2023 | 74643.5097 | 66428.6995 | 49743.6527 | 46998.9093 | 53251.4783 | 46476.8094 | 48266.8999 | 44451.5615 | 52304.7175 | 51072.2254 | 52817.6022 | 48370.3363 | 52620.6783 | 49364.4612
STARTS - Number Starts
MEAN | [5 empty] | 116.93 | 188.89 | 193.56 | 180.94 | 182.08 | 184.01 | 164.59 | 187.11 | 183.73 | 181.53 | 176.54 | 168.71 | 158.67 | 156.89 | 138.03
P5 | [5 empty] | 99 | 158.5 | 162 | 156 | 156.5 | 158.5 | 141.5 | 159.5 | 156 | 150 | 147.5 | 135.5 | 136.5 | 131 | 107
P95 | [5 empty] | 136 | 214.5 | 220 | 207 | 212.5 | 211.5 | 185.5 | 215 | 214.5 | 211.5 | 204 | 197 | 181 | 185 | 160.5
TOTALEMISSIONCOSTS - Emission Costs
MEAN | [6 empty] | 147865.6932 | 133884.9369 | 124458.8369 | 126036.9002 | 130899.0562 | 120053.4866 | 136584.5807 | 138371.498 | 139635.6082 | 138346.0516 | 121933.6538 | 117628.0841 | 116943.3522 | 101806.7587
P5 | [6 empty] | 92104.4551 | 80026.594 | 73410.9215 | 71023.4494 | 76217.571 | 67921.0052 | 75763.7984 | 81734.4363 | 82799.0957 | 83248.0935 | 69616.8282 | 68373.715 | 66456.0644 | 58759.6479
P95 | [6 empty] | 213076.9701 | 188596.8961 | 178951.1978 | 185632.4394 | 182282.1409 | 176903.3192 | 196808.4077 | 199798.9387 | 204503.6391 | 207550.9606 | 177636.1967 | 182519.4298 | 170178.8431 | 155267.3824
VOMCOSTS - VOM Costs
MEAN | [5 empty] | 10047.1059 | 8526.5553 | 7532.5061 | 6831.3019 | 6743.6351 | 6833.0585 | 6216.0856 | 6959.5142 | 6861.6382 | 6753.0997 | 6622.0366 | 5668.2566 | 5315.1223 | 5233.9208 | 4418.8484
P5 | [5 empty] | 9361.2973 | 7640.7502 | 6721.0124 | 6033.082 | 5780.9263 | 6084.0634 | 5352.4538 | 5950.7839 | 5935.505 | 5786.7449 | 5873.2599 | 4721.7507 | 4448.5759 | 4412.9783 | 3555.0435
P95 | [5 empty] | 10767.4462 | 9434.7178 | 8389.85 | 7713.5097 | 7496.3788 | 7618.7496 | 6936.6962 | 7868.1425 | 7874.0675 | 7540.4965 | 7568.1261 | 6609.3834 | 6488.9694 | 6039.0166 | 5122.2096
15970: New 2024JAN J920_A #2
CAPACITYFACTOR - Net Generation Capacity Factor
MEAN | [5 empty] | 0.551 | 0.45698 | 0.39512 | 0.35292 | 0.33836 | 0.34449 | 0.30688 | 0.32871 | 0.32166 | 0.30773 | 0.30038 | 0.24749 | 0.2308 | 0.22337 | 0.18858
P5 | [5 empty] | 0.51884 | 0.41108 | 0.34707 | 0.31004 | 0.28696 | 0.30547 | 0.259 | 0.28013 | 0.27685 | 0.26651 | 0.26941 | 0.21024 | 0.19569 | 0.18969 | 0.14822
P95 | [5 empty] | 0.58569 | 0.50265 | 0.44044 | 0.39499 | 0.38582 | 0.38587 | 0.3406 | 0.37027 | 0.36645 | 0.34696 | 0.34498 | 0.28994 | 0.2796 | 0.2596 | 0.22378
CO2EMISSIONS - CO2 Emissions
MEAN | [5 empty] | 8970.3532 | 7309.585 | 6304.2333 | 5601.6629 | 5449.6437 | 5489.396 | 4881.7935 | 5279.8971 | 5093.6912 | 4912.6983 | 4840.3567 | 3966.1658 | 3704.7896 | 3577.0949 | 3000.9431
P5 | [5 empty] | 8361.0173 | 6536.4848 | 5506.7432 | 4867.8579 | 4611.46 | 4818.3668 | 4131.6045 | 4519.1126 | 4386.3499 | 4254.9778 | 4332.2996 | 3365.3365 | 3154.237 | 3049.3783 | 2376.8932
P95 | [5 empty] | 9570.0885 | 7993.0365 | 7000.094 | 6307.879 | 6172.0566 | 6175.4672 | 5451.5738 | 5982.5245 | 5767.5784 | 5535.3988 | 5526.8303 | 4640.5922 | 4537.2494 | 4156.8542 | 3552.7446
FUELCONSUMED - Fuel Consumed
MEAN | [5 empty] | 151892.2797 | 123768.4285 | 106725.9289 | 94836.0733 | 92263.6006 | 92940.9585 | 82655.0275 | 89404.5127 | 86234.2483 | 83176.6779 | 81951.6195 | 67147.6221 | 62721.7178 | 60564.4732 | 50808.8854
P5 | [5 empty] | 141575.0792 | 110676.6116 | 93224.9957 | 82412.7786 | 78073.2556 | 81579.8447 | 69953.4062 | 76521.9731 | 74259.038 | 72040.8127 | 73349.9872 | 56975.6506 | 53401.0053 | 51630.3806 | 40243.1536
P95 | [5 empty] | 162042.4644 | 135340.3181 | 118507.4964 | 106791.8474 | 104494.2902 | 104556.9619 | 92302.0294 | 101302.0807 | 97645.4279 | 93719.437 | 93574.2055 | 78565.9314 | 76815.0905 | 70380.8365 | 60151.4142
FUELCOST - Fuel Cost
MEAN | [5 empty] | 246086.0455 | 214804.5523 | 192081.5285 | 177756.3332 | 177300.6491 | 184913.7246 | 168341.884 | 185887.0052 | 183232.3849 | 180832.4111 | 182528.7195 | 150746.3056 | 147275.9219 | 146979.1463 | 127547.256
P5 | [5 empty] | 171758.8925 | 143992.541 | 131960.1313 | 126558.9423 | 117040.5593 | 134085.9487 | 123078.8743 | 134125.747 | 145862.8089 | 130589.4451 | 139768.8892 | 111288.6898 | 107508.5465 | 105837.3121 | 84644.7649
P95 | [5 empty] | 346315.9659 | 297284.0444 | 272887.5951 | 246598.1018 | 240004.8326 | 250155.1489 | 209077.3216 | 236442.7795 | 232488.5218 | 247653.5439 | 219925.4339 | 194000.4214 | 192994.4621 | 188974.7824 | 170311.6403
NETPOS - Net Position (MWh)
MEAN | [5 empty] | 18345.6999 | 15179.7166 | 13080.1773 | 11617.6798 | 11294.0628 | 11368.9518 | 10103.9266 | 11029.5853 | 10630.8511 | 10246.2173 | 10087.5769 | 8260.4448 | 7710.5059 | 7440.0061 | 6236.8372
P5 | [5 empty] | 17091.4416 | 13577.4833 | 11425.4826 | 10096.5464 | 9556.5375 | 9979.6366 | 8550.9999 | 9440.9416 | 9154.74 | 8874.86 | 9028.96 | 7008.48 | 6565.0861 | 6342.4843 | 4939.36
P95 | [5 empty] | 19621.4932 | 16599.0235 | 14519.1202 | 13082.94 | 12791.9284 | 12790.6125 | 11283.65 | 12494.8978 | 12038.49 | 11544.8938 | 11518.9273 | 9663.1167 | 9443.485 | 8645.9537 | 7383.4401
NETREVENUE - Net Revenue $
MEAN | [5 empty] | -40346.3875 | 31453.034 | 24811.6547 | 12931.7552 | 16966.2587 | 18894.0832 | 23100.2925 | 21941.7442 | 23424.8935 | 22502.4422 | 25263.7593 | 32235.4612 | 26913.173 | 27425.631 | 26011.5091
P5 | [5 empty] | -79345.7742 | -9161.4753 | -6951.0991 | -12917.8184 | -8294.9973 | -6609.4987 | -2794.5012 | -1225.0506 | 1103.6607 | -1082.8603 | 4441.0549 | 8118.0242 | 8057.2707 | 5814.8545 | 7745.7171
P95 | [5 empty] | 10019.0337 | 78559.5855 | 64414.3122 | 50858.3851 | 44807.3451 | 53106.0014 | 45909.3116 | 47192.133 | 44843.037 | 52664.1935 | 51560.0049 | 52163.6231 | 48070.1474 | 52185.7888 | 48915.5499
STARTS - Number Starts
MEAN | [5 empty] | 113.01 | 190.19 | 192.29 | 181.1 | 182.32 | 182.28 | 164.78 | 185.47 | 181.35 | 179.45 | 173.96 | 167.48 | 157.72 | 157.5 | 139.85
P5 | [5 empty] | 94 | 157.5 | 170.5 | 156.5 | 156.5 | 155.5 | 139.5 | 156 | 155 | 147 | 146.5 | 132 | 132.5 | 130 | 110
P95 | [5 empty] | 133.5 | 217.5 | 221.5 | 209.5 | 212 | 214.5 | 188.5 | 209.5 | 207 | 209 | 205.5 | 200.5 | 183 | 185.5 | 164
TOTALEMISSIONCOSTS - Emission Costs
MEAN | [6 empty] | 147363.3783 | 132580.5894 | 122757.3453 | 124661.6161 | 130654.8592 | 121017.427 | 136496.2856 | 137276.243 | 137745.2171 | 141140.7669 | 120824.5103 | 117730.6609 | 118053.9863 | 103472.6947
P5 | [6 empty] | 90694.7164 | 81121.2375 | 74267.6298 | 70176.2717 | 75178.782 | 68512.8996 | 75437.9175 | 79473.8655 | 80284.3632 | 86522.1365 | 69063.1963 | 70949.5382 | 67122.3667 | 57558.7848
P95 | [6 empty] | 210488.9237 | 186444.102 | 176300.3372 | 182098.7235 | 180461.8089 | 180433.8823 | 196577.8706 | 201381.7116 | 204538.9152 | 211616.8208 | 179370.0442 | 185062.2533 | 173474.6734 | 156370.8818
VOMCOSTS - VOM Costs
MEAN | [5 empty] | 10090.1349 | 8500.6413 | 7455.7011 | 6738.2543 | 6663.4971 | 6821.3711 | 6264.4345 | 6948.6388 | 6803.7447 | 6660.0412 | 6758.6765 | 5617.1025 | 5320.2491 | 5282.4043 | 4490.5228
P5 | [5 empty] | 9400.2929 | 7603.3907 | 6512.5251 | 5855.9969 | 5638.3571 | 5987.782 | 5301.6199 | 5947.7932 | 5859.0336 | 5768.659 | 6049.4032 | 4765.7664 | 4529.9094 | 4503.1638 | 3556.3392
P95 | [5 empty] | 10791.8213 | 9295.4531 | 8275.8985 | 7588.1052 | 7547.2378 | 7674.3675 | 6995.863 | 7871.7856 | 7704.6336 | 7504.181 | 7717.6813 | 6570.9193 | 6516.0046 | 6138.6272 | 5316.0769
15970: New 2024JAN J920_A #3
CAPACITYFACTOR - Net Generation Capacity Factor
MEAN | [5 empty] | 0.55156 | 0.45701 | 0.38349 | 0.3428 | 0.32766 | 0.3389 | 0.30019 | 0.325 | 0.32065 | 0.3059 | 0.29763 | 0.24486 | 0.22635 | 0.22318 | 0.19507
P5 | [5 empty] | 0.50782 | 0.41476 | 0.33802 | 0.29867 | 0.27779 | 0.30262 | 0.25559 | 0.2828 | 0.27533 | 0.26639 | 0.26518 | 0.20672 | 0.19026 | 0.18891 | 0.15765
P95 | [5 empty] | 0.5935 | 0.50247 | 0.43418 | 0.39148 | 0.36834 | 0.38256 | 0.33573 | 0.36843 | 0.36392 | 0.34109 | 0.34112 | 0.2883 | 0.27049 | 0.25804 | 0.22942
CO2EMISSIONS - CO2 Emissions
MEAN | [5 empty] | 8987.3354 | 7304.9991 | 6121.7328 | 5445.27 | 5275.8637 | 5390.2029 | 4775.7331 | 5224.1241 | 5068.4123 | 4880.8554 | 4792.2327 | 3925.211 | 3630.3787 | 3571.8685 | 3107.3443
P5 | [5 empty] | 8271.317 | 6560.5987 | 5354.6058 | 4753.2767 | 4479.2514 | 4779.7387 | 4051.7004 | 4522.879 | 4346.2084 | 4251.6063 | 4278.7537 | 3306.5413 | 3025.8264 | 3008.8016 | 2509.7985
P95 | [5 empty] | 9697.1155 | 8048.2288 | 6918.2031 | 6209.4641 | 5953.464 | 6054.879 | 5374.6136 | 5919.1243 | 5730.2992 | 5460.3734 | 5514.6578 | 4602.0739 | 4326.21 | 4153.1964 | 3641.9609
FUELCONSUMED - Fuel Consumed
MEAN | [5 empty] | 152180.1596 | 123690.8194 | 103636.3 | 92188.2073 | 89321.6048 | 91261.491 | 80859.2878 | 88460.1012 | 85807.2913 | 82637.502 | 81136.8232 | 66454.2719 | 61461.9406 | 60475.9668 | 52610.3744
P5 | [5 empty] | 140053.7935 | 111086.8221 | 90649.6624 | 80472.7484 | 75834.553 | 80925.2526 | 68600.6383 | 76586.368 | 73579.1168 | 71983.7083 | 72443.1741 | 55980.5132 | 51226.8622 | 50942.3402 | 42493.2832
P95 | [5 empty] | 164197.1234 | 136275.7565 | 117119.8924 | 105125.8196 | 100793.4859 | 102515.5416 | 90998.8422 | 100228.3938 | 97014.4955 | 92448.9378 | 93368.0558 | 77913.705 | 73242.1963 | 70318.5385 | 61662.0417
FUELCOST - Fuel Cost
MEAN | [5 empty] | 246821.4356 | 214408.9487 | 186714.8754 | 172905.3149 | 171754.8085 | 181323.1945 | 164732.8724 | 183933.2745 | 182355.7011 | 179663.5775 | 180771.8903 | 149131.3317 | 144197.9389 | 146743.5032 | 132017.2636
P5 | [5 empty] | 169879.6425 | 147026.3466 | 129525.1156 | 121571.1696 | 112109.7815 | 131193.4302 | 119695.3501 | 131618.3486 | 144881.2005 | 133820.4779 | 136787.3746 | 108568.462 | 105309.8648 | 102224.3326 | 89250.834
P95 | [5 empty] | 348573.5199 | 300889.7707 | 268064.2126 | 246185.2064 | 231652.945 | 245033.55 | 205846.9369 | 232185.2675 | 226940.9216 | 243810.5208 | 224065.3101 | 191954.3162 | 187768.8617 | 193176.1318 | 175646.0282
NETPOS - Net Position (MWh)
MEAN | [5 empty] | 18376.8467 | 15169.7196 | 12701.2022 | 11293.3829 | 10934.0106 | 11163.6179 | 9884.4157 | 10913.039 | 10578.4918 | 10180.1022 | 9987.3596 | 8175.3422 | 7555.6014 | 7429.1671 | 6458.0374
P5 | [5 empty] | 16934.4733 | 13620.5678 | 11109.7959 | 9858.1405 | 9282.645 | 9899.2079 | 8385.7261 | 9447.2538 | 9070.3412 | 8868.045 | 8916.6721 | 6887.0225 | 6297.4684 | 6257.3476 | 5216.46
P95 | [5 empty] | 19847.66 | 16714.2925 | 14354.4762 | 12878.7286 | 12339.1433 | 12539.6988 | 11124.1697 | 12364.8647 | 11960.6816 | 11388.2865 | 11493.2936 | 9584.96 | 9004.45 | 8638.4986 | 7567.86
NETREVENUE - Net Revenue $
MEAN | [5 empty] | -40728.7587 | 30796.192 | 25488.2277 | 14141.3346 | 18350.5613 | 18588.6741 | 24044.9739 | 22417.0724 | 23596.4879 | 23198.566 | 26156.9265 | 32942.397 | 27580.7092 | 27490.1579 | 25042.4268
P5 | [5 empty] | -84011.5579 | -11463.3545 | -6831.3389 | -12911.0656 | -7314.7396 | -6784.7175 | -2364.9068 | -328.4527 | 2682.9868 | -1083.441 | 4936.1952 | 8646.4442 | 7593.4015 | 5968.3352 | 6852.1635
P95 | [5 empty] | 866.4154 | 77116.2737 | 65630.9936 | 53539.213 | 48391.0642 | 52502.3003 | 45740.2598 | 48917.9571 | 46582.4762 | 54026.6667 | 51109.1678 | 54113.9217 | 50212.1507 | 52565.3332 | 46067.2782
STARTS - Number Starts
MEAN | [5 empty] | 113.55 | 191.65 | 195.97 | 182.72 | 183.73 | 187.28 | 165.99 | 186.95 | 181.4 | 178.84 | 172.66 | 164.88 | 155.59 | 156.55 | 141.47
P5 | [5 empty] | 97 | 158 | 163 | 154.5 | 158 | 161 | 142 | 157 | 153 | 142.5 | 144.5 | 135 | 131 | 128.5 | 111
P95 | [5 empty] | 131.5 | 225 | 227.5 | 208.5 | 210 | 218.5 | 189.5 | 210 | 204.5 | 209.5 | 201 | 190.5 | 178 | 185 | 164
TOTALEMISSIONCOSTS - Emission Costs
MEAN | [6 empty] | 147287.4841 | 128744.5076 | 119353.9623 | 120623.8299 | 128316.4842 | 118376.4582 | 134929.3587 | 136465.2314 | 136711.5766 | 139768.5191 | 119524.776 | 115352.1416 | 117895.6889 | 107154.0193
P5 | [6 empty] | 90470.3842 | 80381.5458 | 72717.4587 | 67610.2569 | 76140.0531 | 68297.8999 | 75333.874 | 80773.1508 | 78425.3282 | 85134.7674 | 68571.9307 | 67949.763 | 66805.9551 | 59412.6288
P95 | [6 empty] | 212533.543 | 183453.448 | 175013.6003 | 171926.4501 | 177450.4086 | 174935.3728 | 195005.0469 | 196815.6871 | 200750.6104 | 209542.7325 | 175075.4002 | 179145.8905 | 174363.4564 | 163395.1676
VOMCOSTS - VOM Costs
MEAN | [5 empty] | 10107.2657 | 8495.043 | 7239.6852 | 6550.1621 | 6451.0662 | 6698.1707 | 6128.3377 | 6875.2145 | 6770.2348 | 6617.0665 | 6691.5309 | 5559.2327 | 5213.365 | 5274.7087 | 4649.787
P5 | [5 empty] | 9313.9603 | 7627.518 | 6332.5837 | 5717.7215 | 5476.7605 | 5939.5247 | 5199.1502 | 5951.7699 | 5805.0184 | 5764.2293 | 5974.1703 | 4683.1753 | 4345.2532 | 4442.7168 | 3755.8512
P95 | [5 empty] | 10916.213 | 9360.0038 | 8182.0514 | 7469.6626 | 7280.0945 | 7523.8193 | 6896.9852 | 7789.8647 | 7654.8363 | 7402.3862 | 7700.5067 | 6517.7728 | 6213.0705 | 6133.334 | 5448.8592
15970: New 2024JAN J920_A #4
CAPACITYFACTOR - Net Generation Capacity Factor
MEAN | [5 empty] | 0.54713 | 0.46202 | 0.38188 | 0.34109 | 0.32756 | 0.33799 | 0.29892 | 0.32204 | 0.31715 | 0.30396 | 0.29566 | 0.24492 | 0.22664 | 0.2197 | 0.19226
P5 | [5 empty] | 0.49955 | 0.41629 | 0.33388 | 0.2972 | 0.27683 | 0.29844 | 0.2528 | 0.27821 | 0.27757 | 0.2643 | 0.26615 | 0.20338 | 0.19106 | 0.1833 | 0.15372
P95 | [5 empty] | 0.58553 | 0.50671 | 0.43331 | 0.38312 | 0.37054 | 0.37626 | 0.3389 | 0.36789 | 0.36127 | 0.34079 | 0.33798 | 0.28424 | 0.26941 | 0.25234 | 0.22591
CO2EMISSIONS - CO2 Emissions
MEAN | [5 empty] | 8901.8509 | 7380.1576 | 6091.0162 | 5417.7819 | 5272.2824 | 5373.1956 | 4759.8304 | 5170.7333 | 5014.0332 | 4855.7046 | 4761.4383 | 3920.711 | 3633.6951 | 3518.2309 | 3063.1848
P5 | [5 empty] | 8149.345 | 6610.4988 | 5284.7449 | 4720.8675 | 4473.468 | 4750.2427 | 4002.6572 | 4437.2786 | 4367.2553 | 4203.4056 | 4262.2853 | 3219.8386 | 3042.089 | 2947.3389 | 2461.7431
P95 | [5 empty] | 9587.9608 | 8148.7366 | 6932.4374 | 6070.1579 | 5958.8018 | 5968.5513 | 5432.0334 | 5916.3122 | 5683.9143 | 5461.0851 | 5444.8494 | 4570.7555 | 4349.9563 | 4064.2812 | 3588.3338
FUELCONSUMED - Fuel Consumed
MEAN | [5 empty] | 150732.0929 | 124963.5292 | 103116.2584 | 91722.9214 | 89260.9952 | 90973.6363 | 80589.9974 | 87556.1474 | 84886.5431 | 82211.7094 | 80615.4601 | 66378.1116 | 61518.0732 | 59567.8605 | 51862.703
P5 | [5 empty] | 137995.715 | 111931.6207 | 89466.8873 | 79924.9966 | 75736.7122 | 80426.2719 | 67770.1004 | 75136.2422 | 73936.5485 | 71167.6251 | 72163.8606 | 54512.3782 | 51501.9715 | 49902.3313 | 41679.6607
P95 | [5 empty] | 162350.5882 | 137977.8863 | 117360.6462 | 102768.6007 | 100884.1647 | 101053.5187 | 91971.2302 | 100181.8524 | 96228.0736 | 92461.9705 | 92185.9719 | 77383.5936 | 73644.2701 | 68813.118 | 60754.0174
FUELCOST - Fuel Cost
MEAN | [5 empty] | 244726.0817 | 216560.3306 | 185796.7368 | 171911.7901 | 171218.1568 | 180433.7428 | 164314.4555 | 182053.7861 | 180388.0962 | 178666.0224 | 179659.7237 | 148758.3262 | 144240.022 | 144530.2457 | 130010.5068
P5 | [5 empty] | 169951.468 | 146758.7697 | 126125.935 | 121904.9566 | 116541.9327 | 130041.2873 | 115172.4919 | 132563.1598 | 142596.9871 | 131655.1604 | 136450.7752 | 107313.6628 | 105679.5062 | 102787.105 | 87853.1569
P95 | [5 empty] | 343149.5507 | 297467.0537 | 270921.325 | 236327.3707 | 231854.6201 | 249886.7102 | 205574.3204 | 231378.7333 | 222828.709 | 239237.8261 | 218502.2598 | 191028.6954 | 185371.2848 | 187793.739 | 172791.8816
NETPOS - Net Position (MWh)
MEAN | [5 empty] | 18207.4317 | 15325.2442 | 12637.9998 | 11236.4248 | 10926.3805 | 11128.2696 | 9851.5022 | 10801.5953 | 10465.0131 | 10127.5753 | 9923.2306 | 8166.0557 | 7562.5028 | 7317.7104 | 6366.3126
P5 | [5 empty] | 16611.6241 | 13727.9263 | 10960.5687 | 9790.5094 | 9271.7495 | 9838.845 | 8284.42 | 9269.3631 | 9115.0242 | 8767.505 | 8883.5143 | 6705.2 | 6331.5231 | 6130.3845 | 5116.58
P95 | [5 empty] | 19604.359 | 16918.9047 | 14382.8695 | 12588.8757 | 12348.5542 | 12361.495 | 11243.21 | 12359.3303 | 11863.3239 | 11389.4525 | 11346.9094 | 9518.64 | 9053.8104 | 8453.7 | 7456.61
NETREVENUE - Net Revenue $
MEAN | [5 empty] | -38771.5661 | 29790.5815 | 25791.866 | 14364.4903 | 18082.4762 | 18588.4976 | 24500.625 | 22816.2809 | 23970.4487 | 23380.0363 | 27146.6485 | 32653.9679 | 27772.475 | 28335.9967 | 25466.3549
P5 | [5 empty] | -79562.2023 | -11117.8204 | -6553.6166 | -11873.434 | -8498.8221 | -8695.4425 | -1873.3252 | -550.6975 | 3322.8077 | 328.7326 | 6616.0408 | 9123.954 | 8822.1635 | 8305.3134 | 7947.5814
P95 | [5 empty] | 6979.3433 | 74321.6998 | 69191.3052 | 53959.0114 | 46894.357 | 52842.1208 | 48630.4153 | 49639.2482 | 44397.4093 | 55512.1153 | 53745.4909 | 53118.7517 | 49794.5951 | 52427.9557 | 46848.779
STARTS - Number Starts
MEAN | [5 empty] | 113.52 | 189.64 | 194.11 | 184.51 | 183.7 | 187.04 | 165.56 | 187.74 | 182.3 | 179.34 | 173.06 | 164.96 | 155.13 | 153.7 | 140.7
P5 | [5 empty] | 94.5 | 153.5 | 160.5 | 155.5 | 153 | 160.5 | 144 | 157 | 155 | 148 | 144 | 130.5 | 131.5 | 127 | 111.5
P95 | [5 empty] | 132 | 223.5 | 224 | 210.5 | 212 | 214.5 | 185.5 | 212.5 | 210.5 | 209 | 204.5 | 198 | 176 | 180.5 | 165.5
TOTALEMISSIONCOSTS - Emission Costs
MEAN | [6 empty] | 148771.024 | 128170.9225 | 118601.1376 | 120451.664 | 127792.6667 | 118061.6222 | 133535.9199 | 135050.4221 | 136061.2743 | 138891.2026 | 119387.4255 | 115402.4169 | 116109.4724 | 105611.4442
P5 | [6 empty] | 90860.1355 | 78817.3199 | 71279.2355 | 68769.2847 | 73827.7015 | 67940.8572 | 76106.8887 | 79648.6334 | 79555.5174 | 83726.561 | 67958.1217 | 69443.2697 | 64499.6945 | 61170.9595
P95 | [6 empty] | 210306.3394 | 180358.6753 | 169924.8601 | 172257.0583 | 176181.4776 | 176947.445 | 196234.685 | 193903.7837 | 196263.4454 | 208546.5258 | 173550.3169 | 174747.2503 | 170628.4878 | 161576.6833
VOMCOSTS - VOM Costs
MEAN | [5 empty] | 10014.0874 | 8582.1367 | 7203.6599 | 6517.1264 | 6446.5645 | 6676.9618 | 6107.9314 | 6805.0051 | 6697.6084 | 6582.9239 | 6648.5645 | 5552.9179 | 5218.1269 | 5195.5744 | 4583.7451
P5 | [5 empty] | 9136.3933 | 7687.6387 | 6247.5242 | 5678.4954 | 5470.3322 | 5903.307 | 5136.3404 | 5839.6988 | 5833.6155 | 5698.8782 | 5951.9546 | 4559.536 | 4368.7509 | 4352.573 | 3683.9376
P95 | [5 empty] | 10782.3974 | 9474.5866 | 8198.2356 | 7301.5479 | 7285.647 | 7416.897 | 6970.7902 | 7786.3781 | 7592.5273 | 7403.1441 | 7602.4293 | 6472.6752 | 6247.1292 | 6002.127 | 5368.7592
15970: New 2024JAN J920_A #5
CAPACITYFACTOR - Net Generation Capacity Factor
MEAN | [5 empty] | 0.54161 | 0.45695 | 0.3822 | 0.34504 | 0.33138 | 0.3378 | 0.29936 | 0.31746 | 0.30602 | 0.29448 | 0.29306 | 0.24138 | 0.22503 | 0.21802 | 0.1898
P5 | [5 empty] | 0.4983 | 0.40594 | 0.33765 | 0.29885 | 0.27909 | 0.29974 | 0.25833 | 0.27528 | 0.26585 | 0.25757 | 0.26339 | 0.20324 | 0.18747 | 0.18174 | 0.15471
P95 | [5 empty] | 0.59091 | 0.50279 | 0.43235 | 0.38721 | 0.37055 | 0.37475 | 0.33768 | 0.35991 | 0.3476 | 0.33146 | 0.33351 | 0.28012 | 0.2701 | 0.25214 | 0.22216
CO2EMISSIONS - CO2 Emissions
MEAN | [5 empty] | 8809.8807 | 7303.9189 | 6093.9196 | 5482.341 | 5331.8763 | 5370.2713 | 4765.5944 | 5105.164 | 4838.0334 | 4698.3083 | 4718.9316 | 3865.9703 | 3607.8077 | 3495.6592 | 3024.39
P5 | [5 empty] | 8054.332 | 6461.7618 | 5381.5232 | 4796.7229 | 4467.5148 | 4766.123 | 4142.8015 | 4444.1049 | 4172.5939 | 4118.8997 | 4232.5276 | 3245.4046 | 2998.7209 | 2927.3571 | 2455.1901
P95 | [5 empty] | 9647.3978 | 8015.2372 | 6915.1721 | 6163.6354 | 5945.2496 | 5935.8004 | 5397.1446 | 5813.571 | 5518.7906 | 5313.3726 | 5386.1302 | 4509.1172 | 4333.2413 | 4057.7259 | 3552.1277
FUELCONSUMED - Fuel Consumed
MEAN | [5 empty] | 149174.248 | 123672.3581 | 103165.4268 | 92815.9093 | 90269.9011 | 90924.1104 | 80687.6214 | 86445.7312 | 81906.9459 | 79546.8014 | 79895.7113 | 65451.3986 | 61079.8045 | 59185.6388 | 51205.8619
P5 | [5 empty] | 136379.0941 | 109412.4622 | 91104.8044 | 81209.4262 | 75635.2672 | 80694.7897 | 70142.9002 | 75251.8856 | 70639.7502 | 69736.7185 | 71660.7921 | 54945.3532 | 50767.8909 | 49563.723 | 41568.7122
P95 | [5 empty] | 163355.3234 | 135716.7568 | 117067.496 | 104350.2913 | 100654.4764 | 100499.4816 | 91380.3383 | 98440.7882 | 93431.8198 | 89960.4726 | 91192.0231 | 76339.961 | 73361.1603 | 68702.1291 | 60140.6361
FUELCOST - Fuel Cost
MEAN | [5 empty] | 242490.4464 | 214266.187 | 185870.0413 | 173812.8881 | 173084.1827 | 180065.7959 | 164514.0964 | 179696.5772 | 174011.9592 | 173214.0961 | 178037.534 | 147025.0944 | 143239.1741 | 143460.6611 | 128208.8077
P5 | [5 empty] | 164965.5472 | 146171.4965 | 128140.6176 | 124525.1087 | 119117.6187 | 129664.2107 | 120614.6835 | 130571.8214 | 135314.5023 | 125638.913 | 132319.8932 | 107129.3957 | 102601.8454 | 100660.5014 | 84837.9549
P95 | [5 empty] | 339755.8922 | 298130.0889 | 268090.7224 | 241392.9701 | 236237.13 | 244114.0891 | 206319.075 | 230844.0286 | 220110.9904 | 240316.2666 | 219074.71 | 190837.2112 | 188015.4674 | 188206.467 | 169810.5577
NETPOS - Net Position (MWh)
MEAN | [5 empty] | 18026.7618 | 15167.0838 | 12643.3603 | 11370.1892 | 11050.0053 | 11122.0894 | 9863.4286 | 10664.6283 | 10097.6799 | 9799.4385 | 9834.8368 | 8051.8062 | 7508.5829 | 7270.7567 | 6285.4736
P5 | [5 empty] | 16501.9117 | 13421.6625 | 11167.2287 | 9948.6953 | 9258.603 | 9870.9481 | 8574.71 | 9284.625 | 8708.368 | 8591.44 | 8820.7431 | 6759.7135 | 6241.3336 | 6087.815 | 5102.96
P95 | [5 empty] | 19739.2492 | 16645.2272 | 14347.5365 | 12783.6548 | 12322.2236 | 12292.6999 | 11170.9738 | 12145.245 | 11518.54 | 11082.09 | 11225.08 | 9391.12 | 9018.7169 | 8440.065 | 7382.0256
NETREVENUE - Net Revenue $
MEAN | [5 empty] | -37045.6805 | 30150.0353 | 25618.1324 | 13577.5994 | 17543.8351 | 18379.3288 | 24375.0733 | 22852.7636 | 25280.7399 | 24202.8839 | 26764.5284 | 33104.6535 | 27820.0885 | 28944.9312 | 26303.1751
P5 | [5 empty] | -72395.8106 | -9342.2882 | -7836.6955 | -13987.2122 | -10483.5806 | -8350.0696 | -318.1614 | -2078.9006 | 3032.0774 | 171.7055 | 5682.4886 | 9297.3311 | 8148.975 | 7267.9565 | 7823.1629
P95 | [5 empty] | 10547.2572 | 76761.9553 | 68872.9428 | 50718.5916 | 48908.0005 | 53453.2288 | 48321.3799 | 50040.9919 | 47308.1821 | 54268.4889 | 53065.4168 | 54374.9383 | 47094.9341 | 52175.2532 | 47901.2203
STARTS - Number Starts
MEAN | [5 empty] | 120.38 | 198.4 | 195.63 | 183.57 | 184.51 | 188.89 | 166.14 | 192.16 | 183.95 | 183.53 | 174.93 | 164.48 | 155.55 | 153.19 | 138.76
P5 | [5 empty] | 102.5 | 161 | 166.5 | 155 | 156 | 161 | 142 | 163 | 161 | 150 | 147 | 135 | 131.5 | 130 | 109.5
P95 | [5 empty] | 141 | 230 | 222.5 | 210 | 219.5 | 216.5 | 190.5 | 218 | 212.5 | 213 | 210 | 194.5 | 178.5 | 184.5 | 162.5
TOTALEMISSIONCOSTS - Emission Costs
MEAN | [6 empty] | 147239.5385 | 128181.4544 | 120042.3349 | 121855.0273 | 127667.6057 | 118127.521 | 131798.0434 | 130383.0247 | 131728.0524 | 137690.129 | 117828.1717 | 114660.1894 | 115340.0694 | 104224.2461
P5 | [6 empty] | 90287.764 | 77978.9468 | 72446.6962 | 67691.1874 | 74815.1354 | 67962.958 | 74833.0711 | 75893.4892 | 75495.5131 | 82815.448 | 65254.111 | 66083.0294 | 62957.7799 | 59844.0525
P95 | [6 empty] | 210844.374 | 184343.4698 | 173593.7823 | 177231.0799 | 173448.1986 | 176029.0343 | 189379.9805 | 190951.2259 | 195201.0271 | 204754.6125 | 171477.4379 | 176719.2106 | 170621.1536 | 156866.7608
VOMCOSTS - VOM Costs
MEAN | [5 empty] | 9914.719 | 8493.5669 | 7206.7154 | 6594.7097 | 6519.5031 | 6673.2536 | 6115.3257 | 6718.7159 | 6462.5152 | 6369.635 | 6589.3407 | 5475.2282 | 5180.9222 | 5162.2373 | 4525.541
P5 | [5 empty] | 9076.0514 | 7516.131 | 6365.3204 | 5770.2433 | 5462.5758 | 5922.5688 | 5316.3202 | 5849.3138 | 5573.3555 | 5584.436 | 5909.8979 | 4596.6052 | 4306.5202 | 4322.3486 | 3674.1312
P95 | [5 empty] | 10856.5871 | 9321.3272 | 8178.0958 | 7414.5198 | 7270.1119 | 7375.6199 | 6926.0038 | 7651.5044 | 7371.8656 | 7203.3585 | 7520.8036 | 6385.9616 | 6222.9147 | 5992.4461 | 5315.0584
15970: New 2025JAN 18V50DF_NG_B #1
CAPACITYFACTOR - Net Generation Capacity Factor
MEAN | [6 empty] | 0.20029 | 0.16499 | 0.13448 | 0.13508 | 0.15377 | 0.14676 | 0.14582 | 0.13937 | 0.13384 | 0.12891 | 0.11414 | 0.10145 | 0.096062 | 0.084355
P5 | [6 empty] | 0.14231 | 0.11993 | 0.093746 | 0.098027 | 0.12164 | 0.12216 | 0.12043 | 0.11576 | 0.11016 | 0.11108 | 0.09286 | 0.08087 | 0.071292 | 0.062676
P95 | [6 empty] | 0.25904 | 0.21647 | 0.18142 | 0.17947 | 0.18532 | 0.17106 | 0.17167 | 0.16401 | 0.15721 | 0.14946 | 0.13407 | 0.12071 | 0.11946 | 0.10286
CO2EMISSIONS - CO2 Emissions
MEAN | [6 empty] | 6382.8846 | 5252.1164 | 4263.0031 | 4337.0248 | 4883.4545 | 4658.2553 | 4674.8636 | 4403.5964 | 4266.7344 | 4146.4339 | 3648.645 | 3249.9227 | 3066.3728 | 2680.5445
P5 | [6 empty] | 4519.6068 | 3806.609 | 2979.9178 | 3166.9898 | 3868.3198 | 3879.5261 | 3847.458 | 3646.9594 | 3500.6121 | 3584.687 | 2953.5901 | 2566.1419 | 2281.7611 | 2008.9267
P95 | [6 empty] | 8232.0438 | 6894.6878 | 5759.7244 | 5763.1662 | 5911.9132 | 5376.6586 | 5495.1166 | 5179.2953 | 5010.2511 | 4782.4971 | 4290.5703 | 3866.6696 | 3813.1152 | 3272.6767
FUELCONSUMED - Fuel Consumed
MEAN | [6 empty] | 104044.1086 | 85616.6201 | 69497.436 | 70690.8359 | 79602.762 | 75931.687 | 76209.2679 | 71775.2935 | 69556.5422 | 67587.4805 | 59476.6607 | 52980.724 | 49979.5604 | 43694.0958
P5 | [6 empty] | 73672.2536 | 62052.9672 | 48579.9808 | 51619.6972 | 63055.6907 | 63238.0198 | 62720.9485 | 59442.6718 | 57067.164 | 58430.904 | 48146.552 | 41833.6275 | 37190.9824 | 32746.4205
P95 | [6 empty] | 134186.3599 | 112392.625 | 93897.6563 | 93936.0279 | 96367.1293 | 87641.9536 | 89580.9446 | 84418.5842 | 81677.3785 | 77955.3768 | 69940.7012 | 63035.0238 | 62150.896 | 53346.1209
FUELCOST - Fuel Cost
MEAN | [6 empty] | 190924.9291 | 161560.6875 | 137232.316 | 141334.4951 | 162683.7955 | 157175.6093 | 161763.8452 | 155753.5355 | 154067.6784 | 153171.1029 | 136579.5096 | 127119.7339 | 124062.8486 | 112565.1758
P5 | [6 empty] | 92478.1739 | 87623.4201 | 71548.1124 | 80740.2978 | 101656.5247 | 99566.9506 | 101773.5768 | 105004.4172 | 100784.5887 | 97447.0934 | 83401.2058 | 85524.9463 | 75107.406 | 66438.7307
P95 | [6 empty] | 315039.5774 | 280129.2523 | 240069.7265 | 222590.6081 | 251561.8613 | 208139.0368 | 222645.78 | 205223.6189 | 223369.519 | 204318.0823 | 190394.0697 | 182148.2736 | 188822.2153 | 167129.8124
NETPOS - Net Position (MWh)
MEAN | [6 empty] | 12222.7445 | 10051.0038 | 8153.1175 | 8287.225 | 9325.4777 | 8888.0811 | 9003.8906 | 8474.0277 | 8205.2924 | 7967.3664 | 7006.3212 | 6236.695 | 5879.2566 | 5136.252
P5 | [6 empty] | 8653.475 | 7284.515 | 5699.2 | 6051.2992 | 7386.625 | 7402.32 | 7410.32 | 7018.025 | 6732 | 6888 | 5671.64 | 4924.5 | 4374.895 | 3849.35
P95 | [6 empty] | 15763.56 | 13194.72 | 11015.68 | 11012.43 | 11289.495 | 10258.92 | 10583.76 | 9966.775 | 9635.175 | 9189.6 | 8238.98 | 7420.25 | 7311.01 | 6270.85
NETREVENUE - Net Revenue $
MEAN | [6 empty] | 77925.5342 | 64928.5349 | 47686.0574 | 54453.9324 | 51376.4058 | 48611.9778 | 54994.0064 | 55764.0264 | 54012.491 | 61794.9563 | 58646.6161 | 51047.1752 | 51652.4826 | 44859.2619
P5 | [6 empty] | 27335.6569 | 29596.1331 | 18327.6693 | 23297.7674 | 20304.1119 | 15737.0825 | 25062.025 | 27571.0798 | 25238.8567 | 30432.9664 | 26261.6004 | 26542.7584 | 23120.2928 | 18377.2512
P95 | [6 empty] | 138284.6654 | 122572.7519 | 89563.5694 | 91254.6983 | 97604.6977 | 81262.8261 | 86216.0395 | 87011.5661 | 96663.5611 | 96371.8926 | 87793.6006 | 82112.0244 | 84923.9344 | 75874.2728
STARTS - Number Starts
MEAN | [6 empty] | 136.76 | 121.13 | 108.78 | 108.9 | 120.82 | 114.6 | 115.67 | 109.6 | 108.97 | 100.9 | 95.18 | 86.63 | 84.68 | 75.66
P5 | [6 empty] | 117 | 95.5 | 85.5 | 89.5 | 101 | 93 | 93.5 | 89 | 90 | 82 | 75.5 | 64 | 65.5 | 58.5
P95 | [6 empty] | 159.5 | 142 | 132.5 | 129 | 142.5 | 132 | 139 | 131 | 126.5 | 120 | 112.5 | 103 | 103 | 91.5
TOTALEMISSIONCOSTS - Emission Costs
MEAN | [6 empty] | 128676.388 | 110696.4856 | 93777.0406 | 99374.7793 | 115818.286 | 115360.9146 | 120138.6403 | 118063.8649 | 119208.0301 | 120499.1375 | 110615.0906 | 102485.2102 | 100899.949 | 91767.1988
P5 | [6 empty] | 73260.9819 | 62599.0264 | 50069.0567 | 51976.0981 | 64480.0008 | 63470.6503 | 68734.8477 | 70570.9852 | 66583.5345 | 75254.8037 | 63694.3566 | 62059.3646 | 52057.8158 | 48349.9041
P95 | [6 empty] | 193313.9208 | 168216.9965 | 147667.2155 | 159256.9398 | 173790.9243 | 163660.445 | 173042.4569 | 178994.2207 | 179654.3167 | 179924.0659 | 163994.4648 | 152685.8971 | 149006.1999 | 138371.0954
VOMCOSTS - VOM Costs
MEAN | [6 empty] | 8678.1486 | 7236.7227 | 6033.307 | 6215.4187 | 7180.6178 | 6932.7032 | 7203.1125 | 6948.7027 | 6810.3927 | 6772.2615 | 6095.4994 | 5488.2916 | 5291.3309 | 4725.3518
P5 | [6 empty] | 6143.9672 | 5244.8508 | 4217.408 | 4538.4744 | 5687.7013 | 5773.8096 | 5928.256 | 5754.7805 | 5587.56 | 5854.8 | 4934.3268 | 4333.56 | 3937.4055 | 3541.402
P95 | [6 empty] | 11192.1276 | 9500.1984 | 8151.6032 | 8259.3225 | 8692.9111 | 8001.9576 | 8467.008 | 8172.7555 | 7997.1952 | 7811.16 | 7167.9126 | 6529.82 | 6579.909 | 5769.182
15970: New 2025JAN 18V50DF_NG_B #10
CAPACITYFACTOR - Net Generation Capacity Factor
MEAN | [6 empty] | 0.18373 | 0.15202 | 0.12114 | 0.12089 | 0.13016 | 0.12189 | 0.12102 | 0.11684 | 0.11064 | 0.11314 | 0.10429 | 0.091623 | 0.087031 | 0.076905
P5 | [6 empty] | 0.12333 | 0.10661 | 0.082885 | 0.088 | 0.09976 | 0.096782 | 0.091942 | 0.090026 | 0.080916 | 0.085753 | 0.077502 | 0.07001 | 0.061664 | 0.052149
P95 | [6 empty] | 0.2433 | 0.21254 | 0.16941 | 0.16211 | 0.163 | 0.14507 | 0.1514 | 0.14589 | 0.14233 | 0.1398 | 0.12874 | 0.11297 | 0.1141 | 0.099959
CO2EMISSIONS - CO2 Emissions
MEAN | [6 empty] | 5858.1797 | 4841.1714 | 3840.4784 | 3891.2839 | 4137.4957 | 3872.3805 | 3878.4426 | 3692.0415 | 3531.9088 | 3637.0718 | 3337.2947 | 2933.0828 | 2779.0367 | 2442.3494
P5 | [6 empty] | 3933.6605 | 3390.7587 | 2605.7968 | 2829.4277 | 3123.1929 | 3094.0739 | 2940.3694 | 2828.2542 | 2564.1984 | 2727.8594 | 2464.2379 | 2230.0995 | 1954.5487 | 1660.306
P95 | [6 empty] | 7763.4244 | 6772.812 | 5346.4511 | 5211.1887 | 5169.1232 | 4656.2992 | 4868.4805 | 4632.0325 | 4542.0442 | 4498.3451 | 4133.2785 | 3648.4603 | 3629.8762 | 3181.1638
FUELCONSUMED - Fuel Consumed
MEAN | [6 empty] | 95491.1325 | 78917.6027 | 62609.242 | 63425.5265 | 67443.2461 | 63121.5759 | 63226.0602 | 60177.4976 | 57577.3738 | 59284.7963 | 54401.3304 | 47815.5517 | 45296.1988 | 39811.4074
P5 | [6 empty] | 64121.215 | 55273.8983 | 42480.8883 | 46117.9141 | 50909.6003 | 50434.7965 | 47933.6634 | 46098.3985 | 41801.6976 | 44464.4928 | 40169.6084 | 36355.4144 | 31857.6675 | 27063.7444
P95 | [6 empty] | 126547.4996 | 110405.8866 | 87160.2867 | 84939.1383 | 84259.2828 | 75899.7709 | 79365.5738 | 75498.6155 | 74044.6453 | 73323.6588 | 67376.6837 | 59477.7425 | 59164.2397 | 51854.4185
FUELCOST - Fuel Cost
MEAN | [6 empty] | 177201.5827 | 150077.3334 | 124510.3653 | 127655.4016 | 138968.2075 | 132118.9585 | 135798.6478 | 132386.1979 | 129266.0363 | 135769.4652 | 126521.03 | 116206.0693 | 113839.0018 | 103764.7349
P5 | [6 empty] | 82540.3649 | 80440.7044 | 62557.3461 | 68525.921 | 81491.0305 | 80583.8772 | 78643.7814 | 80852.2047 | 76837.7837 | 72299.8199 | 73860.9038 | 71368.7809 | 66117.4438 | 54862.647
P95 | [6 empty] | 297722.5522 | 269995.1857 | 219996.7867 | 198943.3072 | 225335.2094 | 180109.1366 | 201015.1571 | 188442.1122 | 203772.6018 | 193998.8318 | 189236.6164 | 176998.2102 | 184371.9484 | 164544.3454
NETPOS - Net Position (MWh)
MEAN | [6 empty] | 11218.0134 | 9264.6824 | 7345.0352 | 7435.5428 | 7901.007 | 7388.6134 | 7469.9894 | 7104.7422 | 6792.1629 | 6988.6264 | 6408.4498 | 5628.67 | 5328.3377 | 4679.841
P5 | [6 empty] | 7531 | 6489.07 | 4983.68 | 5406.555 | 5964.105 | 5903.64 | 5663.24 | 5442.55 | 4931.19 | 5241.6 | 4731.96 | 4279.625 | 3747.52 | 3181.35
P95 | [6 empty] | 14866.545 | 12961.48 | 10225.28 | 9957.695 | 9871.05 | 8884.44 | 9376.84 | 8913.65 | 8734.77 | 8643.6 | 7936.94 | 7001.5 | 6959.68 | 6095.5
NETREVENUE - Net Revenue $
MEAN | [6 empty] | 82722.3159 | 68442.0416 | 51116.7862 | 58694.5831 | 58380.7437 | 56134.7036 | 62035.4005 | 62051.591 | 61138.5261 | 65789.2966 | 61679.6242 | 53333.176 | 54379.0855 | 47138.5331
P5 | [6 empty] | 32745.2487 | 32641.1719 | 23127.4068 | 28687.11 | 27307.7653 | 26294.7615 | 31827.684 | 36716.9336 | 35663.88 | 37370.628 | 32435.009 | 29244.4095 | 27231.816 | 21687.3903
P95 | [6 empty] | 142314.534 | 123858.402 | 92890.4329 | 94838.6602 | 106921.7299 | 88736.4548 | 91743.5494 | 90304.3431 | 98324.7569 | 96504.4585 | 88947.5603 | 81534.962 | 84081.9636 | 77903.462
STARTS - Number Starts
MEAN | [6 empty] | 128.27 | 111.74 | 99.85 | 101.11 | 109.41 | 101.47 | 102.04 | 97.53 | 94.73 | 92.74 | 90.04 | 81.36 | 78.25 | 70.77
P5 | [6 empty] | 105.5 | 88 | 78.5 | 78.5 | 88 | 83 | 78.5 | 74 | 74 | 73.5 | 69 | 58 | 58.5 | 52
P95 | [6 empty] | 155 | 134 | 123 | 120.5 | 132.5 | 120.5 | 126 | 115 | 118 | 113 | 108 | 97.5 | 96.5 | 87.5
TOTALEMISSIONCOSTS - Emission Costs
MEAN | [6 empty] | 118099.5667 | 102230.8252 | 84394.251 | 89159.8015 | 97948.663 | 95937.0431 | 99935.1503 | 99192.1986 | 99050.5309 | 106258.322 | 101537.9452 | 92729.6682 | 91755.4241 | 83876.7587
P5 | [6 empty] | 64590.628 | 56451.597 | 42061.8305 | 44806.0139 | 53568.091 | 54403.8802 | 54096.0195 | 58367.6289 | 49761.3751 | 61620.7919 | 56495.7258 | 54681.4896 | 45835.017 | 41538.0069
P95 | [6 empty] | 173082.5193 | 158689.7658 | 135526.3342 | 143848.7277 | 147630.2991 | 137836.1913 | 147763.9236 | 161693.2843 | 159676.6076 | 165386.651 | 154727.9663 | 140961.8652 | 138575.0185 | 129290.1501
VOMCOSTS - VOM Costs
MEAN | [6 empty] | 7964.7895 | 6670.5713 | 5435.3261 | 5576.6571 | 6083.7754 | 5763.1185 | 5975.9915 | 5825.8886 | 5637.4952 | 5940.3324 | 5575.3513 | 4953.2296 | 4795.5039 | 4305.4537
P5 | [6 empty] | 5347.01 | 4672.1304 | 3687.9232 | 4054.9163 | 4592.3609 | 4604.8392 | 4530.592 | 4462.891 | 4092.8877 | 4455.36 | 4116.8052 | 3766.07 | 3372.768 | 2926.842
P95 | [6 empty] | 10555.247 | 9332.2656 | 7566.7072 | 7468.2712 | 7600.7085 | 6929.8632 | 7501.472 | 7309.193 | 7249.8591 | 7347.06 | 6905.1378 | 6161.32 | 6263.712 | 5607.86
15970: New 2025JAN 18V50DF_NG_B #11
CAPACITYFACTOR - Net Generation Capacity Factor
MEAN | [6 empty] | 0.18494 | 0.15155 | 0.11858 | 0.11711 | 0.1255 | 0.1235 | 0.12385 | 0.12064 | 0.114 | 0.11503 | 0.10474 | 0.093266 | 0.088037 | 0.076748
P5 | [6 empty] | 0.12044 | 0.10349 | 0.081362 | 0.081423 | 0.093118 | 0.099711 | 0.093547 | 0.09767 | 0.085993 | 0.087165 | 0.080336 | 0.072748 | 0.06279 | 0.053083
P95 | [6 empty] | 0.24108 | 0.21369 | 0.17021 | 0.15787 | 0.16322 | 0.14556 | 0.15121 | 0.14838 | 0.14417 | 0.14078 | 0.12741 | 0.11412 | 0.1135 | 0.097553
CO2EMISSIONS - CO2 Emissions
MEAN | [6 empty] | 5896.9131 | 4827.3799 | 3761.3624 | 3764.9342 | 3994.4324 | 3920.8114 | 3969.4144 | 3814.0883 | 3635.7424 | 3693.4113 | 3349.3537 | 2985.8021 | 2811.758 | 2439.0375
P5 | [6 empty] | 3804.0533 | 3306.0477 | 2557.9441 | 2607.7675 | 2945.0971 | 3146.1481 | 2979.808 | 3064.6718 | 2734.8532 | 2784.6898 | 2564.7299 | 2339.2042 | 2002.5399 | 1682.0948
P95 | [6 empty] | 7688.3652 | 6833.7499 | 5398.6541 | 5093.8392 | 5156.0918 | 4599.8855 | 4886.0088 | 4671.4354 | 4598.9291 | 4524.5745 | 4085.2171 | 3635.3677 | 3651.6904 | 3124.5129
FUELCONSUMED - Fuel Consumed
MEAN | [6 empty] | 96122.5003 | 78692.788 | 61319.4552 | 61366.102 | 65111.2406 | 63911.0052 | 64709.0748 | 62166.7606 | 59270.0712 | 60203.1283 | 54597.905 | 48674.9908 | 45829.5303 | 39757.422
P5 | [6 empty] | 62007.7563 | 53893.1491 | 41700.7718 | 42504.99 | 48006.5494 | 51283.629 | 48576.5888 | 49951.825 | 44583.7219 | 45390.8364 | 41807.7308 | 38134.055 | 32639.887 | 27418.9117
P95 | [6 empty] | 125323.7648 | 111399.2558 | 88011.3229 | 83026.4138 | 84046.8644 | 74980.2024 | 79651.3184 | 76140.8533 | 74971.9867 | 73751.202 | 66593.2339 | 59264.3056 | 59519.794 | 50930.9837
FUELCOST - Fuel Cost
MEAN | [6 empty] | 177989.3566 | 149913.4401 | 122391.2356 | 123860.8652 | 134463.3141 | 133652.436 | 138650.3163 | 136236.2038 | 132464.9825 | 137606.3955 | 126679.8668 | 117912.8296 | 114971.0946 | 103432.3583
P5 | [6 empty] | 79428.264 | 77405.0859 | 61767.4685 | 62789.6271 | 77437.1582 | 78958.3772 | 78716.7135 | 86239.42 | 82684.2679 | 73190.4742 | 75238.9084 | 73520.7973 | 65586.6882 | 57241.7171
P95 | [6 empty] | 290999.5222 | 272506.0254 | 222946.6978 | 196581.4201 | 225794.1338 | 183613.0414 | 200750.9429 | 187968.37 | 207008.4432 | 199734.8308 | 188257.4395 | 179081.3683 | 181618.1667 | 157327.2922
NETPOS - Net Position (MWh)
MEAN | [6 empty] | 11292.2117 | 9238.2818 | 7193.7174 | 7194.1178 | 7627.8317 | 7481.0558 | 7645.2038 | 7339.6 | 6991.8523 | 7096.9066 | 6431.6062 | 5729.84 | 5391.0752 | 4673.495
P5 | [6 empty] | 7284.7068 | 6326.565 | 4892.16 | 4983 | 5624.01 | 6003 | 5739.2 | 5897.5 | 5259.375 | 5350.8 | 4924.93 | 4489 | 3839.535 | 3223.1
P95 | [6 empty] | 14722.6174 | 13078.1 | 10325.12 | 9733.46 | 9846.165 | 8776.8 | 9410.6 | 8989.475 | 8844.165 | 8694 | 7844.65 | 6976.375 | 7001.505 | 5986.95
NETREVENUE - Net Revenue $
MEAN | [6 empty] | 82492.5002 | 68855.0278 | 52333.481 | 59582.1739 | 59479.4482 | 55629.5271 | 61237.98 | 61089.7297 | 59728.3104 | 65147.812 | 61237.5712 | 53015.5344 | 54114.4955 | 46964.7993
P5 | [6 empty] | 30759.352 | 33577.0861 | 24073.3135 | 30648.3314 | 28657.8952 | 22548.8198 | 33691.19 | 33453.3492 | 32872.4953 | 36572.3415 | 32040.5135 | 29001.072 | 25784.4334 | 23485.1534
P95 | [6 empty] | 142977.9626 | 124614.065 | 97304.2609 | 97536.9719 | 104538.608 | 88354.8026 | 91687.5198 | 90483.1109 | 96738.6657 | 96704.5611 | 89414.2924 | 81433.5763 | 83916.285 | 74246.2054
STARTS - Number Starts
MEAN | [6 empty] | 129.51 | 111.65 | 98.13 | 97.92 | 106.59 | 102.77 | 103.94 | 100.68 | 98.16 | 93.7 | 90.52 | 82.71 | 79.49 | 70.55
P5 | [6 empty] | 104.5 | 88 | 76.5 | 75.5 | 90 | 85.5 | 81.5 | 78.5 | 77 | 74 | 69.5 | 59 | 58.5 | 52
P95 | [6 empty] | 153.5 | 134.5 | 120.5 | 118.5 | 128.5 | 120 | 121.5 | 116.5 | 117.5 | 111 | 111 | 99 | 100.5 | 86.5
TOTALEMISSIONCOSTS - Emission Costs
MEAN | [6 empty] | 118874.446 | 101898.894 | 82683.3597 | 86171.3927 | 94560.6922 | 97081.0463 | 102243.6177 | 102314.0332 | 101652.6412 | 107900.695 | 101732.021 | 94436.8296 | 92758.2293 | 83834.6393
P5 | [6 empty] | 64568.8572 | 57412.5938 | 40989.1918 | 45152.2659 | 52025.0886 | 54141.6921 | 56184.956 | 60224.3727 | 52954.5236 | 63651.7849 | 57222.8386 | 56544.8969 | 45610.4951 | 41836.6012
P95 | [6 empty] | 172486.0963 | 159819.5035 | 131471.4512 | 136643.8563 | 142479.8206 | 136861.3757 | 150250.8722 | 160134.4807 | 158444.0483 | 164544.4504 | 150206.9516 | 145941.448 | 142518.7921 | 129692.1126
VOMCOSTS - VOM Costs
MEAN | [6 empty] | 8017.4703 | 6651.5629 | 5323.3509 | 5395.5883 | 5873.4304 | 5835.2235 | 6116.163 | 6018.472 | 5803.2374 | 6032.3706 | 5595.4974 | 5042.2592 | 4851.9677 | 4299.6154
P5 | [6 empty] | 5172.1418 | 4555.1268 | 3620.1984 | 3737.25 | 4330.4877 | 4682.34 | 4591.36 | 4835.95 | 4365.2812 | 4548.18 | 4284.6891 | 3950.32 | 3455.5815 | 2965.252
P95 | [6 empty] | 10453.0583 | 9416.232 | 7640.5888 | 7300.095 | 7581.5471 | 6845.904 | 7528.48 | 7371.3695 | 7340.6569 | 7389.9 | 6824.8455 | 6139.21 | 6301.3545 | 5507.994
15970: New 2025JAN 18V50DF_NG_B #2
CAPACITYFACTOR - Net Generation Capacity Factor
MEAN | [6 empty] | 0.19785 | 0.15616 | 0.12793 | 0.1238 | 0.13279 | 0.14434 | 0.14647 | 0.14381 | 0.13774 | 0.13322 | 0.11394 | 0.10293 | 0.099687 | 0.08429
P5 | [6 empty] | 0.14628 | 0.11127 | 0.086895 | 0.087526 | 0.099579 | 0.11669 | 0.12384 | 0.11811 | 0.11081 | 0.11429 | 0.09215 | 0.080985 | 0.077649 | 0.063071
P95 | [6 empty] | 0.25106 | 0.21906 | 0.17957 | 0.17172 | 0.17745 | 0.16856 | 0.1736 | 0.17456 | 0.16156 | 0.15745 | 0.13427 | 0.1229 | 0.12288 | 0.10287
CO2EMISSIONS - CO2 Emissions
MEAN | [6 empty] | 6316.4396 | 4974.5751 | 4053.998 | 3979.5602 | 4225.4088 | 4588.6487 | 4703.7214 | 4541.4795 | 4390.7665 | 4282.4433 | 3642.7903 | 3296.9687 | 3186.0017 | 2673.4849
P5 | [6 empty] | 4668.1001 | 3573.5724 | 2749.3549 | 2803.3501 | 3170.9747 | 3723.3035 | 3974.5381 | 3725.7653 | 3500.6121 | 3685.2331 | 2975.4362 | 2596.6912 | 2473.7257 | 2013.2845
P95 | [6 empty] | 8009.4694 | 7003.5054 | 5685.7703 | 5493.6968 | 5620.8785 | 5367.9796 | 5613.4325 | 5520.7873 | 5137.1483 | 5053.5344 | 4303.6779 | 3914.6757 | 3917.8231 | 3272.6767
FUELCONSUMED - Fuel Consumed
MEAN | [6 empty] | 102960.971 | 81092.2565 | 66090.1373 | 64864.3782 | 68876.2861 | 74797.0634 | 76679.6902 | 74022.6992 | 71578.5274 | 69804.439 | 59381.2222 | 53747.6739 | 51929.4203 | 43579.0216
P5 | [6 empty] | 76093.0663 | 58254.0057 | 44821.2378 | 45692.8642 | 51688.4676 | 60691.5223 | 64792.5971 | 60727.1473 | 57067.164 | 60069.8196 | 48502.6655 | 42331.6469 | 40319.8605 | 32817.4539
P95 | [6 empty] | 130557.9923 | 114166.4985 | 92692.0218 | 89543.8456 | 91623.1193 | 87500.4815 | 91509.721 | 89984.6448 | 83746.0632 | 82373.3232 | 70154.3693 | 63817.6256 | 63857.5568 | 53346.1209
FUELCOST - Fuel Cost
MEAN | [6 empty] | 188690.7021 | 154083.7091 | 131319.546 | 130976.5957 | 143029.3341 | 155144.0405 | 162845.8438 | 160628.6776 | 158508.4838 | 158143.9036 | 136350.9441 | 128802.805 | 128756.1839 | 112106.266
P5 | [6 empty] | 96818.558 | 79274.0051 | 66929.4016 | 67108.7436 | 80304.6563 | 94306.5604 | 108493.7598 | 105445.821 | 103961.3168 | 102308.9655 | 83768.7275 | 83580.3402 | 78108.5472 | 66042.3946
P95 | [6 empty] | 299782.7007 | 278178.5125 | 233816.5375 | 208885.2173 | 243034.6221 | 203315.9352 | 224319.2459 | 212424.3866 | 232759.1717 | 214184.4524 | 193274.0701 | 188837.6624 | 188672.3534 | 163810.2955
NETPOS - Net Position (MWh)
MEAN | [6 empty] | 12095.5297 | 9519.991 | 7753.3842 | 7604.216 | 8068.8696 | 8755.2848 | 9059.4932 | 8739.3237 | 8443.822 | 8228.7198 | 6995.0786 | 6326.9775 | 6108.6249 | 5122.725
P5 | [6 empty] | 8937.06 | 6838.93 | 5258.24 | 5356.725 | 6055.35 | 7104.24 | 7655.08 | 7169.675 | 6732 | 7081.2 | 5713.59 | 4983.125 | 4742.955 | 3857.7
P95 | [6 empty] | 15338.11 | 13402.97 | 10874.24 | 10497.52 | 10733.73 | 10242.36 | 10811.64 | 10623.925 | 9879.21 | 9710.4 | 8264.15 | 7512.375 | 7511.77 | 6270.85
NETREVENUE - Net Revenue $
MEAN | [6 empty] | 78940.3486 | 67001.8688 | 49802.1034 | 57807.3323 | 57879.7926 | 49210.0299 | 54702.9388 | 54168.2651 | 52471.9226 | 59721.4776 | 58083.5094 | 49996.5292 | 50685.635 | 44402.3424
P5 | [6 empty] | 26853.9308 | 31749.7481 | 21918.7012 | 28440.6918 | 27243.7921 | 14870.0431 | 23121.512 | 26825.9376 | 24248.8183 | 30017.6692 | 26164.7591 | 24725.1774 | 22372.5187 | 18657.2301
P95 | [6 empty] | 142766.5123 | 119804.8742 | 92990.6283 | 91238.7467 | 99776.3936 | 81000.6313 | 86684.5455 | 85377.6791 | 94856.0664 | 91402.3089 | 87770.68 | 77310.1226 | 82040.7925 | 75059.0565
STARTS - Number Starts
MEAN | [6 empty] | 135.98 | 114.43 | 103.95 | 102.09 | 108.88 | 114.56 | 114.95 | 113.03 | 111.78 | 103.8 | 95.67 | 87.88 | 86.55 | 76.32
P5 | [6 empty] | 116 | 89 | 85 | 80 | 86 | 94.5 | 90 | 92.5 | 91 | 86.5 | 75 | 66 | 69.5 | 58
P95 | [6 empty] | 158 | 139.5 | 123.5 | 120.5 | 134 | 132.5 | 137.5 | 129.5 | 130.5 | 122.5 | 110.5 | 106 | 103.5 | 94
TOTALEMISSIONCOSTS - Emission Costs
MEAN | [6 empty] | 127209.6397 | 105054.7113 | 89105.8214 | 91292.9131 | 100403.8991 | 113653.4139 | 121195.9779 | 121991.5773 | 122673.4703 | 124684.0247 | 110625.1793 | 104220.9483 | 104716.1189 | 91725.2301
P5 | [6 empty] | 73754.2496 | 58733.3124 | 46748.9765 | 46762.9482 | 52627.3217 | 61372.7423 | 68194.4576 | 72465.5331 | 68496.4364 | 78862.1436 | 60365.2546 | 63335.5856 | 54473.2337 | 47800.1859
P95 | [6 empty] | 188019.0589 | 163262.9695 | 144847.1944 | 154545.0378 | 164851.4634 | 164187.0754 | 177267.5498 | 185892.6705 | 186940.6942 | 188065.5349 | 162413.7233 | 160922.985 | 153263.4032 | 134256.102
VOMCOSTS - VOM Costs
MEAN | [6 empty] | 8587.8261 | 6854.3935 | 5737.5043 | 5703.162 | 6213.0296 | 6829.1221 | 7247.5946 | 7166.2454 | 7008.3723 | 6994.4118 | 6085.7184 | 5567.7402 | 5497.7624 | 4712.907
P5 | [6 empty] | 6345.3126 | 4924.0296 | 3891.0976 | 4017.5437 | 4662.6195 | 5541.3072 | 6124.064 | 5879.1335 | 5587.56 | 6019.02 | 4970.8233 | 4385.15 | 4268.6595 | 3549.084
P95 | [6 empty] | 10890.0581 | 9650.1384 | 8046.9376 | 7873.14 | 8264.9721 | 7989.0408 | 8649.312 | 8711.6185 | 8199.7443 | 8253.84 | 7189.8105 | 6610.89 | 6760.593 | 5769.182
15970: New 2025JAN 18V50DF_NG_B #3
CAPACITYFACTOR - Net Generation Capacity Factor
MEAN | [6 empty] | 0.19686 | 0.15895 | 0.12853 | 0.1271 | 0.14224 | 0.14673 | 0.14811 | 0.14537 | 0.1389 | 0.13343 | 0.11481 | 0.10347 | 0.098288 | 0.084516
P5 | [6 empty] | 0.14331 | 0.11594 | 0.08901 | 0.090889 | 0.11051 | 0.1194 | 0.12424 | 0.11933 | 0.11254 | 0.11556 | 0.093391 | 0.08306 | 0.07514 | 0.060048
P95 | [6 empty] | 0.25348 | 0.21737 | 0.17806 | 0.1675 | 0.17577 | 0.17008 | 0.17581 | 0.17172 | 0.16758 | 0.15453 | 0.1356 | 0.12741 | 0.12146 | 0.10415
CO2EMISSIONS - CO2 Emissions
MEAN | [6 empty] | 6279.1573 | 5061.8923 | 4065.7888 | 4083.38 | 4519.5769 | 4660.948 | 4759.8591 | 4586.5945 | 4432.7105 | 4287.1242 | 3674.2487 | 3314.0763 | 3141.9371 | 2680.7188
P5 | [6 empty] | 4592.8336 | 3697.7913 | 2827.6593 | 2916.3533 | 3512.1281 | 3766.6987 | 3978.9201 | 3765.1682 | 3610.0062 | 3693.9763 | 3014.7592 | 2653.4257 | 2390.8319 | 1917.4138
P95 | [6 empty] | 8144.8896 | 6916.4513 | 5568.3136 | 5358.9622 | 5564.4091 | 5437.4118 | 5659.6127 | 5424.4691 | 5347.185 | 4990.3141 | 4351.7393 | 4093.6073 | 3887.2833 | 3303.181
FUELCONSUMED - Fuel Consumed
MEAN | [6 empty] | 102353.2227 | 82515.6772 | 66282.3638 | 66556.5821 | 73671.3765 | 75975.5446 | 77594.8455 | 74758.0162 | 72262.2965 | 69880.7419 | 59894.0257 | 54026.5647 | 51211.2005 | 43696.9371
P5 | [6 empty] | 74865.2945 | 60279.0937 | 46097.792 | 47534.7472 | 57249.5888 | 61398.8827 | 64864.0333 | 61369.385 | 58850.5129 | 60212.334 | 49143.6699 | 43256.54 | 38968.754 | 31254.718
P95 | [6 empty] | 132765.7071 | 112747.3997 | 90777.1904 | 87347.7544 | 90702.6397 | 88632.2581 | 92262.7025 | 88414.7302 | 87170.093 | 81342.9816 | 70937.8192 | 66734.5963 | 63359.7807 | 53843.3551
FUELCOST - Fuel Cost
MEAN | [6 empty] | 187863.3114 | 156177.4933 | 131464.4426 | 134023.685 | 151742.6127 | 157481.8154 | 164640.5403 | 162086.1735 | 160007.0675 | 158064.7664 | 137299.0523 | 129435.8416 | 127077.443 | 112534.8094
P5 | [6 empty] | 95702.7541 | 81803.813 | 67679.2136 | 71722.1427 | 90294.8124 | 98907.929 | 110036.0531 | 109737.1441 | 106650.6412 | 105139.4833 | 83161.4502 | 86190.9691 | 76493.1843 | 65168.0125
P95 | [6 empty] | 307357.1716 | 278749.0538 | 228534.842 | 208084.0433 | 243149.7501 | 209833.1424 | 225110.4782 | 209100.2397 | 236895.3191 | 214038.6144 | 190452.9424 | 183557.9155 | 192297.5536 | 167844.1639
NETPOS - Net Position (MWh)
MEAN | [6 empty] | 12024.2899 | 9687.0106 | 7775.9263 | 7802.5871 | 8630.6195 | 8893.3029 | 9167.6082 | 8826.1956 | 8524.4719 | 8237.7064 | 7055.4866 | 6359.8075 | 6024.1384 | 5136.586
P5 | [6 empty] | 8795.2255 | 7076.265 | 5408 | 5572.655 | 6706.435 | 7187.04 | 7663.52 | 7245.5 | 6942.375 | 7098 | 5789.1 | 5092 | 4584.02 | 3674
P95 | [6 empty] | 15596.66 | 13236.37 | 10649.6 | 10240.065 | 10625.895 | 10374.84 | 10900.19 | 10438.575 | 10283.13 | 9588.53 | 8356.44 | 7855.75 | 7453.215 | 6329.3
NETREVENUE - Net Revenue $
MEAN | [6 empty] | 78843.9442 | 66168.1961 | 48830.1142 | 56939.0074 | 54790.4966 | 48421.0618 | 54285.33 | 54037.5162 | 52750.5445 | 59682.7251 | 58546.5882 | 49753.2494 | 51412.1919 | 44654.1502
P5 | [6 empty] | 28529.2283 | 29910.7815 | 20973.4084 | 26915.2619 | 22314.2103 | 13698.2651 | 23374.7017 | 25913.6181 | 22717.2454 | 30242.5252 | 25358.9304 | 23537.9229 | 23242.9195 | 18423.4975
P95 | [6 empty] | 142323.6422 | 117336.9805 | 88023.9227 | 93957.6036 | 101964.042 | 80064.8285 | 86483.4069 | 86765.0547 | 95286.3622 | 94703.9426 | 87975.198 | 80679.7247 | 84240.0568 | 75069.0445
STARTS - Number Starts
MEAN | [6 empty] | 135.29 | 117.64 | 105.22 | 104.32 | 115.74 | 115 | 116.34 | 113.32 | 111.83 | 103.48 | 96.13 | 88.22 | 85.22 | 75.61
P5 | [6 empty] | 114 | 94 | 86 | 83.5 | 97.5 | 93 | 91.5 | 92.5 | 91 | 85 | 75 | 64.5 | 66 | 55
P95 | [6 empty] | 156 | 141 | 128.5 | 126 | 135.5 | 129.5 | 137 | 131.5 | 132 | 122 | 114 | 105.5 | 102 | 94
TOTALEMISSIONCOSTS - Emission Costs
MEAN | [6 empty] | 126359.1937 | 106796.8372 | 89404.3189 | 93547.0842 | 107358.64 | 115496.7881 | 122508.5461 | 123051.9306 | 123931.1783 | 124745.791 | 111488.9311 | 104730.5214 | 103336.6207 | 91912.0967
P5 | [6 empty] | 73851.4446 | 59444.2368 | 47264.5332 | 49648.7323 | 57927.4387 | 63530.8144 | 70874.5851 | 73220.0011 | 67579.9978 | 75952.4735 | 63189.88 | 63869.2194 | 53363.7203 | 47854.342
P95 | [6 empty] | 186115.9368 | 166032.1058 | 138483.6807 | 151592.6303 | 164075.6083 | 170421.6772 | 178074.7253 | 186496.8826 | 190274.4954 | 185099.9667 | 164360.3317 | 164339.0675 | 151027.0362 | 137727.3274
VOMCOSTS - VOM Costs
MEAN | [6 empty] | 8537.2458 | 6974.6476 | 5754.1854 | 5851.9403 | 6645.577 | 6936.7763 | 7334.0866 | 7237.4804 | 7075.3117 | 7002.0504 | 6138.2733 | 5596.6306 | 5421.7246 | 4725.6591
P5 | [6 empty] | 6244.6101 | 5094.9108 | 4001.92 | 4179.4913 | 5163.955 | 5605.8912 | 6130.816 | 5941.31 | 5762.1713 | 6033.3 | 5036.517 | 4480.96 | 4125.618 | 3380.08
P95 | [6 empty] | 11073.6286 | 9530.1864 | 7880.704 | 7680.0487 | 8181.9392 | 8092.3752 | 8720.152 | 8559.6315 | 8534.9979 | 8150.2505 | 7270.1028 | 6913.06 | 6707.8935 | 5822.956
15970: New 2025JAN 18V50DF_NG_B #4
CAPACITYFACTOR - Net Generation Capacity Factor
MEAN | [6 empty] | 0.19797 | 0.15682 | 0.12798 | 0.12332 | 0.13101 | 0.13883 | 0.14234 | 0.14102 | 0.13437 | 0.13194 | 0.11283 | 0.10239 | 0.098235 | 0.084428
P5 | [6 empty] | 0.14436 | 0.10921 | 0.087716 | 0.088806 | 0.096768 | 0.11198 | 0.11566 | 0.11476 | 0.1064 | 0.11123 | 0.089903 | 0.080257 | 0.07432 | 0.059919
P95 | [6 empty] | 0.25029 | 0.22015 | 0.18172 | 0.16774 | 0.17083 | 0.16478 | 0.16987 | 0.17049 | 0.16073 | 0.15568 | 0.13635 | 0.12505 | 0.12105 | 0.10305
CO2EMISSIONS - CO2 Emissions
MEAN | [6 empty] | 6321.9433 | 4999.3516 | 4057.0933 | 3959.6542 | 4161.8557 | 4409.2605 | 4563.7648 | 4450.8462 | 4287.1659 | 4238.3199 | 3610.2833 | 3279.4246 | 3134.084 | 2683.3334
P5 | [6 empty] | 4593.5804 | 3460.402 | 2764.8098 | 2853.4995 | 3101.4739 | 3549.7229 | 3689.7035 | 3642.5813 | 3404.3453 | 3558.4576 | 2874.9442 | 2566.1419 | 2373.3806 | 1899.9827
P95 | [6 empty] | 7990.0253 | 7020.9163 | 5772.7752 | 5358.9622 | 5399.3446 | 5216.0966 | 5490.7345 | 5424.4691 | 5154.6513 | 4992.3324 | 4377.9546 | 4019.4162 | 3848.0178 | 3277.0345
FUELCONSUMED - Fuel Consumed
MEAN | [6 empty] | 103050.6649 | 81496.158 | 66140.5996 | 64539.9234 | 67840.3357 | 71872.9396 | 74398.1353 | 72545.4375 | 69889.6144 | 69085.2399 | 58851.3253 | 53461.6684 | 51083.201 | 43739.5572
P5 | [6 empty] | 74878.2238 | 56409.1773 | 45073.5553 | 46510.4315 | 50555.5697 | 57862.0807 | 60149.2467 | 59371.312 | 55497.817 | 58003.3608 | 46864.5432 | 41833.6275 | 38684.3106 | 30970.5842
P95 | [6 empty] | 130241.1969 | 114450.3182 | 94110.4154 | 87347.7544 | 88012.0072 | 85024.7201 | 89509.5085 | 88414.7302 | 84031.399 | 81375.7224 | 71365.1554 | 65525.1206 | 62719.7829 | 53417.1544
FUELCOST - Fuel Cost
MEAN | [6 empty] | 188853.0396 | 154805.1344 | 131400.6358 | 130325.7616 | 140690.806 | 149787.7698 | 158503.6964 | 157511.3149 | 155138.3139 | 156720.3905 | 135602.5947 | 128590.1644 | 126621.3221 | 112694.7546
P5 | [6 empty] | 92698.6505 | 82060.0388 | 65920.0146 | 69437.9532 | 81003.0805 | 93450.7139 | 102313.5394 | 107314.8212 | 102293.9539 | 98542.6084 | 82075.8766 | 84357.69 | 78861.4843 | 66341.2244
P95 | [6 empty] | 304046.7057 | 284272.4878 | 236471.6075 | 207914.5732 | 233703.0186 | 202181.0182 | 219574.706 | 213788.216 | 230923.7952 | 216241.5248 | 198660.3253 | 190933.128 | 190220.1188 | 171113.8561
NETPOS - Net Position (MWh)
MEAN | [6 empty] | 12106.1899 | 9567.4005 | 7759.3136 | 7566.1791 | 7947.5152 | 8413.0554 | 8789.9168 | 8564.9291 | 8244.5919 | 8143.9251 | 6932.657 | 6293.31 | 6009.0814 | 5141.596
P5 | [6 empty] | 8795.1136 | 6622.35 | 5287.4209 | 5452.165 | 5922.63 | 6773.04 | 7106.48 | 7009.6 | 6546.87 | 6837.6 | 5520.62 | 4924.5 | 4550.56 | 3640.6
P95 | [6 empty] | 15300.485 | 13436.29 | 11040.64 | 10240.065 | 10310.685 | 9952.56 | 10575.32 | 10438.575 | 9912.87 | 9592.8 | 8406.78 | 7713.375 | 7377.93 | 6279.2
NETREVENUE - Net Revenue $
MEAN | [6 empty] | 78916.1199 | 67344.9342 | 49772.8449 | 57986.0275 | 58023.7159 | 51078.4132 | 55763.5862 | 54801.0146 | 53149.7673 | 60091.0463 | 58892.6086 | 50331.5807 | 50953.688 | 44673.5365
P5 | [6 empty] | 27113.7494 | 30395.5274 | 20272.399 | 27439.3228 | 28381.5564 | 18362.431 | 25892.3683 | 28140.088 | 25467.2588 | 29416.9936 | 27541.3815 | 25661.163 | 22915.8496 | 19690.7828
P95 | [6 empty] | 138144.4858 | 122380.8512 | 93906.206 | 93876.868 | 101764.5813 | 83227.9345 | 86978.3438 | 84697.4016 | 90761.218 | 94134.8276 | 87712.8166 | 79917.2031 | 82504.4808 | 76360.4182
STARTS - Number Starts
MEAN | [6 empty] | 137.57 | 115.35 | 104.83 | 101.91 | 108.75 | 110.66 | 111.99 | 112.17 | 109.72 | 103.16 | 95.24 | 87.73 | 86.4 | 76.56
P5 | [6 empty] | 117.5 | 90.5 | 83.5 | 83.5 | 92 | 92 | 90 | 92.5 | 88.5 | 86 | 74.5 | 68 | 70 | 59.5
P95 | [6 empty] | 158.5 | 139.5 | 130 | 123 | 132.5 | 129 | 134.5 | 131 | 127.5 | 124 | 111.5 | 103 | 101.5 | 92.5
TOTALEMISSIONCOSTS - Emission Costs
MEAN | [6 empty] | 127230.8184 | 105522.0561 | 89311.6186 | 90684.7251 | 98872.8208 | 109377.1307 | 117569.0583 | 119563.6362 | 119941.9991 | 123699.6533 | 109867.3309 | 103908.864 | 103031.0888 | 91849.5438
P5 | [6 empty] | 72055.6089 | 60248.1975 | 45462.5678 | 47202.7295 | 53128.4662 | 60183.1817 | 66917.5392 | 69752.5 | 66262.7015 | 75475.0868 | 60480.401 | 60973.2639 | 52761.9913 | 50068.0113
P95 | [6 empty] | 185590.1815 | 164161.2795 | 139820.2054 | 150079.2228 | 158622.7317 | 160352.933 | 168773.1687 | 188503.0842 | 183756.6969 | 188705.6389 | 166816.6436 | 159383.8329 | 149467.24 | 135933.9983
VOMCOSTS - VOM Costs
MEAN | [6 empty] | 8595.3948 | 6888.5284 | 5741.8921 | 5674.6343 | 6119.5867 | 6562.1832 | 7031.9334 | 7023.2419 | 6843.0113 | 6922.3363 | 6031.4116 | 5538.1128 | 5408.1733 | 4730.2683
P5 | [6 empty] | 6244.5306 | 4768.092 | 3912.6915 | 4089.1238 | 4560.4251 | 5282.9712 | 5685.184 | 5747.872 | 5433.9021 | 5811.96 | 4802.9394 | 4333.56 | 4095.504 | 3349.352
P95 | [6 empty] | 10863.3443 | 9674.1288 | 8170.0736 | 7680.0487 | 7939.2275 | 7762.9968 | 8460.256 | 8559.6315 | 8227.6821 | 8153.88 | 7313.8986 | 6787.77 | 6640.137 | 5776.864
15970: New 2025JAN 18V50DF_NG_B #5
CAPACITYFACTOR - Net Generation Capacity Factor
MEAN | [6 empty] | 0.20076 | 0.15925 | 0.12923 | 0.12359 | 0.12957 | 0.12942 | 0.13697 | 0.1368 | 0.1302 | 0.12883 | 0.11088 | 0.10044 | 0.097193 | 0.085641
P5 | [6 empty] | 0.14305 | 0.11866 | 0.091159 | 0.089666 | 0.098613 | 0.099118 | 0.10687 | 0.11071 | 0.10393 | 0.10725 | 0.084669 | 0.078795 | 0.073304 | 0.061341
P95 | [6 empty] | 0.24962 | 0.21424 | 0.17761 | 0.16563 | 0.16772 | 0.15699 | 0.16844 | 0.16734 | 0.15856 | 0.15524 | 0.13296 | 0.12518 | 0.11843 | 0.10453
CO2EMISSIONS - CO2 Emissions
MEAN | [6 empty] | 6408.8314 | 5067.2056 | 4094.6127 | 3968.7377 | 4122.5877 | 4111.009 | 4396.5382 | 4324.831 | 4155.6237 | 4142.4119 | 3544.4426 | 3213.9618 | 3102.2353 | 2717.5854
P5 | [6 empty] | 4573.5813 | 3778.1496 | 2871.1617 | 2870.8846 | 3121.186 | 3163.5061 | 3444.3075 | 3537.5069 | 3308.0784 | 3436.0537 | 2700.1756 | 2513.7717 | 2338.4779 | 1960.9914
P95 | [6 empty] | 7983.3232 | 6761.305 | 5637.9176 | 5285.0754 | 5312.4686 | 4977.4232 | 5394.329 | 5271.2355 | 5075.8875 | 4992.3324 | 4251.2473 | 4019.4162 | 3813.1152 | 3333.6853
FUELCONSUMED - Fuel Consumed
MEAN | [6 empty] | 104466.9716 | 82602.2426 | 66752.2586 | 64687.9866 | 67200.2484 | 67011.3087 | 71672.0154 | 70491.4741 | 67745.2011 | 67521.8976 | 57778.0568 | 52394.4841 | 50564.0917 | 44297.8801
P5 | [6 empty] | 74551.6072 | 61588.8879 | 46806.9888 | 46793.7981 | 50877.038 | 51566.5732 | 56148.8218 | 57658.678 | 53928.47 | 56008.1592 | 44015.6348 | 40979.88 | 38115.4236 | 31965.0525
P95 | [6 empty] | 130131.7965 | 110218.7113 | 91911.9053 | 86143.4464 | 86595.8848 | 81134.2379 | 87937.913 | 85917.139 | 82747.3878 | 81375.7224 | 69299.6968 | 65525.1206 | 62150.896 | 54340.5892
FUELCOST - Fuel Cost
MEAN | [6 empty] | 191060.8739 | 156405.3652 | 132309.6045 | 130295.1631 | 139088.1818 | 140689.5096 | 153187.8595 | 153455.5839 | 150711.822 | 153251.9666 | 133453.6318 | 126282.9313 | 125562.2198 | 113914.5982
P5 | [6 empty] | 92116.9819 | 86606.0223 | 69519.5129 | 67281.3488 | 80304.025 | 83335.1363 | 93175.9869 | 99069.3439 | 95316.5757 | 92936.4893 | 78796.2088 | 78924.4767 | 77500.797 | 68873.5136
P95 | [6 empty] | 308027.6688 | 277450.6934 | 231447.4863 | 203415.692 | 228737.9992 | 194982.4275 | 214916.3528 | 207457.2758 | 225074.731 | 207989.0571 | 195568.5184 | 189122.5146 | 189498.789 | 170784.053
NETPOS - Net Position (MWh)
MEAN | [6 empty] | 12272.5456 | 9697.2806 | 7831.0579 | 7583.5277 | 7872.5284 | 7843.9696 | 8467.8492 | 8322.4634 | 7991.6399 | 7959.672 | 6806.2183 | 6167.685 | 5948.0169 | 5207.227
P5 | [6 empty] | 8758.005 | 7230.44 | 5491.2 | 5485.385 | 5959.885 | 6036.12 | 6633.84 | 6807.4 | 6361.74 | 6602.4 | 5185.02 | 4824 | 4483.64 | 3757.5
P95 | [6 empty] | 15288.04 | 12938.0731 | 10782.72 | 10098.88 | 10144.785 | 9497.16 | 10389.64 | 10143.7 | 9761.4 | 9592.8 | 8163.47 | 7713.375 | 7311.01 | 6387.75
NETREVENUE - Net Revenue $
MEAN | [6 empty] | 78537.1153 | 66228.532 | 49270.0005 | 58067.6596 | 58516.7911 | 53357.9585 | 57355.6616 | 55881.0369 | 54499.7446 | 60905.0343 | 59519.1826 | 50757.6771 | 50836.3533 | 44283.0291
P5 | [6 empty] | 27154.1239 | 30109.7533 | 20371.6709 | 27628.0935 | 28971.6032 | 22878.6644 | 29561.7872 | 28628.7574 | 26514.9384 | 30887.2842 | 28287.4249 | 25877.8774 | 22242.7064 | 19057.7852
P95 | [6 empty] | 138774.1742 | 117328.2005 | 94447.4452 | 95100.9903 | 102593.9446 | 85657.8268 | 85971.0024 | 86064.1674 | 95209.7879 | 93079.1607 | 86818.5767 | 79236.8337 | 82605.626 | 77058.3152
STARTS - Number Starts
MEAN | [6 empty] | 137.85 | 117.39 | 105.43 | 101.95 | 108.53 | 106.17 | 110.9 | 109.66 | 107.68 | 101.73 | 94.01 | 86.71 | 86.04 | 77.04
P5 | [6 empty] | 118 | 92.5 | 85.5 | 84 | 90 | 84.5 | 84 | 89 | 86.5 | 82.5 | 73 | 64.5 | 66.5 | 59
P95 | [6 empty] | 161.5 | 138 | 126.5 | 122.5 | 133.5 | 124.5 | 131.5 | 131 | 126 | 120 | 112.5 | 103 | 105.5 | 96
TOTALEMISSIONCOSTS - Emission Costs
MEAN | [6 empty] | 129058.604 | 106938.007 | 90018.9625 | 90844.1728 | 97649.2536 | 102170.1392 | 113533.1243 | 116284.0315 | 116265.1826 | 120899.0543 | 107893.1601 | 101805.3028 | 102095.6836 | 93048.8053
P5 | [6 empty] | 73172.2822 | 61788.6144 | 46270.6198 | 49277.6568 | 53020.2133 | 57452.9723 | 63447.0583 | 70122.2344 | 63648.0749 | 74153.4992 | 60031.7983 | 61555.8265 | 53465.6245 | 51437.9415
P95 | [6 empty] | 189117.5144 | 168464.8705 | 138341.879 | 151695.8529 | 153258.3792 | 150652.7649 | 168532.5014 | 184165.7442 | 184728.4095 | 185090.5838 | 162691.9574 | 161571.8379 | 151725.9268 | 138180.0987
VOMCOSTS - VOM Costs
MEAN | [6 empty] | 8713.5074 | 6982.0421 | 5794.9828 | 5687.6458 | 6061.8469 | 6118.2963 | 6774.2794 | 6824.42 | 6633.0611 | 6765.7212 | 5921.4099 | 5427.5628 | 5353.2152 | 4790.6488
P5 | [6 empty] | 6218.1835 | 5205.9168 | 4063.488 | 4114.0387 | 4589.1115 | 4708.1736 | 5307.072 | 5582.068 | 5280.2442 | 5612.04 | 4510.9674 | 4245.12 | 4035.276 | 3456.9
P95 | [6 empty] | 10854.5084 | 9315.4126 | 7979.2128 | 7574.16 | 7811.4844 | 7407.7848 | 8311.712 | 8317.834 | 8101.962 | 8153.88 | 7102.2189 | 6787.77 | 6579.909 | 5876.73
15970: New 2025JAN 18V50DF_NG_B #6
CAPACITYFACTOR - Net Generation Capacity Factor
MEAN | [6 empty] | 0.19437 | 0.16199 | 0.13178 | 0.12389 | 0.12941 | 0.12208 | 0.12834 | 0.13037 | 0.12325 | 0.12585 | 0.10763 | 0.09691 | 0.095957 | 0.084635
P5 | [6 empty] | 0.13672 | 0.12056 | 0.095341 | 0.089457 | 0.098268 | 0.090721 | 0.092773 | 0.10409 | 0.094884 | 0.10291 | 0.081789 | 0.075557 | 0.072576 | 0.062698
P95 | [6 empty] | 0.25011 | 0.2156 | 0.17817 | 0.16599 | 0.16103 | 0.14803 | 0.16333 | 0.16095 | 0.15491 | 0.14998 | 0.13079 | 0.11887 | 0.12204 | 0.10577
CO2EMISSIONS - CO2 Emissions
MEAN | [6 empty] | 6195.1697 | 5161.4383 | 4172.8487 | 3982.7229 | 4116.2178 | 3879.0587 | 4117.2318 | 4115.9985 | 3930.5881 | 4046.244 | 3441.4568 | 3105.5554 | 3062.7953 | 2688.3013
P5 | [6 empty] | 4365.5579 | 3841.4306 | 3036.471 | 2820.7352 | 3131.8805 | 2885.7772 | 2935.9873 | 3305.4674 | 3036.781 | 3300.535 | 2639.0066 | 2413.3954 | 2325.3894 | 2000.2112
P95 | [6 empty] | 7961.5346 | 6894.6878 | 5624.8668 | 5367.6548 | 5173.467 | 4721.3919 | 5219.0461 | 5078.599 | 4966.4934 | 4804.3549 | 4211.9244 | 3814.2994 | 3904.7346 | 3377.2629
FUELCONSUMED - Fuel Consumed
MEAN | [6 empty] | 100984.2161 | 84138.362 | 68027.6903 | 64915.9193 | 67096.4117 | 63230.4102 | 67118.7906 | 67087.6577 | 64076.6678 | 65954.3547 | 56099.2798 | 50627.2268 | 49921.2494 | 43820.5353
P5 | [6 empty] | 71160.5791 | 62620.6068 | 49501.9366 | 45976.2308 | 51051.2125 | 47039.4666 | 47862.2272 | 53876.6113 | 49505.7648 | 53799.186 | 43018.5168 | 39343.5306 | 37902.091 | 32604.3535
P95 | [6 empty] | 129776.6333 | 112392.625 | 91699.1462 | 87489.4377 | 84330.0889 | 76960.8115 | 85080.4666 | 82777.31 | 80964.0389 | 78311.6628 | 68658.6924 | 62181.2763 | 63644.2242 | 55050.9238
FUELCOST - Fuel Cost
MEAN | [6 empty] | 185687.2315 | 158840.4935 | 134332.3513 | 130620.724 | 138514.5438 | 133284.3511 | 144318.5422 | 146620.3568 | 143133.2945 | 150005.4713 | 130124.3416 | 122345.7514 | 124103.564 | 112885.3814
P5 | [6 empty] | 89428.716 | 89159.6496 | 74490.4556 | 69655.4348 | 82448.1681 | 74862.4165 | 79972.0481 | 91064.5144 | 86631.6456 | 93269.7022 | 76693.3301 | 76909.5382 | 77306.0342 | 66062.7133
P95 | [6 empty] | 304178.8709 | 275306.8575 | 231946.584 | 208092.2736 | 222831.5086 | 188985.6732 | 212739.9941 | 199674.5492 | 224630.0273 | 205816.9045 | 194288.1469 | 184813.3313 | 194506.2882 | 171372.5081
NETPOS - Net Position (MWh)
MEAN | [6 empty] | 11863.3752 | 9877.6602 | 7980.7076 | 7610.2827 | 7860.3758 | 7401.405 | 7929.8808 | 7920.5971 | 7558.8521 | 7774.8692 | 6608.4674 | 5959.65 | 5872.3973 | 5151.115
P5 | [6 empty] | 8359.8626 | 7351.155 | 5807.36 | 5389.945 | 5980.695 | 5506.2 | 5654.8 | 6360.875 | 5840.01 | 6342 | 5067.56 | 4631.375 | 4458.545 | 3832.65
P95 | [6 empty] | 15246.315 | 13194.72 | 10757.76 | 10256.675 | 9879.345 | 9008.64 | 10052.04 | 9773 | 9551.025 | 9231.6 | 8087.96 | 7319.75 | 7486.675 | 6471.25
NETREVENUE - Net Revenue $
MEAN | [6 empty] | 79812.3389 | 65875.4479 | 48180.363 | 57689.6503 | 58502.2842 | 55459.3133 | 59886.3794 | 58251.3662 | 57001.7055 | 61773.4685 | 60593.5154 | 51766.1289 | 51624.0463 | 44462.5185
P5 | [6 empty] | 28219.869 | 29381.4535 | 18818.2713 | 25550.3937 | 26733.8869 | 24410.9302 | 31589.7318 | 31941.528 | 30269.8769 | 31874.6521 | 30702.6571 | 28108.6482 | 23045.8093 | 19291.2139
P95 | [6 empty] | 142840.5929 | 122034.8139 | 91282.2408 | 95803.2848 | 102065.1069 | 84252.4769 | 89195.53 | 89171.2879 | 96151.2736 | 94827.9472 | 86755.6041 | 78244.276 | 83106.4447 | 74554.9866
STARTS - Number Starts
MEAN | [6 empty] | 134.84 | 119.71 | 107.34 | 102.22 | 108.88 | 101.4 | 105.58 | 106.36 | 103.44 | 100.45 | 91.76 | 84.6 | 85.11 | 76.42
P5 | [6 empty] | 114.5 | 94.5 | 88 | 80.5 | 91 | 79 | 80 | 88 | 83 | 83.5 | 69 | 62.5 | 65 | 59
P95 | [6 empty] | 156.5 | 140.5 | 131 | 123 | 133 | 124 | 128 | 126 | 124 | 118.5 | 111 | 101.5 | 104.5 | 93.5
TOTALEMISSIONCOSTS - Emission Costs
MEAN | [6 empty] | 124775.9622 | 108811.4587 | 91575.2199 | 91127.2056 | 97376.1761 | 96344.5219 | 106323.3047 | 110752.2007 | 110214.4147 | 118142.166 | 104895.9391 | 98238.8048 | 100843.2105 | 92022.1073
P5 | [6 empty] | 71541.3146 | 63150.0832 | 50209.4995 | 49710.0679 | 54485.6204 | 53078.0694 | 58165.2159 | 63641.5657 | 57097.103 | 71582.9095 | 57400.4804 | 58836.7122 | 52292.6507 | 47693.2465
P95 | [6 empty] | 181260.6931 | 164319.7787 | 137014.7994 | 148107.3496 | 147406.2635 | 144191.1771 | 163407.8194 | 178081.7737 | 176603.8962 | 179184.4117 | 158442.6085 | 150452.1436 | 151627.8722 | 134959.1833
VOMCOSTS - VOM Costs
MEAN | [6 empty] | 8422.9964 | 7111.9153 | 5905.7236 | 5707.712 | 6052.4893 | 5773.0959 | 6343.9046 | 6494.8896 | 6273.8472 | 6608.6388 | 5749.3666 | 5244.492 | 5285.1576 | 4739.0258
P5 | [6 empty] | 5935.5024 | 5292.8316 | 4297.4464 | 4042.4587 | 4605.1352 | 4294.836 | 4523.84 | 5215.9175 | 4847.2083 | 5390.7 | 4408.7772 | 4075.61 | 4012.6905 | 3526.038
P95 | [6 empty] | 10824.8836 | 9500.1984 | 7960.7424 | 7692.5063 | 7607.0957 | 7026.7392 | 8041.632 | 8013.86 | 7927.3507 | 7846.86 | 7036.5252 | 6441.38 | 6738.0075 | 5953.55
15970: New 2025JAN 18V50DF_NG_B #7
CAPACITYFACTOR - Net Generation Capacity Factor
MEAN | [6 empty] | 0.19171 | 0.16288 | 0.13245 | 0.12668 | 0.13342 | 0.1187 | 0.12123 | 0.11773 | 0.11087 | 0.11643 | 0.10483 | 0.092016 | 0.09191 | 0.082595
P5 | [6 empty] | 0.12886 | 0.11834 | 0.097115 | 0.088642 | 0.10745 | 0.08833 | 0.086937 | 0.090904 | 0.080884 | 0.089601 | 0.077334 | 0.067485 | 0.065874 | 0.059421
P95 | [6 empty] | 0.24742 | 0.21528 | 0.17789 | 0.16756 | 0.16537 | 0.14884 | 0.1572 | 0.15568 | 0.14678 | 0.14481 | 0.1294 | 0.11398 | 0.11863 | 0.10378
CO2EMISSIONS - CO2 Emissions
MEAN | [6 empty] | 6115.8095 | 5192.1519 | 4197.7388 | 4073.9614 | 4236.5559 | 3767.8803 | 3888.0832 | 3716.7597 | 3535.2411 | 3742.9109 | 3352.7617 | 2943.5568 | 2932.8702 | 2622.9349
P5 | [6 empty] | 4122.724 | 3754.3765 | 3049.5218 | 2846.8128 | 3392.5086 | 2781.6289 | 2800.1431 | 2854.5229 | 2577.3257 | 2872.1212 | 2490.4532 | 2173.3651 | 2107.2478 | 1869.4784
P95 | [6 empty] | 7953.4816 | 6868.5715 | 5607.4658 | 5380.6936 | 5264.6868 | 4743.0895 | 5021.8529 | 4899.0968 | 4682.4021 | 4664.4647 | 4124.5401 | 3661.5528 | 3800.0267 | 3272.6767
FUELCONSUMED - Fuel Consumed
MEAN | [6 empty] | 99690.6385 | 84639.0558 | 68433.4658 | 66403.0588 | 69057.9737 | 61418.1529 | 63383.2197 | 60580.3759 | 57631.7023 | 61009.9908 | 54653.4587 | 47986.3011 | 47803.5679 | 42755.0336
P5 | [6 empty] | 67202.5804 | 61201.508 | 49714.6957 | 46401.2807 | 55299.5797 | 45341.8016 | 45647.7062 | 46526.557 | 42015.6995 | 46815.9804 | 40596.9447 | 35430.5212 | 34346.5478 | 30473.3501
P95 | [6 empty] | 129645.9739 | 111966.8953 | 91415.4675 | 87701.9627 | 85817.0174 | 77314.4917 | 81865.8394 | 79851.5602 | 76333.066 | 76031.4324 | 67234.2382 | 59691.1794 | 61937.5634 | 53346.1209
FUELCOST - Fuel Cost
MEAN | [6 empty] | 183729.1782 | 159787.925 | 135009.7125 | 133286.5571 | 142230.4729 | 129582.9533 | 136549.5801 | 133523.0116 | 129667.5168 | 139618.4268 | 127165.6454 | 116631.0615 | 119499.838 | 110346.485
P5 | [6 empty] | 85760.7885 | 86926.8562 | 74044.4727 | 70029.6048 | 83549.6934 | 70772.4849 | 73497.6941 | 79816.7707 | 74370.2835 | 80666.8791 | 72388.5945 | 69984.1682 | 70799.7386 | 61896.5169
P95 | [6 empty] | 303354.9413 | 273972.6391 | 230656.8699 | 206881.3961 | 233072.7977 | 187987.4687 | 202858.0301 | 189551.5576 | 211979.3353 | 201070.8217 | 194047.3959 | 181111.1862 | 186323.173 | 167353.7802
NETPOS - Net Position (MWh)
MEAN | [6 empty] | 11711.3404 | 9936.3677 | 8028.2952 | 7784.6006 | 8090.195 | 7189.2714 | 7488.5574 | 7152.3137 | 6798.5554 | 7191.989 | 6438.1504 | 5648.77 | 5623.2876 | 5025.865
P5 | [6 empty] | 7894.225 | 7184.555 | 5832.32 | 5439.64 | 6478.395 | 5307.48 | 5393.16 | 5493.1 | 4956.435 | 5518.8 | 4782.3 | 4170.75 | 4040.295 | 3582.15
P95 | [6 empty] | 15229.335 | 13144.74 | 10724.48 | 10281.59 | 10053.54 | 9050.04 | 9672.24 | 9427.575 | 9003.905 | 8962.8 | 7920.16 | 7026.625 | 7285.915 | 6270.85
NETREVENUE - Net Revenue $
MEAN | [6 empty] | 80052.6785 | 65892.849 | 48252.2297 | 56906.2153 | 57355.0383 | 56746.0982 | 62236.0691 | 61948.7774 | 60822.2825 | 64579.4457 | 61528.1598 | 53493.3448 | 53055.867 | 45078.5274
P5 | [6 empty] | 29484.2121 | 28268.7511 | 18762.5454 | 26821.0351 | 26284.6341 | 25737.3534 | 35467.587 | 36661.3148 | 36423.777 | 36310.4006 | 32625.769 | 29240.3622 | 25388.9708 | 21073.4952
P95 | [6 empty] | 137561.6668 | 120774.9564 | 94156.5037 | 94388.4241 | 103921.1438 | 87501.721 | 89660.3676 | 90474.062 | 98634.7922 | 96428.7843 | 87270.0515 | 80520.0561 | 84717.0159 | 74912.4977
STARTS - Number Starts
MEAN | [6 empty] | 133.57 | 119.57 | 107.82 | 105.21 | 110.31 | 99.37 | 102.05 | 98.09 | 95.26 | 95.13 | 89.93 | 81.6 | 82.36 | 75.33
P5 | [6 empty] | 113.5 | 98 | 86 | 83 | 89.5 | 76 | 80.5 | 73.5 | 73 | 75.5 | 66.5 | 59.5 | 62 | 55.5
P95 | [6 empty] | 156.5 | 138.5 | 131 | 126 | 134 | 118 | 124 | 116 | 116.5 | 113.5 | 109.5 | 99.5 | 103 | 92.5
TOTALEMISSIONCOSTS - Emission Costs
MEAN | [6 empty] | 123271.6663 | 109413.2266 | 92171.469 | 93160.3543 | 100214.2413 | 93672.3247 | 100466.0082 | 100122.1643 | 99346.4629 | 109550.09 | 102313.2103 | 93234.8598 | 96681.4757 | 89962.0976
P5 | [6 empty] | 68538.3429 | 62789.4673 | 50813.9002 | 49281.626 | 55538.6695 | 50697.4901 | 53898.4086 | 57347.2651 | 50074.1394 | 64213.3048 | 55539.7666 | 52985.9596 | 49044.7397 | 47142.7288
P95 | [6 empty] | 180947.1854 | 165329.3699 | 137094.0269 | 147151.9118 | 152088.2741 | 146549.1543 | 153440.2052 | 168388.5185 | 165195.961 | 171862.1602 | 160514.1701 | 143901.9307 | 143144.8806 | 137048.153
VOMCOSTS - VOM Costs
MEAN | [6 empty] | 8315.0517 | 7154.1848 | 5940.9384 | 5838.4505 | 6229.4501 | 5607.6317 | 5990.8459 | 5864.8972 | 5642.801 | 6113.1906 | 5601.1908 | 4970.9176 | 5060.9588 | 4623.7958
P5 | [6 empty] | 5604.8997 | 5172.8796 | 4315.9168 | 4079.73 | 4988.3642 | 4139.8344 | 4314.528 | 4504.342 | 4113.841 | 4690.98 | 4160.601 | 3670.26 | 3636.2655 | 3295.578
P95 | [6 empty] | 10812.8278 | 9464.2128 | 7936.1152 | 7711.1925 | 7741.2258 | 7059.0312 | 7737.792 | 7730.6115 | 7473.2411 | 7618.38 | 6890.5392 | 6183.43 | 6557.3235 | 5769.182
15970: New 2025JAN 18V50DF_NG_B #8
CAPACITYFACTOR - Net Generation Capacity Factor
MEAN | [6 empty] | 0.18896 | 0.16017 | 0.12984 | 0.12799 | 0.13714 | 0.11706 | 0.12021 | 0.11659 | 0.11009 | 0.1151 | 0.10444 | 0.091798 | 0.088852 | 0.079511
P5 | [6 empty] | 0.12649 | 0.11771 | 0.094184 | 0.092431 | 0.10552 | 0.086998 | 0.088641 | 0.091977 | 0.08187 | 0.089783 | 0.077182 | 0.06928 | 0.063908 | 0.056008
P95 | [6 empty] | 0.24646 | 0.21237 | 0.17499 | 0.16464 | 0.16525 | 0.14457 | 0.15141 | 0.14796 | 0.14716 | 0.14387 | 0.12867 | 0.11564 | 0.11473 | 0.10175
CO2EMISSIONS - CO2 Emissions
MEAN | [6 empty] | 6027.1589 | 5112.8664 | 4119.0395 | 4111.0853 | 4356.4606 | 3719.3311 | 3853.9098 | 3683.4248 | 3509.2828 | 3701.4361 | 3341.0993 | 2937.5342 | 2836.0153 | 2523.1422
P5 | [6 empty] | 4041.9408 | 3765.0915 | 3001.6691 | 2972.8549 | 3336.0392 | 2751.2523 | 2835.1997 | 2902.682 | 2612.3318 | 2893.979 | 2481.7148 | 2212.6428 | 2041.8054 | 1773.6078
P95 | [6 empty] | 7879.0693 | 6816.339 | 5581.3644 | 5293.768 | 5238.624 | 4560.8298 | 4850.9522 | 4662.6792 | 4703.9475 | 4612.0059 | 4128.9093 | 3705.1947 | 3669.1417 | 3242.1724
FUELCONSUMED - Fuel Consumed
MEAN | [6 empty] | 98245.5802 | 83346.5885 | 67150.4713 | 67008.162 | 71012.4858 | 60626.7881 | 62826.1337 | 60037.0443 | 57208.5199 | 60333.949 | 54463.3519 | 47888.1202 | 46224.9067 | 41128.3676
P5 | [6 empty] | 65885.6251 | 61376.0231 | 48934.5792 | 48455.6886 | 54379.1002 | 44846.6494 | 46219.1955 | 47311.5143 | 42586.3711 | 47172.2664 | 40454.4993 | 36070.8319 | 33279.8848 | 28910.6142
P95 | [6 empty] | 128432.7161 | 111115.436 | 90989.9494 | 86285.1297 | 85392.1807 | 74343.578 | 79079.8291 | 75998.1337 | 76684.0016 | 75176.346 | 67305.4609 | 60402.6356 | 59804.2375 | 52848.8868
FUELCOST - Fuel Cost
MEAN | [6 empty] | 181630.4724 | 157334.7906 | 132566.6211 | 134237.1089 | 145603.8793 | 127682.5672 | 135288.752 | 132309.3928 | 128669.4663 | 138134.4038 | 126962.9606 | 116454.5785 | 116004.7238 | 106704.0793
P5 | [6 empty] | 84739.8751 | 87949.2804 | 73647.2818 | 76089.4326 | 87831.5862 | 70219.3085 | 76387.0668 | 79579.3851 | 75084.7875 | 75016.6865 | 70180.0399 | 70651.4277 | 67721.9465 | 57891.3124
P95 | [6 empty] | 304121.5876 | 271645.7145 | 228888.3051 | 205489.624 | 228368.1924 | 183166.3102 | 197466.8401 | 189684.9084 | 209513.4931 | 198267.1029 | 193354.3612 | 178880.5846 | 180728.2206 | 164703.8472
NETPOS - Net Position (MWh)
MEAN | [6 empty] | 11541.5887 | 9784.6727 | 7877.7878 | 7855.5226 | 8319.1367 | 7096.614 | 7422.7226 | 7088.1878 | 6748.6588 | 7112.2887 | 6415.7477 | 5637.2125 | 5437.5846 | 4834.65
P5 | [6 empty] | 7739.915 | 7205.45 | 5740.8 | 5680.62 | 6370.56 | 5249.52 | 5460.68 | 5585.775 | 5023.755 | 5560.8 | 4765.52 | 4246.125 | 3914.82 | 3398.45
P95 | [6 empty] | 15087.615 | 13044.78 | 10674.56 | 10115.49 | 10003.77 | 8702.28 | 9343.08 | 8972.625 | 9046.125 | 8862 | 7928.55 | 7110.375 | 7034.965 | 6212.4
NETREVENUE - Net Revenue $
MEAN | [6 empty] | 81235.863 | 66534.6147 | 48795.5988 | 56675.6051 | 56443.9395 | 57002.2615 | 62329.0741 | 62016.5147 | 60684.9654 | 64873.5267 | 61811.4044 | 53570.6646 | 53820.652 | 46205.1449
P5 | [6 empty] | 30407.9344 | 29708.1138 | 18698.6783 | 26910.5615 | 24537.7622 | 27033.6417 | 33989.1501 | 36621.9363 | 34985.9113 | 37203.2038 | 31926.7325 | 30152.1863 | 26209.9949 | 22194.7048
P95 | [6 empty] | 140291.3974 | 121275.9975 | 93763.1795 | 96012.1155 | 103475.118 | 86478.6912 | 90372.3522 | 92010.2003 | 99613.4997 | 96109.4812 | 88391.0195 | 78521.6824 | 85567.9157 | 77012.3848
STARTS - Number Starts
MEAN | [6 empty] | 131.27 | 118.09 | 105.78 | 104.75 | 112.61 | 99.12 | 101.34 | 97.71 | 94.18 | 94.8 | 90.05 | 81.84 | 79.4 | 72.71
P5 | [6 empty] | 110.5 | 94 | 86 | 85.5 | 94.5 | 80 | 77 | 77 | 72.5 | 78 | 65.5 | 58 | 59.5 | 53.5
P95 | [6 empty] | 155 | 142 | 126 | 125 | 132 | 119 | 123 | 115 | 114 | 115 | 109.5 | 98.5 | 99 | 89
TOTALEMISSIONCOSTS - Emission Costs
MEAN | [6 empty] | 121538.0917 | 107803.5974 | 90436.4601 | 94061.2704 | 103059.2126 | 92184.3169 | 99496.1576 | 99165.2632 | 98532.288 | 108303.4477 | 101857.0868 | 93071.0151 | 93574.5839 | 86496.2388
P5 | [6 empty] | 66747.7729 | 63690.2717 | 47930.2358 | 47750.0331 | 56611.9335 | 52019.0089 | 53118.568 | 57612.8882 | 50246.996 | 64538.2347 | 56568.9919 | 52998.543 | 46677.6208 | 45845.8509
P95 | [6 empty] | 175296.082 | 165082.7539 | 140857.6951 | 146939.9916 | 149679.8788 | 135872.8326 | 152344.5625 | 162137.883 | 161443.8186 | 172223.2873 | 156763.4522 | 145040.9713 | 142210.3293 | 130267.0333
VOMCOSTS - VOM Costs
MEAN | [6 empty] | 8194.528 | 7044.9643 | 5829.563 | 5891.642 | 6405.7353 | 5535.3589 | 5938.1781 | 5812.314 | 5601.3868 | 6045.4454 | 5581.7005 | 4960.747 | 4893.8261 | 4447.878
P5 | [6 empty] | 5495.3396 | 5187.924 | 4248.192 | 4260.465 | 4905.3312 | 4094.6256 | 4368.544 | 4580.3355 | 4169.7167 | 4726.68 | 4146.0024 | 3736.59 | 3523.338 | 3126.574
P95 | [6 empty] | 10712.2067 | 9392.2416 | 7899.1744 | 7586.6175 | 7702.9029 | 6787.7784 | 7474.464 | 7357.5525 | 7508.2837 | 7532.7 | 6897.8385 | 6257.13 | 6331.4685 | 5715.408
15970: New 2025JAN 18V50DF_NG_B #9
CAPACITYFACTOR - Net Generation Capacity Factor
MEAN | [6 empty] | 0.18523 | 0.15729 | 0.12478 | 0.12548 | 0.13809 | 0.11849 | 0.11987 | 0.11521 | 0.10891 | 0.1134 | 0.10378 | 0.090991 | 0.088093 | 0.079821
P5 | [6 empty] | 0.12321 | 0.11519 | 0.086848 | 0.091232 | 0.10798 | 0.091159 | 0.085328 | 0.090289 | 0.081491 | 0.088085 | 0.078262 | 0.069017 | 0.062953 | 0.057153
P95 | [6 empty] | 0.24453 | 0.21262 | 0.17203 | 0.16074 | 0.16462 | 0.14346 | 0.1519 | 0.14376 | 0.14007 | 0.13965 | 0.13017 | 0.11072 | 0.11541 | 0.10051
CO2EMISSIONS - CO2 Emissions
MEAN | [6 empty] | 5907.9524 | 5008.1145 | 3953.4759 | 4032.7255 | 4386.3901 | 3761.9761 | 3844.2153 | 3634.1011 | 3475.1989 | 3644.9664 | 3320.5169 | 2912.2219 | 2813.8521 | 2539.2659
P5 | [6 empty] | 3891.7655 | 3673.6846 | 2731.9539 | 2912.007 | 3435.9466 | 2859.7401 | 2738.7941 | 2841.3886 | 2616.7075 | 2815.2908 | 2494.8224 | 2221.3711 | 2011.2655 | 1821.5431
P95 | [6 empty] | 7822.0879 | 6764.1066 | 5485.659 | 5172.0722 | 5247.3116 | 4560.8298 | 4820.2777 | 4500.6894 | 4463.2804 | 4488.0527 | 4176.9707 | 3556.8123 | 3669.1417 | 3159.375
FUELCONSUMED - Fuel Consumed
MEAN | [6 empty] | 96302.4073 | 81639.0041 | 64451.3832 | 65730.9325 | 71500.3609 | 61321.9167 | 62668.0857 | 59233.1038 | 56652.8857 | 59413.4843 | 54127.8351 | 47475.4756 | 45863.6635 | 41391.1913
P5 | [6 empty] | 63437.8505 | 59885.9694 | 44537.559 | 47463.9055 | 56007.6409 | 46615.0504 | 44647.6 | 46312.4777 | 42657.7051 | 45889.6368 | 40668.1674 | 36213.1231 | 32782.1088 | 29691.9821
P95 | [6 empty] | 127503.5888 | 110263.9768 | 89429.7165 | 84301.5635 | 85533.793 | 74343.578 | 78579.776 | 73357.823 | 72760.6341 | 73156.2153 | 68088.9108 | 57983.6844 | 59804.2375 | 51499.2513
FUELCOST - Fuel Cost
MEAN | [6 empty] | 178574.2126 | 154547.8048 | 127789.1227 | 131826.004 | 146386.5864 | 128871.9286 | 134931.4528 | 130537.1954 | 127462.2568 | 136172.4025 | 126015.9985 | 115407.5753 | 115089.0551 | 107269.9637
P5 | [6 empty] | 80958.1815 | 82894.0299 | 66985.0221 | 72632.287 | 88245.0147 | 73400.8659 | 76599.6735 | 78744.5105 | 74898.0186 | 74894.5477 | 72738.5235 | 68237.6553 | 67535.8296 | 58477.2668
P95 | [6 empty] | 305836.6376 | 271134.5239 | 225065.7896 | 201883.3137 | 232585.9987 | 182129.6987 | 196316.3698 | 189085.2188 | 202702.2296 | 198119.7146 | 191508.9687 | 178183.6567 | 184143.3051 | 162242.0731
NETPOS - Net Position (MWh)
MEAN | [6 empty] | 11313.4474 | 9584.1817 | 7561.1258 | 7705.8331 | 8376.2823 | 7177.9887 | 7404.0744 | 6993.2497 | 6683.1045 | 7003.8179 | 6376.2322 | 5588.6375 | 5395.0904 | 4865.545
P5 | [6 empty] | 7451.94 | 7030.52 | 5224.96 | 5564.35 | 6561.345 | 5456.52 | 5275 | 5467.825 | 5032.17 | 5409.6 | 4790.69 | 4262.875 | 3856.265 | 3490.3
P95 | [6 empty] | 14979.275 | 12944.82 | 10491.52 | 9882.95 | 10020.36 | 8702.28 | 9284 | 8660.9 | 8583.3 | 8623.5224 | 8020.84 | 6825.625 | 7034.965 | 6053.75
NETREVENUE - Net Revenue $
MEAN | [6 empty] | 82214.8715 | 67039.8968 | 50371.9578 | 57589.4413 | 56529.0755 | 56622.4971 | 62659.156 | 62590.6454 | 61460.9613 | 65829.9299 | 61646.547 | 53462.954 | 54075.5516 | 46335.7777
P5 | [6 empty] | 32725.4089 | 29981.2729 | 21381.4185 | 28136.8205 | 25017.1714 | 27577.0646 | 34458.2048 | 38201.9941 | 36438.9761 | 37535.1335 | 32306.4033 | 28857.7847 | 26795.9154 | 19413.7446
P95 | [6 empty] | 141743.6546 | 121556.5267 | 94420.0935 | 97021.3814 | 103078.9815 | 85569.5358 | 92061.9159 | 93118.2307 | 98761.3759 | 96306.272 | 89289.5791 | 79526.9233 | 84121.1846 | 72663.9447
STARTS - Number Starts
MEAN | [6 empty] | 128.64 | 116.24 | 103.01 | 103.74 | 112.88 | 98.83 | 101.2 | 96.48 | 93.45 | 92.65 | 89.85 | 80.81 | 79.18 | 73.01
P5 | [6 empty] | 104 | 95 | 81 | 81 | 95 | 79 | 80 | 74 | 72.5 | 73.5 | 68.5 | 58.5 | 60 | 55
P95 | [6 empty] | 153.5 | 137 | 128.5 | 123.5 | 132.5 | 117 | 120.5 | 113.5 | 114.5 | 112.5 | 109.5 | 97 | 100.5 | 88.5
TOTALEMISSIONCOSTS - Emission Costs
MEAN | [6 empty] | 119167.1863 | 105676.7004 | 86737.1504 | 92286.4393 | 103848.3268 | 93355.2371 | 99207.0879 | 97725.4561 | 97416.8166 | 106539.3447 | 101120.9853 | 92124.7609 | 92835.6035 | 87086.2459
P5 | [6 empty] | 64445.2081 | 60199.7588 | 45505.2014 | 47750.2204 | 57048.7025 | 50441.8167 | 52569.6762 | 56446.3306 | 49786.2949 | 62811.2445 | 55064.2069 | 53354.911 | 46554.1859 | 45844.5309
P95 | [6 empty] | 172559.3893 | 162681.378 | 133396.1311 | 145166.278 | 151557.1516 | 137256.3181 | 149225.3712 | 156889.696 | 155104.1356 | 167074.1215 | 154293.0607 | 143447.2215 | 141241.5827 | 132356.7556
VOMCOSTS - VOM Costs
MEAN | [6 empty] | 8032.5477 | 6900.6108 | 5595.2331 | 5779.3748 | 6449.7374 | 5598.8312 | 5923.2595 | 5734.4648 | 5546.9767 | 5953.2452 | 5547.322 | 4918.001 | 4855.5814 | 4476.3014
P5 | [6 empty] | 5290.8774 | 5061.9744 | 3866.4704 | 4173.2625 | 5052.2356 | 4256.0856 | 4220 | 4483.6165 | 4176.7011 | 4598.16 | 4167.9003 | 3751.33 | 3470.6385 | 3211.076
P95 | [6 empty] | 10635.2853 | 9320.2704 | 7763.7248 | 7412.2125 | 7715.6772 | 6787.7784 | 7427.2 | 7101.938 | 7124.139 | 7329.9941 | 6978.1308 | 6006.55 | 6331.4685 | 5569.45
15970: New 2025JAN J920_A #1
CAPACITYFACTOR - Net Generation Capacity Factor
MEAN | [6 empty] | 0.46902 | 0.38378 | 0.35179 | 0.33823 | 0.33934 | 0.30146 | 0.31906 | 0.3081 | 0.29654 | 0.28565 | 0.23352 | 0.21397 | 0.21772 | 0.18925
P5 | [6 empty] | 0.42369 | 0.34092 | 0.31322 | 0.29578 | 0.30272 | 0.25621 | 0.27624 | 0.26741 | 0.25986 | 0.25399 | 0.19876 | 0.1786 | 0.18109 | 0.15394
P95 | [6 empty] | 0.51222 | 0.4312 | 0.3955 | 0.37622 | 0.37604 | 0.33885 | 0.35857 | 0.35037 | 0.33022 | 0.32834 | 0.27106 | 0.25555 | 0.25236 | 0.22287
CO2EMISSIONS - CO2 Emissions
MEAN | [6 empty] | 7482.78 | 6129.343 | 5592.7714 | 5451.0899 | 5401.4461 | 4794.0599 | 5130.8175 | 4878.2087 | 4732.0592 | 4598.9357 | 3741.9308 | 3430.1004 | 3485.4128 | 3010.3603
P5 | [6 empty] | 6806.4856 | 5402.6507 | 4985.0462 | 4750.0093 | 4818.7597 | 4063.5316 | 4418.6914 | 4224.9326 | 4161.9479 | 4079.2748 | 3181.8558 | 2882.2555 | 2903.9945 | 2463.9275
P95 | [6 empty] | 8137.7502 | 6911.3666 | 6280.9149 | 6076.5303 | 5987.2802 | 5381.0627 | 5794.3022 | 5543.7163 | 5276.9528 | 5304.3631 | 4334.6492 | 4057.3248 | 4047.9378 | 3561.1406
FUELCONSUMED - Fuel Consumed
MEAN | [6 empty] | 126701.0597 | 103765.137 | 94685.4179 | 92288.2106 | 91451.9287 | 81169.5875 | 86880.1848 | 82586.9814 | 80118.2334 | 77864.0836 | 63351.3235 | 58071.2629 | 59012.1895 | 50968.3016
P5 | [6 empty] | 115249.7367 | 91462.3981 | 84395.9821 | 80420.5055 | 81586.4329 | 68800.7804 | 74821.997 | 71528.0079 | 70465.7507 | 69065.7222 | 53869.3357 | 48796.4572 | 49168.0827 | 41716.6435
P95 | [6 empty] | 137791.4809 | 117004.492 | 106336.4658 | 102877.2065 | 101370.9343 | 91107.8132 | 98114.8277 | 93855.3178 | 89343.811 | 89807.0788 | 73386.0864 | 68690.0032 | 68536.3519 | 60293.6766
FUELCOST - Fuel Cost
MEAN | [6 empty] | 219307.3508 | 186761.6978 | 177193.0939 | 176830.9416 | 181148.8561 | 165341.5604 | 180302.9665 | 175252.9513 | 174032.3265 | 173493.3485 | 142383.5227 | 136461.075 | 143028.4045 | 127616.2158
P5 | [6 empty] | 148105.3737 | 129342.161 | 128015.5715 | 120427.9385 | 133806.0502 | 118603.4989 | 130902.3848 | 138333.7892 | 126504.9419 | 128988.5048 | 104978.046 | 96597.7521 | 100921.5863 | 85838.9763
P95 | [6 empty] | 299730.3293 | 268109.6356 | 249531.0306 | 237018.3399 | 242414.3621 | 204054.8183 | 231684.765 | 220148.6109 | 234262.7617 | 213701.7913 | 188946.9779 | 184010.9414 | 187147.5687 | 169245.0142
NETPOS - Net Position (MWh)
MEAN | [6 empty] | 15538.5692 | 12717.1621 | 11599.1807 | 11296.9318 | 11186.6873 | 9922.3908 | 10718.1805 | 10181.4578 | 9869.7649 | 9584.7238 | 7793.5719 | 7138.8155 | 7249.468 | 6256.3874
P5 | [6 empty] | 14135.0038 | 11211.4047 | 10339.0523 | 9843.0654 | 9979.6042 | 8410.42 | 9229.6154 | 8818.49 | 8680.595 | 8502.27 | 6627.3321 | 5996.9187 | 6040.305 | 5121.12
P95 | [6 empty] | 16898.4095 | 14339.2896 | 13026.3692 | 12593.5288 | 12400.5729 | 11137.5026 | 12104.145 | 11571.2098 | 11005.8295 | 11052.6123 | 9028.8 | 8444.8 | 8419.4804 | 7399.88
NETREVENUE - Net Revenue $
MEAN | [6 empty] | 29620.5029 | 25294.7891 | 12754.9058 | 16498.3107 | 17916.2835 | 23848.9157 | 21853.9992 | 24080.1613 | 23164.4362 | 27401.7033 | 33976.3063 | 29243.5074 | 28641.4014 | 25909.8321
P5 | [6 empty] | -11476.1356 | -8116.7847 | -13601.4763 | -11755.9268 | -8176.4311 | -3090.2141 | -3793.3068 | 3220.3882 | -764.8075 | 7262.2384 | 9659.5843 | 10472.775 | 7741.7605 | 7831.3765
P95 | [6 empty] | 74763.2 | 66698.8252 | 53602.2322 | 47709.4906 | 52795.8725 | 47130.929 | 48448.1105 | 47408.0107 | 54750.4722 | 53569.2373 | 55448.6288 | 48126.3581 | 52039.0937 | 47565.2648
STARTS - Number Starts
MEAN | [6 empty] | 195.39 | 199.26 | 183.57 | 184.14 | 187.98 | 167.49 | 193.68 | 185.56 | 185.09 | 177.38 | 163.38 | 151.62 | 153.32 | 138.36
P5 | [6 empty] | 160.5 | 169.5 | 150 | 153 | 160.5 | 147.5 | 162 | 156.5 | 156 | 150.5 | 130.5 | 131 | 126.5 | 108.5
P95 | [6 empty] | 229 | 227 | 210.5 | 213 | 216.5 | 190.5 | 219 | 215 | 212 | 212.5 | 191 | 174.5 | 181 | 160
TOTALEMISSIONCOSTS - Emission Costs
MEAN | [6 empty] | 150725.1294 | 128872.9641 | 122360.6608 | 124449.4819 | 128465.7068 | 118815.0498 | 132377.6398 | 131340.5803 | 132544.3825 | 134220.9465 | 113952.2907 | 108939.2889 | 115055.4245 | 103739.8823
P5 | [6 empty] | 92321.9148 | 78520.9168 | 75229.2728 | 71611.7663 | 76089.0357 | 67586.6947 | 75098.8761 | 77485.6608 | 75948.1893 | 79896.2411 | 65363.7193 | 65774.7886 | 62619.529 | 57644.5952
P95 | [6 empty] | 217235.3722 | 183227.7986 | 174868.472 | 176856.5985 | 176068.8264 | 175218.9973 | 190877.3304 | 188878.2259 | 194341.7931 | 204221.6339 | 167787.6538 | 168387.3356 | 168406.9279 | 155955.5484
VOMCOSTS - VOM Costs
MEAN | [6 empty] | 8701.5988 | 7248.7824 | 6727.5248 | 6665.1898 | 6712.0124 | 6151.8823 | 6752.4537 | 6516.133 | 6415.3472 | 6421.7649 | 5299.6289 | 4925.7827 | 5147.1223 | 4504.5989
P5 | [6 empty] | 7915.6021 | 6390.5007 | 5996.6503 | 5807.4086 | 5987.7625 | 5214.4604 | 5814.6577 | 5643.8336 | 5642.3867 | 5696.5209 | 4506.5858 | 4137.8739 | 4288.6165 | 3687.2064
P95 | [6 empty] | 9463.1093 | 8173.3951 | 7555.2941 | 7430.182 | 7440.3437 | 6905.2516 | 7625.6114 | 7405.5742 | 7153.7892 | 7405.2502 | 6139.584 | 5826.912 | 5977.8311 | 5327.9136
15970: New 2026JAN 18V50DF_NG_B #1
CAPACITYFACTOR - Net Generation Capacity Factor
MEAN | [7 empty] | 0.15032 | 0.11683 | 0.11462 | 0.12215 | 0.12266 | 0.12579 | 0.12222 | 0.11584 | 0.11627 | 0.10411 | 0.093547 | 0.090058 | 0.077286
P5 | [7 empty] | 0.10198 | 0.078285 | 0.079051 | 0.090808 | 0.095907 | 0.09677 | 0.099034 | 0.091209 | 0.091405 | 0.079702 | 0.07341 | 0.064214 | 0.052219
P95 | [7 empty] | 0.21151 | 0.16831 | 0.15601 | 0.15793 | 0.1486 | 0.15329 | 0.1493 | 0.14227 | 0.14084 | 0.12604 | 0.1152 | 0.1147 | 0.099644
CO2EMISSIONS - CO2 Emissions
MEAN | [7 empty] | 4787.4051 | 3707.0646 | 3687.8671 | 3884.2163 | 3895.2884 | 4036.1163 | 3860.2806 | 3695.0778 | 3736.4679 | 3326.7212 | 2993.8322 | 2873.9719 | 2455.074
P5 | [7 empty] | 3255.8248 | 2479.6397 | 2551.2659 | 2884.2839 | 3028.9812 | 3111.2701 | 3130.3433 | 2896.7565 | 2942.0663 | 2542.8838 | 2343.5684 | 2063.6195 | 1660.306
P95 | [7 empty] | 6803.2809 | 5337.7506 | 5059.0689 | 5008.4026 | 4734.4104 | 4903.537 | 4728.3508 | 4528.9169 | 4524.5745 | 4032.7865 | 3679.0096 | 3664.7789 | 3155.0172
FUELCONSUMED - Fuel Consumed
MEAN | [7 empty] | 78041.1536 | 60434.2627 | 60109.9526 | 63314.6673 | 63494.963 | 65796.4493 | 62919.6634 | 60237.3596 | 60904.954 | 54228.9714 | 48805.8988 | 46843.5712 | 40018.8251
P5 | [7 empty] | 53074.2951 | 40424.2176 | 41584.0485 | 47015.2637 | 49373.7559 | 50719.6736 | 51022.2213 | 47223.0782 | 47956.0956 | 41451.6172 | 38205.2006 | 33635.4391 | 27063.7444
P95 | [7 empty] | 110902.5712 | 87018.4474 | 82459.6806 | 81639.4564 | 77173.0196 | 79937.063 | 77068.53 | 73830.6434 | 73751.202 | 65738.5613 | 59975.7619 | 59733.1266 | 51428.2178
FUELCOST - Fuel Cost
MEAN | [7 empty] | 148734.3951 | 120657.1706 | 121525.1023 | 131110.3629 | 133052.8153 | 140785.655 | 137673.3654 | 134340.125 | 138889.6258 | 125668.2531 | 118110.2151 | 117484.7517 | 104245.0017
P5 | [7 empty] | 78133.5032 | 58715.1231 | 61657.6531 | 73427.8351 | 80888.6431 | 84536.542 | 87955.8681 | 81712.2779 | 80228.6064 | 74152.8169 | 72533.0598 | 68453.6505 | 55687.0785
P95 | [7 empty] | 271354.1215 | 219564.3844 | 193778.4657 | 218017.2792 | 184912.6952 | 203254.3506 | 192289.6188 | 200178.6591 | 191227.3648 | 181759.3801 | 176918.4655 | 184990.7452 | 165636.9706
NETPOS - Net Position (MWh)
MEAN | [7 empty] | 9161.7597 | 7089.8866 | 7046.8626 | 7417.3333 | 7432.3722 | 7773.6578 | 7428.4823 | 7105.9597 | 7179.648 | 6388.146 | 5745.25 | 5510.3601 | 4704.223
P5 | [7 empty] | 6230.84 | 4742.4 | 4875.035 | 5507.88 | 5779.44 | 5992.4 | 6023.875 | 5570.73 | 5653.2 | 4882.98 | 4497.375 | 3956.645 | 3181.35
P95 | [7 empty] | 13019.79 | 10208.64 | 9667.02 | 9564.135 | 9033.48 | 9444.36 | 9099 | 8709.525 | 8694 | 7743.97 | 7060.125 | 7026.6 | 6045.4
NETREVENUE - Net Revenue $
MEAN | [7 empty] | 69127.3958 | 52554.2836 | 60855.5707 | 60822.2289 | 55728.1472 | 60886.1942 | 60458.3768 | 59019.365 | 64829.3307 | 61311.8009 | 52906.164 | 53746.3778 | 46979.0594
P5 | [7 empty] | 34208.9946 | 24239.4904 | 30833.1517 | 29994.33 | 24391.2385 | 32917.6808 | 34468.3573 | 32399.1808 | 37013.3294 | 30569.9821 | 28492.5792 | 24913.5134 | 23788.3871
P95 | [7 empty] | 123879.3252 | 96791.9414 | 97035.6885 | 103455.6371 | 85200.4523 | 92047.0739 | 90429.7146 | 99973.364 | 97732.978 | 89057.714 | 82720.5446 | 85359.6114 | 77515.1961
STARTS - Number Starts
MEAN | [7 empty] | 111.43 | 96.54 | 95.61 | 103.2 | 101.03 | 104.87 | 102.07 | 100.31 | 95.08 | 89.76 | 82.67 | 80.49 | 71.01
P5 | [7 empty] | 88.5 | 76 | 75 | 87 | 84.5 | 81 | 81 | 81.5 | 78 | 72.5 | 61 | 60 | 52
P95 | [7 empty] | 137 | 116.5 | 114 | 130.5 | 120 | 124 | 121 | 119 | 114.5 | 108.5 | 99.5 | 101 | 89
TOTALEMISSIONCOSTS - Emission Costs
MEAN | [7 empty] | 101162.0732 | 81509.0239 | 84461.7095 | 91976.182 | 96603.2828 | 103885.2549 | 103489.6511 | 103214.863 | 108817.0098 | 101032.4534 | 94611.6696 | 94949.9282 | 84444.5081
P5 | [7 empty] | 56794.0803 | 39421.1919 | 44238.4045 | 49557.0163 | 53570.7832 | 57742.0756 | 61591.6573 | 57078.8805 | 63962.0006 | 55624.2857 | 55931.178 | 48600.6067 | 42138.7708
P95 | [7 empty] | 159788.6914 | 131722.3081 | 141098.1134 | 146707.7691 | 140824.8183 | 148807.1219 | 161584.0507 | 160495.4427 | 162732.2749 | 150571.3742 | 146013.8683 | 143616.4915 | 130422.5119
VOMCOSTS - VOM Costs
MEAN | [7 empty] | 6596.467 | 5246.5161 | 5285.147 | 5711.3466 | 5797.2503 | 6218.9262 | 6091.3555 | 5897.9466 | 6102.7008 | 5557.687 | 5055.82 | 4959.3241 | 4327.8852
P5 | [7 empty] | 4486.2048 | 3509.376 | 3656.2762 | 4241.0676 | 4507.9632 | 4793.92 | 4939.5775 | 4623.7059 | 4805.22 | 4248.1926 | 3957.69 | 3560.9805 | 2926.842
P95 | [7 empty] | 9374.2488 | 7554.3936 | 7250.265 | 7364.384 | 7046.1144 | 7555.488 | 7461.18 | 7228.9057 | 7389.9 | 6737.2539 | 6212.91 | 6323.94 | 5561.768
15970: New 2026JAN J920_A #1
CAPACITYFACTOR - Net Generation Capacity Factor
MEAN | [7 empty] | 0.3867 | 0.34644 | 0.33313 | 0.34534 | 0.29919 | 0.32185 | 0.31246 | 0.30048 | 0.2909 | 0.23399 | 0.21487 | 0.20798 | 0.184
P5 | [7 empty] | 0.34094 | 0.30376 | 0.28931 | 0.30692 | 0.25804 | 0.2824 | 0.26992 | 0.2657 | 0.2593 | 0.19583 | 0.17684 | 0.1726 | 0.14627
P95 | [7 empty] | 0.43448 | 0.38605 | 0.37229 | 0.38301 | 0.33491 | 0.36634 | 0.35261 | 0.33266 | 0.33489 | 0.27253 | 0.25799 | 0.24306 | 0.21302
CO2EMISSIONS - CO2 Emissions
MEAN | [7 empty] | 6174.8057 | 5503.0103 | 5370.3993 | 5503.2964 | 4763.2084 | 5175.1487 | 4946.8159 | 4794.0568 | 4676.5404 | 3751.1515 | 3445.5579 | 3329.5478 | 2926.7495
P5 | [7 empty] | 5443.3095 | 4773.4429 | 4677.2933 | 4892.4011 | 4113.5355 | 4569.1214 | 4265.3325 | 4220.093 | 4174.9664 | 3163.1131 | 2841.0375 | 2748.4124 | 2344.9661
P95 | [7 empty] | 6935.9305 | 6223.5433 | 5976.1047 | 6159.2856 | 5362.4627 | 5910.5821 | 5583.3297 | 5330.7231 | 5411.7387 | 4378.4446 | 4116.3484 | 3866.1674 | 3379.1629
FUELCONSUMED - Fuel Consumed
MEAN | [7 empty] | 104534.7949 | 93165.8536 | 90922.1299 | 93176.3676 | 80647.2229 | 87630.9515 | 83748.2786 | 81167.9291 | 79178.026 | 63507.5107 | 58332.9309 | 56373.2355 | 49552.6965
P5 | [7 empty] | 92152.0431 | 80814.1864 | 79188.3476 | 82833.7728 | 69647.4104 | 77368.651 | 72210.4891 | 71450.2223 | 70685.9563 | 53551.5736 | 48098.4797 | 46534.0741 | 39702.5347
P95 | [7 empty] | 117420.1105 | 105364.3878 | 101177.6919 | 104282.9569 | 90793.3102 | 100083.4666 | 94525.7042 | 90254.1269 | 91626.4287 | 74127.8394 | 69689.2651 | 65458.9989 | 57212.4535
FUELCOST - Fuel Cost
MEAN | [7 empty] | 187883.7987 | 174383.8742 | 174165.9075 | 184556.0032 | 164244.3975 | 181679.9586 | 177395.9643 | 175988.4089 | 176183.02 | 142657.608 | 137222.0897 | 136912.2046 | 124127.4944
P5 | [7 empty] | 132961.552 | 123300.9424 | 120428.6985 | 133522.4977 | 118940.8223 | 134453.5359 | 140580.0189 | 129493.3258 | 133349.0411 | 102685.5463 | 96351.2997 | 94925.13 | 82914.794
P95 | [7 empty] | 266491.2074 | 243607.8932 | 234250.2854 | 251203.7316 | 202016.7411 | 230247.2344 | 223469.1689 | 236623.404 | 210211.0015 | 186894.2348 | 191193.032 | 178796.6322 | 166086.9185
NETPOS - Net Position (MWh)
MEAN | [7 empty] | 12811.1607 | 11412.9152 | 11129.5395 | 11397.842 | 9858.5005 | 10810.9395 | 10324.5995 | 9999.0443 | 9746.2755 | 7812.4162 | 7170.7117 | 6925.2547 | 6082.693
P5 | [7 empty] | 11292.2437 | 9897.2901 | 9692.1655 | 10129.2823 | 8514 | 9545.7928 | 8902.0671 | 8801.66 | 8700.635 | 6586.6152 | 5912.605 | 5716.5999 | 4873.65
P95 | [7 empty] | 14391.3339 | 12907.6806 | 12383.9267 | 12755.495 | 11099.21 | 12346.5955 | 11653.4482 | 11118.7144 | 11276.429 | 9117.2 | 8567.65 | 8041.3108 | 7023.38
NETREVENUE - Net Revenue $
MEAN | [7 empty] | 24052.3322 | 12656.0424 | 16662.6675 | 17526.0015 | 24146.1948 | 21388.138 | 22924.6154 | 21903.3434 | 26082.1061 | 34031.425 | 28529.3915 | 29700.0237 | 26688.0326
P5 | [7 empty] | -9389.6132 | -14594.0205 | -12299.0031 | -9795.422 | -2081.6387 | -5005.0205 | 829.9525 | -2990.4694 | 3937.3021 | 9899.5919 | 9059.0873 | 10335.2811 | 8787.2766
P95 | [7 empty] | 67168.2405 | 52869.258 | 48185.7992 | 52713.8834 | 47638.937 | 48868.2321 | 45448.799 | 54046.5557 | 48557.2727 | 55466.3544 | 49662.6452 | 54192.4822 | 46533.526
STARTS - Number Starts
MEAN | [7 empty] | 205.53 | 187.79 | 188.51 | 191.09 | 166.8 | 195.06 | 189.57 | 188.57 | 179.24 | 163.83 | 153.91 | 151.5 | 135.85
P5 | [7 empty] | 175 | 157 | 159 | 166.5 | 142 | 168.5 | 162.5 | 154 | 149.5 | 132.5 | 133 | 127 | 104.5
P95 | [7 empty] | 233 | 218.5 | 216.5 | 220 | 188.5 | 223 | 217.5 | 219.5 | 209 | 189.5 | 175 | 178.5 | 161
TOTALEMISSIONCOSTS - Emission Costs
MEAN | [7 empty] | 129758.5085 | 120500.4582 | 122642.2354 | 130937.2423 | 118101.3359 | 133462.2784 | 133083.7765 | 134243.1006 | 136492.525 | 114204.2309 | 109524.4996 | 109926.7802 | 100896.158
P5 | [7 empty] | 79153.8915 | 71589.576 | 71470.3677 | 77206.1116 | 68894.2402 | 75811.1889 | 78150.7778 | 78196.6622 | 82573.2086 | 65345.0355 | 64430.5126 | 60378.4037 | 56555.1808
P95 | [7 empty] | 181498.6463 | 176476.0333 | 173160.7888 | 180829.4996 | 174661.8712 | 193701.6043 | 188660.3427 | 195336.7448 | 205621.0107 | 162062.9052 | 174880.359 | 159815.6699 | 154592.111
VOMCOSTS - VOM Costs
MEAN | [7 empty] | 7302.3616 | 6619.4908 | 6566.4283 | 6838.7052 | 6112.2703 | 6810.8919 | 6607.7437 | 6499.3788 | 6530.0046 | 5312.443 | 4947.7911 | 4916.9308 | 4379.5389
P5 | [7 empty] | 6436.5789 | 5740.4283 | 5718.3776 | 6077.5694 | 5278.68 | 6013.8495 | 5697.3229 | 5721.079 | 5829.4254 | 4478.8984 | 4079.6975 | 4058.7859 | 3509.028
P95 | [7 empty] | 8203.0603 | 7486.4547 | 7306.5167 | 7653.297 | 6881.5102 | 7778.3552 | 7458.2069 | 7227.1644 | 7555.2074 | 6199.696 | 5911.6785 | 5709.3307 | 5056.8336
15970: New 2026JAN J920_B #1
CAPACITYFACTOR - Net Generation Capacity Factor
MEAN | [7 empty] | 0.41738 | 0.39092 | 0.37482 | 0.38739 | 0.4089 | 0.34817 | 0.33847 | 0.32631 | 0.32464 | 0.24705 | 0.22868 | 0.2177 | 0.18547
P5 | [7 empty] | 0.37378 | 0.34365 | 0.32388 | 0.34324 | 0.36125 | 0.30448 | 0.296 | 0.28706 | 0.29257 | 0.20402 | 0.18921 | 0.17667 | 0.14435
P95 | [7 empty] | 0.46268 | 0.44112 | 0.4142 | 0.43367 | 0.45508 | 0.39702 | 0.38283 | 0.36587 | 0.36878 | 0.28676 | 0.27494 | 0.25799 | 0.22148
CO2EMISSIONS - CO2 Emissions
MEAN | [7 empty] | 6663.2101 | 6210.3092 | 6039.7413 | 6167.3048 | 6510.0721 | 5591.7938 | 5354.9537 | 5216.2155 | 5228.9263 | 3959.4059 | 3666.4349 | 3478.3442 | 2952.1625
P5 | [7 empty] | 5949.5321 | 5481.1706 | 5219.08 | 5452.3048 | 5768.4583 | 4840.1728 | 4673.1466 | 4579.9602 | 4689.7285 | 3282.3164 | 3067.549 | 2828.6924 | 2289.1808
P95 | [7 empty] | 7384.2022 | 7027.1238 | 6777.1797 | 6927.7869 | 7239.5989 | 6390.7327 | 6088.2659 | 5858.566 | 5989.0052 | 4599.8348 | 4418.0245 | 4103.613 | 3486.5343
FUELCONSUMED - Fuel Consumed
MEAN | [7 empty] | 112803.2596 | 105140.2898 | 102254.4668 | 104418.8859 | 110224.1215 | 94685.8906 | 90656.9027 | 88315.5175 | 88530.5208 | 67033.2694 | 62072.372 | 58892.5601 | 49982.9682
P5 | [7 empty] | 100721.0865 | 92795.5548 | 88360.4763 | 92313.0904 | 97667.6794 | 81958.2519 | 79112.7627 | 77543.1267 | 79401.0061 | 55570.1555 | 51933.3581 | 47893.1462 | 38758.0163
P95 | [7 empty] | 125009.1508 | 118968.2122 | 114739.9719 | 117294.0865 | 122575.8379 | 108213.8343 | 103066.8833 | 99191.1641 | 101398.965 | 77875.2631 | 74796.6037 | 69479.0514 | 59030.4364
FUELCOST - Fuel Cost
MEAN | [7 empty] | 202949.5324 | 196372.8187 | 195612.2418 | 206929.7647 | 222961.1435 | 196487.5169 | 192128.8876 | 191230.2892 | 197200.1944 | 150051.377 | 145859.7304 | 142601.4563 | 125558.4487
P5 | [7 empty] | 142453.8298 | 140496.2544 | 134385.1459 | 153457.0713 | 173037.6134 | 148381.4509 | 153998.1564 | 145965.9173 | 149289.5555 | 110285.8319 | 103729.3054 | 98609.3017 | 80514.4804
P95 | [7 empty] | 286801.4391 | 263378.7746 | 256243.0549 | 274051.6877 | 276118.0517 | 252913.8085 | 241414.9829 | 254601.6522 | 236613.0027 | 196626.6592 | 196729.9907 | 185983.7559 | 168783.0445
NETPOS - Net Position (MWh)
MEAN | [7 empty] | 13823.4018 | 12879.3564 | 12516.3107 | 12771.8854 | 13472.6882 | 11680.6497 | 11175.907 | 10879.2521 | 10897.2121 | 8246.2854 | 7630.6918 | 7234.6552 | 6135.3597
P5 | [7 empty] | 12343.6827 | 11366.5781 | 10815.4888 | 11292.0151 | 11937.1131 | 10111.84 | 9752.2895 | 9552.8839 | 9773.9617 | 6835.12 | 6383.41 | 5883.46 | 4757.92
P95 | [7 empty] | 15317.8644 | 14573.4516 | 14044.7048 | 14347.9324 | 14981.5174 | 13351.0464 | 12704.6295 | 12218.7407 | 12482.7258 | 9580.2854 | 9195.55 | 8535.51 | 7245.68
NETREVENUE - Net Revenue $
MEAN | [7 empty] | 20279.8083 | 3970.5591 | 7728.7269 | 6509.1277 | -5229.806 | 15167.9466 | 17315.0748 | 15816.7203 | 17565.8519 | 31038.4239 | 26514.6814 | 27600.8316 | 26371.2416
P5 | [7 empty] | -13121.0945 | -25640.1691 | -19445.9922 | -23447.5923 | -34973.0137 | -11017.4921 | -5571.0731 | -13380.5934 | -5911.0966 | 8068.9443 | 7849.7653 | 5437.568 | 7730.812
P95 | [7 empty] | 59348.4282 | 46043.3971 | 38724.3671 | 45831.9071 | 21888.7449 | 43315.5058 | 40483.1155 | 50314.0007 | 43661.2669 | 51395.1715 | 46995.6049 | 51901.4145 | 47560.129
STARTS - Number Starts
MEAN | [7 empty] | 126.51 | 109.86 | 113.28 | 111.63 | 165.5 | 127.57 | 122.64 | 122.89 | 120.5 | 121.27 | 113.53 | 114.42 | 105.26
P5 | [7 empty] | 106 | 90 | 97 | 93.5 | 139 | 107 | 103 | 99 | 99.5 | 96 | 95 | 95.5 | 83.5
P95 | [7 empty] | 148 | 128.5 | 127 | 132 | 191.5 | 150.5 | 143 | 142.5 | 141 | 143 | 134.5 | 132.5 | 121.5
TOTALEMISSIONCOSTS - Emission Costs
MEAN | [7 empty] | 139955.0407 | 135998.5273 | 137949.8858 | 146730.048 | 160933.1208 | 144367.0264 | 144215.4725 | 146024.2686 | 152365.8548 | 120501.3332 | 116672.3338 | 115055.4623 | 101927.3846
P5 | [7 empty] | 87585.5232 | 81714.967 | 79675.0273 | 87468.73 | 96117.7728 | 78081.9481 | 84371.5903 | 87224.1551 | 93617.5425 | 69831.2566 | 66718.0247 | 63661.4897 | 57863.4095
P95 | [7 empty] | 195967.1946 | 195561.6012 | 198810.6995 | 201103.2166 | 234048.7394 | 208279.2409 | 208414.5028 | 211808.3642 | 229829.8962 | 174252.2172 | 184736.1999 | 172197.8778 | 155050.1248
VOMCOSTS - VOM Costs
MEAN | [7 empty] | 7879.339 | 7470.0267 | 7384.6233 | 7663.1312 | 8218.3398 | 7358.8093 | 7152.5805 | 7071.5139 | 7301.1321 | 5607.474 | 5265.1774 | 5136.6052 | 4417.459
P5 | [7 empty] | 7035.8992 | 6592.6153 | 6381.1384 | 6775.209 | 7281.639 | 6370.4592 | 6241.4653 | 6209.3745 | 6548.5543 | 4647.8816 | 4404.5529 | 4177.2566 | 3425.7024
P95 | [7 empty] | 8731.1827 | 8452.6019 | 8286.3758 | 8608.7594 | 9138.7256 | 8411.1593 | 8130.9629 | 7942.1815 | 8363.4263 | 6514.5941 | 6344.9295 | 6060.2121 | 5216.8896
15970: New 2026JAN J920_B #2
CAPACITYFACTOR - Net Generation Capacity Factor
MEAN | [7 empty] | 0.42457 | 0.39455 | 0.38001 | 0.39237 | 0.40919 | 0.34831 | 0.3341 | 0.32062 | 0.31749 | 0.24344 | 0.2282 | 0.21752 | 0.18696
P5 | [7 empty] | 0.37998 | 0.34586 | 0.33531 | 0.34466 | 0.36441 | 0.30969 | 0.29156 | 0.27996 | 0.28437 | 0.20156 | 0.19507 | 0.18135 | 0.14838
P95 | [7 empty] | 0.47563 | 0.44172 | 0.4231 | 0.44274 | 0.45459 | 0.39746 | 0.37949 | 0.35963 | 0.3612 | 0.27979 | 0.2776 | 0.25931 | 0.21982
CO2EMISSIONS - CO2 Emissions
MEAN | [7 empty] | 6779.0509 | 6265.0804 | 6132.4323 | 6246.4926 | 6504.6914 | 5594.4248 | 5294.792 | 5116.8589 | 5111.803 | 3910.0553 | 3662.0144 | 3477.5995 | 2977.1787
P5 | [7 empty] | 6061.1063 | 5507.1963 | 5401.3758 | 5496.589 | 5760.0028 | 4928.6219 | 4626.92 | 4455.3915 | 4606.3199 | 3222.7643 | 3122.8695 | 2923.6604 | 2378.7385
P95 | [7 empty] | 7568.2316 | 7009.6666 | 6859.0322 | 7095.5086 | 7230.4183 | 6361.0846 | 6032.7478 | 5724.6586 | 5812.9188 | 4515.2866 | 4441.0629 | 4094.1991 | 3495.1021
FUELCONSUMED - Fuel Consumed
MEAN | [7 empty] | 114764.4203 | 106067.7482 | 103823.5851 | 105759.5521 | 110133.0694 | 94730.4646 | 89638.5265 | 86633.2467 | 86547.4629 | 66197.7583 | 61997.5292 | 58879.8995 | 50406.5273
P5 | [7 empty] | 102610.6521 | 93237.0888 | 91447.4742 | 93062.7389 | 97524.2219 | 83456.9243 | 78333.0087 | 75433.513 | 77989.266 | 54562.2657 | 52869.8146 | 49501.0494 | 40274.3128
P95 | [7 empty] | 128125.2468 | 118673.5604 | 116125.0113 | 120133.7797 | 122420.5877 | 107712.0424 | 102130.007 | 96924.4026 | 98418.2691 | 76444.6937 | 75186.6637 | 69319.7471 | 59175.4559
FUELCOST - Fuel Cost
MEAN | [7 empty] | 206180.6016 | 198284.537 | 198758.6836 | 209515.2222 | 222530.4386 | 196585.8983 | 190183.9774 | 187909.0916 | 192914.9477 | 148041.1578 | 145038.7874 | 142449.4743 | 126356.0825
P5 | [7 empty] | 146516.4268 | 144204.8669 | 135189.3966 | 153308.2765 | 170697.0404 | 145976.8293 | 155885.9575 | 140511.6434 | 143971.5604 | 110665.432 | 104897.5236 | 100620.364 | 83539.2601
P95 | [7 empty] | 286035.4345 | 271603.0616 | 258755.376 | 280517.5682 | 271862.7999 | 249118.6414 | 240439.417 | 251066.3501 | 233373.3921 | 195823.0716 | 187194.9274 | 188002.2452 | 170642.6631
NETPOS - Net Position (MWh)
MEAN | [7 empty] | 14063.8843 | 12992.8969 | 12708.2274 | 12935.9409 | 13461.4884 | 11686.3448 | 11050.398 | 10671.9944 | 10652.8847 | 8143.6595 | 7621.1708 | 7233.209 | 6187.4352
P5 | [7 empty] | 12573.025 | 11419.6021 | 11191.3336 | 11383.91 | 11920.5922 | 10295.8233 | 9657.1849 | 9293.1187 | 9599.6872 | 6708.6269 | 6499.635 | 6081.21 | 4944.06
P95 | [7 empty] | 15698.2011 | 14538.1689 | 14214.6327 | 14693.9957 | 14961.4827 | 13288.8641 | 12590.02 | 11939.8441 | 12111.7544 | 9403.8848 | 9243.285 | 8514.845 | 7264
NETREVENUE - Net Revenue $
MEAN | [7 empty] | 19632.3576 | 3549.3666 | 7163.6385 | 5867.9364 | -5436.7833 | 15333.3855 | 18498.9548 | 17483.6026 | 19134.9908 | 31914.157 | 26151.4118 | 27498.1185 | 25574.7259
P5 | [7 empty] | -12738.9026 | -25297.3685 | -22798.4565 | -25499.5553 | -35809.5102 | -12575.3533 | -5061.8152 | -8907.9505 | -5577.2563 | 6208.2922 | 6450.9865 | 5479.9554 | 7468.9297
P95 | [7 empty] | 60880.8814 | 42121.0478 | 37833.4931 | 44593.4333 | 20363.7399 | 44795.7189 | 39681.2627 | 50136.3376 | 46905.3999 | 55266.7509 | 48698.6135 | 50960.887 | 46383.8243
STARTS - Number Starts
MEAN | [7 empty] | 131.22 | 110.9 | 114.27 | 112.48 | 166.21 | 127.14 | 124.22 | 125.22 | 121.53 | 121.68 | 114.04 | 114.27 | 105.3
P5 | [7 empty] | 108 | 91 | 99 | 91 | 144 | 104 | 104 | 105 | 101 | 97 | 97 | 94 | 83.5
P95 | [7 empty] | 154 | 129.5 | 129.5 | 132 | 193 | 150 | 144.5 | 146.5 | 141 | 145.5 | 132.5 | 132.5 | 124.5
TOTALEMISSIONCOSTS - Emission Costs
MEAN | [7 empty] | 142437.4102 | 137172.6235 | 140124.3365 | 148746.9265 | 160769.9095 | 144319.1296 | 142588.9809 | 143440.6808 | 149007.8151 | 118854.894 | 116360.8079 | 114723.3993 | 102765.5316
P5 | [7 empty] | 90239.2912 | 84008.5993 | 80753.3497 | 89606.0163 | 96592.4668 | 81561.2206 | 83667.7162 | 83102.3498 | 90742.4101 | 70499.3047 | 68260.8375 | 64828.1518 | 58730.1316
P95 | [7 empty] | 197795.5932 | 195724.5615 | 207675.6585 | 205414.5173 | 236643.496 | 208166.7863 | 206286.7456 | 209957.6277 | 223070.744 | 172705.7523 | 186307.505 | 167633.4774 | 156525.038
VOMCOSTS - VOM Costs
MEAN | [7 empty] | 8016.4141 | 7535.8802 | 7497.8541 | 7761.5645 | 8211.5079 | 7362.3972 | 7072.2547 | 6936.7964 | 7137.4328 | 5537.6884 | 5258.6079 | 5135.5784 | 4454.9533
P5 | [7 empty] | 7166.6243 | 6623.3692 | 6602.8868 | 6830.346 | 7271.5612 | 6486.3687 | 6180.5983 | 6040.5271 | 6431.7904 | 4561.8663 | 4484.7482 | 4317.6591 | 3559.7232
P95 | [7 empty] | 8947.9746 | 8432.1379 | 8386.6333 | 8816.3974 | 9126.5044 | 8371.9844 | 8057.6128 | 7760.8987 | 8114.8755 | 6394.6417 | 6377.8666 | 6045.5399 | 5230.08
15970: New 2028JAN 18V50DF_NG_B #1
CAPACITYFACTOR - Net Generation Capacity Factor
MEAN | [9 empty] | 0.11316 | 0.11804 | 0.11744 | 0.12398 | 0.12287 | 0.11652 | 0.11595 | 0.10391 | 0.091922 | 0.08944 | 0.078116
P5 | [9 empty] | 0.075779 | 0.085048 | 0.08633 | 0.093771 | 0.097762 | 0.089206 | 0.093622 | 0.080341 | 0.072248 | 0.065155 | 0.053567
P95 | [9 empty] | 0.15277 | 0.15593 | 0.14489 | 0.1508 | 0.14943 | 0.14508 | 0.13929 | 0.12526 | 0.11176 | 0.11456 | 0.097431
CO2EMISSIONS - CO2 Emissions
MEAN | [9 empty] | 3638.5709 | 3754.0998 | 3728.1035 | 3975.6841 | 3877.5641 | 3721.2986 | 3723.1917 | 3319.9926 | 2941.9857 | 2856.9569 | 2480.872
P5 | [9 empty] | 2451.3014 | 2675.7814 | 2746.9127 | 2988.5722 | 3073.428 | 2844.2473 | 3003.2683 | 2569.0991 | 2299.9265 | 2102.885 | 1708.2414
P95 | [9 empty] | 4906.9492 | 4938.9017 | 4630.2621 | 4850.9522 | 4675.8135 | 4616.4322 | 4467.7441 | 3980.3559 | 3574.2691 | 3642.9647 | 3107.0819
FUELCONSUMED - Fuel Consumed
MEAN | [9 empty] | 59306.4492 | 61193.7084 | 60769.7892 | 64811.2866 | 63201.3621 | 60664.8221 | 60688.5631 | 54119.2884 | 47960.6887 | 46566.2388 | 40439.3431
P5 | [9 empty] | 39954.6906 | 43616.5699 | 44775.9133 | 48719.4611 | 50094.5445 | 46367.0707 | 48953.6964 | 41878.9535 | 37493.7444 | 34275.4369 | 27845.1124
P95 | [9 empty] | 79980.2229 | 80506.5584 | 75475.3547 | 79079.8291 | 76212.213 | 75257.3225 | 72824.8584 | 64883.8888 | 58268.2669 | 59377.5723 | 50646.8498
FUELCOST - Fuel Cost
MEAN | [9 empty] | 120094.6452 | 127243.8839 | 127779.4498 | 138828.6588 | 138147.8592 | 135248.8996 | 138344.4277 | 125324.919 | 116130.0647 | 116496.2914 | 105130.4028
P5 | [9 empty] | 59560.4017 | 65739.8933 | 71104.0321 | 78267.3149 | 85917.653 | 84574.1422 | 79267.3746 | 73983.097 | 71881.3439 | 67114.0429 | 57588.6127
P95 | [9 empty] | 192661.18 | 209732.6597 | 180335.207 | 198354.4995 | 193410.2924 | 203008.4049 | 193993.7152 | 179724.4628 | 168954.5197 | 181620.5278 | 160132.4306
NETPOS - Net Position (MWh)
MEAN | [9 empty] | 6952.664 | 7168.865 | 7113.3368 | 7657.2716 | 7461.7654 | 7156.3612 | 7154.1064 | 6375.2254 | 5645.755 | 5477.7366 | 4753.655
P5 | [9 empty] | 4684.02 | 5109.72 | 5241.24 | 5756.08 | 5914.35 | 5469.75 | 5770.8 | 4933.32 | 4413.625 | 4031.93 | 3273.2
P95 | [9 empty] | 9376.345 | 9431.415 | 8834.76 | 9343.08 | 8997.9 | 8877.825 | 8584.8 | 7643.29 | 6859.125 | 6984.775 | 5953.55
NETREVENUE - Net Revenue $
MEAN | [9 empty] | 60690.3502 | 61822.9136 | 57369.9683 | 61597.9736 | 60435.0137 | 59720.7767 | 64800.5172 | 61647.0195 | 53255.0527 | 53355.1135 | 46490.1328
P5 | [9 empty] | 30591.5058 | 33711.2701 | 27276.0037 | 35229.0178 | 33508.3812 | 32566.9435 | 35300.2934 | 31831.2642 | 28041.7815 | 25342.0209 | 22503.9783
P95 | [9 empty] | 99289.8227 | 104267.1316 | 88797.6446 | 92738.7857 | 91605.4378 | 98323.0819 | 98259.757 | 89311.5089 | 80835.3506 | 84600.8451 | 75379.4568
STARTS - Number Starts
MEAN | [9 empty] | 93.76 | 100.8 | 98.7 | 104.31 | 101.38 | 98.31 | 94.06 | 89.96 | 81.98 | 80.79 | 72.08
P5 | [9 empty] | 70.5 | 80.5 | 80 | 82.5 | 80 | 78 | 73.5 | 69 | 62.5 | 60.5 | 53.5
P95 | [9 empty] | 113 | 128 | 118 | 124 | 119.5 | 118.5 | 111.5 | 109 | 97 | 101.5 | 90
TOTALEMISSIONCOSTS - Emission Costs
MEAN | [9 empty] | 83316.4095 | 88881.8577 | 92384.9482 | 102396.6139 | 104039.9826 | 103914.5517 | 108449.0472 | 100878.4014 | 92822.6823 | 94104.8571 | 85286.4549
P5 | [9 empty] | 41299.9394 | 48271.877 | 51623.8202 | 56170.7801 | 61261.6398 | 55323.455 | 65157.9967 | 56029.075 | 56620.8258 | 47597.2694 | 41108.7805
P95 | [9 empty] | 137891.5595 | 138518.16 | 135885.1931 | 148790.7576 | 161373.1372 | 157678.9537 | 163053.6825 | 147595.498 | 139138.7266 | 143319.362 | 131411.592
VOMCOSTS - VOM Costs
MEAN | [9 empty] | 5214.498 | 5520.0261 | 5548.4027 | 6125.8173 | 6118.6476 | 5939.7798 | 6080.9904 | 5546.4461 | 4968.2644 | 4929.9629 | 4373.3626
P5 | [9 empty] | 3513.015 | 3934.4844 | 4088.1672 | 4604.864 | 4849.767 | 4539.8925 | 4905.18 | 4291.9884 | 3883.99 | 3628.737 | 3011.344
P95 | [9 empty] | 7032.2587 | 7262.1896 | 6891.1128 | 7474.464 | 7378.278 | 7368.5948 | 7297.08 | 6649.6623 | 6036.03 | 6286.2975 | 5477.266
15970: New 2029JAN J920_B #1
CAPACITYFACTOR - Net Generation Capacity Factor
MEAN | [10 empty] | 0.38594 | 0.40941 | 0.35394 | 0.34251 | 0.33186 | 0.32405 | 0.24805 | 0.22836 | 0.21468 | 0.1848
P5 | [10 empty] | 0.33592 | 0.36291 | 0.30971 | 0.298 | 0.28667 | 0.28435 | 0.20747 | 0.18704 | 0.17511 | 0.14286
P95 | [10 empty] | 0.43326 | 0.45749 | 0.40414 | 0.38825 | 0.37677 | 0.37348 | 0.29254 | 0.27604 | 0.25775 | 0.21568
CO2EMISSIONS - CO2 Emissions
MEAN | [10 empty] | 6151.2374 | 6520.8936 | 5683.2739 | 5415.6002 | 5298.7125 | 5210.8064 | 3970.1949 | 3658.8939 | 3438.99 | 2939.4316
P5 | [10 empty] | 5364.4214 | 5716.3887 | 4978.0804 | 4655.0128 | 4556.7655 | 4546.5343 | 3331.9144 | 3004.3429 | 2788.1843 | 2260.7845
P95 | [10 empty] | 6882.765 | 7305.9553 | 6470.6657 | 6198.5912 | 6068.3182 | 5961.6263 | 4724.3298 | 4461.7737 | 4125.464 | 3431.5869
FUELCONSUMED - Fuel Consumed
MEAN | [10 empty] | 104146.7534 | 110407.5919 | 96235.0076 | 91683.7912 | 89712.2534 | 88223.7139 | 67215.8843 | 61944.6999 | 58226.1847 | 49767.4291
P5 | [10 empty] | 90824.9285 | 96787.4366 | 84293.7364 | 78809.1402 | 77150.1663 | 76977.0729 | 56409.6274 | 50863.2641 | 47207.2788 | 38277.2394
P95 | [10 empty] | 116531.8146 | 123699.5994 | 109567.7337 | 104938.6216 | 102742.8759 | 100935.952 | 79983.4214 | 75537.7013 | 69849.0144 | 58100.0416
FUELCOST - Fuel Cost
MEAN | [10 empty] | 206195.9835 | 223304.2866 | 199501.5239 | 194461.5832 | 194559.1992 | 196522.5499 | 150874.6111 | 145492.796 | 141626.2164 | 125011.5978
P5 | [10 empty] | 152623.3452 | 169385.8644 | 146528.0055 | 153331.1079 | 147017.3046 | 149309.5319 | 107949.6882 | 102071.0311 | 95338.7888 | 81468.7287
P95 | [10 empty] | 272048.1024 | 274276.8003 | 248213.0299 | 241961.5634 | 256141.001 | 236372.5922 | 202813.6314 | 191703.3047 | 195170.8709 | 171250.6644
NETPOS - Net Position (MWh)
MEAN | [10 empty] | 12738.8524 | 13494.612 | 11871.8191 | 11302.5133 | 11051.1945 | 10859.363 | 8268.8561 | 7614.9824 | 7152.8782 | 6108.9424
P5 | [10 empty] | 11110.7214 | 11825.1804 | 10399.8804 | 9715.7304 | 9504.2264 | 9475.8766 | 6937.7964 | 6252.8341 | 5799.42 | 4698.9
P95 | [10 empty] | 14253.8866 | 15118.6421 | 13512.5548 | 12936.4611 | 12653.7722 | 12424.4829 | 9840.48 | 9286.145 | 8580.96 | 7132.34
NETREVENUE - Net Revenue $
MEAN | [10 empty] | 6830.9769 | -4676.5891 | 13867.5795 | 16161.0119 | 14695.6723 | 17766.2815 | 31482.1511 | 26340.1429 | 28693.981 | 26576.7416
P5 | [10 empty] | -24128.1306 | -38493.73 | -13724.1462 | -7247.4079 | -13433.631 | -5586.0718 | 7416.3551 | 9150.4284 | 7477.194 | 8439.6637
P95 | [10 empty] | 45167.334 | 20777.08 | 41175.12 | 37087.9087 | 49782.7631 | 43073.9377 | 53453.9463 | 47480.0603 | 53209.9853 | 47045.7062
STARTS - Number Starts
MEAN | [10 empty] | 111.56 | 163.76 | 125.09 | 123.08 | 123.25 | 121.78 | 121.59 | 113.82 | 114.6 | 104.67
P5 | [10 empty] | 92 | 137.5 | 102.5 | 102.5 | 101 | 104 | 95.5 | 96.5 | 94 | 80.5
P95 | [10 empty] | 132 | 190 | 148 | 144 | 145.5 | 143.5 | 143 | 134 | 136.5 | 122
TOTALEMISSIONCOSTS - Emission Costs
MEAN | [10 empty] | 146372.6913 | 161199.6241 | 146638.7214 | 145881.5418 | 148637.3033 | 152004.9394 | 121069.8824 | 116506.2259 | 113856.5862 | 101544.799
P5 | [10 empty] | 85983.1628 | 95016.367 | 82363.949 | 84841.1416 | 86794.3622 | 91725.8701 | 70744.3417 | 67848.9017 | 60865.861 | 57476.5778
P95 | [10 empty] | 199151.2508 | 237886.1814 | 211237.8326 | 211406.0932 | 214356.4183 | 225908.4493 | 176374.7575 | 185855.2039 | 171520.8593 | 155220.4101
VOMCOSTS - VOM Costs
MEAN | [10 empty] | 7643.3115 | 8231.7133 | 7479.246 | 7233.6085 | 7183.2764 | 7275.7732 | 5622.8221 | 5254.3378 | 5078.5436 | 4398.4385
P5 | [10 empty] | 6666.4329 | 7213.36 | 6551.9246 | 6218.0674 | 6177.7472 | 6348.8373 | 4717.7016 | 4314.4555 | 4117.5882 | 3383.208
P95 | [10 empty] | 8552.332 | 9222.3717 | 8512.9095 | 8279.3351 | 8224.9519 | 8324.4035 | 6691.5264 | 6407.4401 | 6092.4816 | 5135.2848
15970: New 2030JAN 18V50DF_NG_B #1
CAPACITYFACTOR - Net Generation Capacity Factor
MEAN | [11 empty] | 0.11441 | 0.11889 | 0.11659 | 0.10983 | 0.11358 | 0.10238 | 0.091131 | 0.08799 | 0.077867
P5 | [11 empty] | 0.085753 | 0.085243 | 0.093275 | 0.083539 | 0.086462 | 0.076224 | 0.070697 | 0.06439 | 0.054166
P95 | [11 empty] | 0.13997 | 0.14835 | 0.14353 | 0.13796 | 0.13777 | 0.12582 | 0.10905 | 0.11316 | 0.098575
CO2EMISSIONS - CO2 Emissions
MEAN | [11 empty] | 3630.1027 | 3813.3144 | 3677.9295 | 3502.5441 | 3649.5274 | 3274.9023 | 2915.1896 | 2808.6167 | 2473.5509
P5 | [11 empty] | 2716.5361 | 2756.3224 | 2977.1097 | 2660.4652 | 2767.2035 | 2451.1303 | 2260.6488 | 2041.8054 | 1708.2414
P95 | [11 empty] | 4452.342 | 4697.5797 | 4518.2018 | 4450.1531 | 4437.1431 | 4010.9405 | 3486.9854 | 3634.239 | 3102.7241
FUELCONSUMED - Fuel Consumed
MEAN | [11 empty] | 59172.3118 | 62164.3501 | 59947.4765 | 57098.6656 | 59487.8215 | 53384.2701 | 47523.8546 | 45778.3305 | 40320.0069
P5 | [11 empty] | 44280.761 | 44933.3446 | 48524.63 | 43371.0446 | 45105.8076 | 39955.9403 | 36853.4337 | 33279.8848 | 27845.1124
P95 | [11 empty] | 72575.177 | 76579.5635 | 73643.262 | 72546.6322 | 72326.058 | 65382.4478 | 56845.3544 | 59235.3505 | 50575.8164
FUELCOST - Fuel Cost
MEAN | [11 empty] | 124485.6355 | 133614.5287 | 131728.196 | 127750.3576 | 135816.9537 | 123847.8421 | 115109.5017 | 114788.0232 | 104856.2655
P5 | [11 empty] | 70374.4403 | 72326.6881 | 81442.0815 | 77006.3948 | 75552.0312 | 71738.3639 | 69325.6197 | 65734.6042 | 57281.929
P95 | [11 empty] | 177432.6573 | 192016.4195 | 186466.7113 | 201091.8903 | 194009.787 | 179410.7887 | 170606.1044 | 178323.5613 | 158942.9328
NETPOS - Net Position (MWh)
MEAN | [11 empty] | 6926.3772 | 7344.5484 | 7077.5829 | 6735.6997 | 7012.5678 | 6288.6406 | 5594.3325 | 5385.0524 | 4739.627
P5 | [11 empty] | 5183.28 | 5308.76 | 5729 | 5116.32 | 5317.2 | 4706.79 | 4338.25 | 3914.82 | 3273.2
P95 | [11 empty] | 8495.28 | 9047.68 | 8694.6 | 8558.055 | 8526 | 7702.02 | 6691.625 | 6968.045 | 5945.2
NETREVENUE - Net Revenue $
MEAN | [11 empty] | 58026.3153 | 62830.8229 | 62049.5325 | 61036.4062 | 65758.6064 | 62339.5521 | 53907.8054 | 53844.7167 | 46600.5049
P5 | [11 empty] | 28485.4727 | 34262.7858 | 37358.8908 | 34589.8047 | 37186.9802 | 32994.3229 | 29983.0836 | 26113.4106 | 22636.808
P95 | [11 empty] | 90685.3433 | 92980.3563 | 92221.5964 | 99154.8388 | 100654.9674 | 88863.3818 | 82232.0998 | 83588.2097 | 75801.81
STARTS - Number Starts
MEAN | [11 empty] | 96.66 | 101.27 | 99.06 | 95.03 | 92.45 | 88.64 | 81.21 | 79.6 | 72.02
P5 | [11 empty] | 78.5 | 76 | 77 | 75.5 | 72.5 | 70.5 | 61.5 | 60 | 54.5
P95 | [11 empty] | 117.5 | 121.5 | 118 | 111.5 | 110.5 | 107 | 96.5 | 99.5 | 89.5
TOTALEMISSIONCOSTS - Emission Costs
MEAN | [11 empty] | 90025.4847 | 98348.7483 | 98694.1747 | 98026.6154 | 106390.9011 | 99436.6513 | 92020.1686 | 92573.7283 | 84943.3932
P5 | [11 empty] | 50659.4413 | 52426.94 | 59784.9569 | 50959.0087 | 63912.6297 | 55140.7546 | 55119.974 | 46685.1885 | 40535.4803
P95 | [11 empty] | 136498.2702 | 147213.5439 | 153930.6709 | 151016.3763 | 161181.4192 | 142577.9011 | 141253.9933 | 138763.4741 | 129521.5014
VOMCOSTS - VOM Costs
MEAN | [11 empty] | 5402.5742 | 5875.6387 | 5803.618 | 5590.6308 | 5960.6826 | 5471.1173 | 4923.0126 | 4846.5472 | 4360.4568
P5 | [11 empty] | 4042.9584 | 4247.008 | 4697.78 | 4246.5456 | 4519.62 | 4094.9073 | 3817.66 | 3523.338 | 3011.344
P95 | [11 empty] | 6626.3184 | 7238.144 | 7129.572 | 7103.1857 | 7247.1 | 6700.7574 | 5888.63 | 6271.2405 | 5469.584
15970: New 2030JAN 18V50DF_NG_B #2
CAPACITYFACTOR - Net Generation Capacity Factor
MEAN | [11 empty] | 0.11007 | 0.11699 | 0.11721 | 0.11068 | 0.11384 | 0.10058 | 0.088987 | 0.088835 | 0.078134
P5 | [11 empty] | 0.078705 | 0.085826 | 0.093534 | 0.081803 | 0.089589 | 0.074069 | 0.067638 | 0.065039 | 0.056079
P95 | [11 empty] | 0.13929 | 0.14814 | 0.14469 | 0.14153 | 0.13839 | 0.12312 | 0.10814 | 0.11262 | 0.099493
CO2EMISSIONS - CO2 Emissions
MEAN | [11 empty] | 3495.6085 | 3752.6751 | 3698.4526 | 3530.3806 | 3654.2554 | 3219.3729 | 2843.9661 | 2840.2036 | 2482.3536
P5 | [11 empty] | 2503.8999 | 2734.4121 | 2968.3535 | 2629.8348 | 2859.0065 | 2381.2228 | 2164.6367 | 2081.0709 | 1769.25
P95 | [11 empty] | 4421.9654 | 4719.4901 | 4540.0923 | 4511.4138 | 4454.6294 | 3934.6467 | 3452.0719 | 3616.7877 | 3168.0905
FUELCONSUMED - Fuel Consumed
MEAN | [11 empty] | 56980.0056 | 61175.8181 | 60281.9773 | 57552.4643 | 59564.8948 | 52479.0872 | 46362.758 | 46293.1731 | 40463.4945
P5 | [11 empty] | 40814.6951 | 44576.1638 | 48381.9105 | 42871.707 | 46602.2088 | 38816.3769 | 35288.23 | 33919.8826 | 28839.5807
P95 | [11 empty] | 72080.0248 | 76936.7443 | 74000.0608 | 73545.3076 | 72611.0868 | 64138.9376 | 56276.1894 | 58950.9071 | 51641.3181
FUELCOST - Fuel Cost
MEAN | [11 empty] | 120338.7103 | 131552.7632 | 132343.7914 | 128847.2314 | 136041.0336 | 121974.7535 | 112475.1218 | 115879.2358 | 104940.9045
P5 | [11 empty] | 64348.625 | 71227.6328 | 82300.6546 | 78511.3709 | 74850.2332 | 70257.0665 | 68905.4107 | 67752.6942 | 59078.7488
P95 | [11 empty] | 175465.6255 | 194154.0665 | 193245.7163 | 196809.0028 | 190024.2871 | 177192.152 | 165609.0806 | 180843.8726 | 161016.1047
NETPOS - Net Position (MWh)
MEAN | [11 empty] | 6669.745 | 7227.757 | 7117.1001 | 6789.2162 | 7021.637 | 6182.0023 | 5457.6525 | 5445.615 | 4756.494
P5 | [11 empty] | 4777.56 | 5266.56 | 5712.15 | 5057.415 | 5493.6 | 4572.55 | 4154 | 3990.105 | 3390.1
P95 | [11 empty] | 8437.32 | 9089.88 | 8736.725 | 8675.865 | 8559.6 | 7555.125 | 6624.625 | 6934.585 | 6070.45
NETREVENUE - Net Revenue $
MEAN | [11 empty] | 59352.7164 | 63393.0917 | 62047.4612 | 61115.5497 | 65637.2051 | 62101.8507 | 54063.2575 | 54078.245 | 46556.2875
P5 | [11 empty] | 30228.1211 | 36746.2848 | 35897.7701 | 35609.9882 | 35140.7075 | 32467.6244 | 29903.8489 | 26566.0962 | 22139.3994
P95 | [11 empty] | 89116.3511 | 95405.7508 | 91267.7938 | 100555.9437 | 97964.7126 | 90437.8583 | 82281.5706 | 85056.2186 | 76680.9271
STARTS - Number Starts
MEAN | [11 empty] | 93.78 | 99.81 | 99.46 | 96.28 | 93.88 | 88.23 | 79.94 | 79.78 | 72.18
P5 | [11 empty] | 72.5 | 80 | 78 | 77 | 75.5 | 68.5 | 55.5 | 58 | 55
P95 | [11 empty] | 112.5 | 120 | 114.5 | 114 | 111.5 | 107.5 | 94 | 101.5 | 89.5
TOTALEMISSIONCOSTS - Emission Costs
MEAN | [11 empty] | 86789.4123 | 96761.9564 | 99238.3011 | 98839.5501 | 106556.5757 | 97843.8133 | 89765.9377 | 93563.8929 | 85215.1371
P5 | [11 empty] | 47127.346 | 51819.7923 | 58789.3908 | 50310.5706 | 64062.0565 | 53569.8819 | 52828.2941 | 47862.1062 | 42490.9488
P95 | [11 empty] | 127828.2058 | 145771.2101 | 156795.089 | 155561.0289 | 163079.1932 | 145574.9143 | 132460.4344 | 139322.6438 | 131200.5662
VOMCOSTS - VOM Costs
MEAN | [11 empty] | 5202.4011 | 5782.2056 | 5836.0221 | 5635.0494 | 5968.3915 | 5378.342 | 4802.7342 | 4901.0535 | 4375.9745
P5 | [11 empty] | 3726.4968 | 4213.248 | 4683.963 | 4197.6544 | 4669.56 | 3978.1185 | 3655.52 | 3591.0945 | 3118.892
P95 | [11 empty] | 6581.1096 | 7271.904 | 7164.1145 | 7200.968 | 7275.66 | 6572.9587 | 5829.67 | 6241.1265 | 5584.814
15970: New 2030JAN J920_B #1
CAPACITYFACTOR - Net Generation Capacity Factor
MEAN | [11 empty] | 0.41013 | 0.34932 | 0.33511 | 0.32246 | 0.31271 | 0.24321 | 0.22162 | 0.21613 | 0.18856
P5 | [11 empty] | 0.36195 | 0.29847 | 0.29491 | 0.28662 | 0.27787 | 0.20315 | 0.1844 | 0.18202 | 0.14905
P95 | [11 empty] | 0.462 | 0.39849 | 0.38048 | 0.36115 | 0.35701 | 0.28003 | 0.26461 | 0.25212 | 0.22037
CO2EMISSIONS - CO2 Emissions
MEAN | [11 empty] | 6531.909 | 5610.3971 | 5300.7795 | 5149.9591 | 5031.2534 | 3897.1598 | 3550.7687 | 3457.9432 | 3000.1195
P5 | [11 empty] | 5802.8254 | 4822.1074 | 4608.5619 | 4532.217 | 4481.4225 | 3229.0948 | 2961.1012 | 2910.4495 | 2343.7892
P95 | [11 empty] | 7320.1659 | 6418.6517 | 6015.9668 | 5773.8099 | 5719.4134 | 4481.3268 | 4237.929 | 4031.2932 | 3521.1446
FUELCONSUMED - Fuel Consumed
MEAN | [11 empty] | 110593.857 | 95001.0124 | 89739.3842 | 87193.6717 | 85183.6511 | 65979.3809 | 60114.1021 | 58547.0691 | 50794.9325
P5 | [11 empty] | 98249.6607 | 81652.816 | 78023.2199 | 76734.7533 | 75874.49 | 54668.928 | 50131.0968 | 49277.1981 | 39682.5873
P95 | [11 empty] | 123940.6231 | 108687.9836 | 101848.8619 | 97756.6301 | 96835.0136 | 75869.353 | 71747.678 | 68254.951 | 59616.3381
FUELCOST - Fuel Cost
MEAN | [11 empty] | 223575.2166 | 197080.9628 | 190427.777 | 189168.9529 | 190040.4044 | 147618.4926 | 140825.4279 | 141582.8117 | 127152.5961
P5 | [11 empty] | 173731.0983 | 144757.4216 | 152504.1393 | 143356.5154 | 141875.9269 | 106690.0638 | 100475.018 | 100414.9917 | 85094.9517
P95 | [11 empty] | 274269.4865 | 250866.0285 | 232893.0007 | 249210.9603 | 226983.0659 | 195152.815 | 186325.7303 | 185656.1691 | 173143.5181
NETPOS - Net Position (MWh)
MEAN | [11 empty] | 13517.4244 | 11719.5614 | 11062.7393 | 10741.1632 | 10485.56 | 8116.8222 | 7389.9611 | 7192.3073 | 6235.1924
P5 | [11 empty] | 12009.087 | 10072.0921 | 9619.1651 | 9452.925 | 9339.82 | 6726 | 6162.935 | 6053.7098 | 4871.42
P95 | [11 empty] | 15146.4469 | 13405.4509 | 12556.1036 | 12041.6283 | 11917.9454 | 9334.32 | 8820.055 | 8384.5699 | 7318.48
NETREVENUE - Net Revenue $
MEAN | [11 empty] | -5372.2966 | 15418.9517 | 18396.3022 | 17229.0843 | 20842.4002 | 32125.1282 | 27514.4867 | 27709.9915 | 24927.9469
P5 | [11 empty] | -35347.0521 | -8703.7072 | -3872.9779 | -10234.9839 | -1186.2013 | 5362.0063 | 7303.6879 | 5851.4742 | 6686.7416
P95 | [11 empty] | 20642.5031 | 43274.7339 | 42662.1161 | 50591.2809 | 44839.94 | 53969.8114 | 49207.7839 | 52408.6733 | 46271.5557
STARTS - Number Starts
MEAN | [11 empty] | 165.64 | 126.9 | 123.85 | 123.96 | 121.77 | 122.25 | 114.07 | 114.87 | 105.29
P5 | [11 empty] | 139 | 103.5 | 104 | 104 | 102.5 | 95.5 | 94 | 96 | 81.5
P95 | [11 empty] | 192 | 146.5 | 146.5 | 143 | 142.5 | 141 | 134.5 | 131 | 124
TOTALEMISSIONCOSTS - Emission Costs
MEAN | [11 empty] | 161404.552 | 144850.1074 | 142789.7957 | 144256.3836 | 146771.3458 | 118493.0565 | 112750.0832 | 113968.7384 | 103562.8244
P5 | [11 empty] | 95419.8904 | 80476.5552 | 84759.2329 | 84359.5964 | 89292.3136 | 68426.3405 | 67908.008 | 63510.6925 | 59360.9699
P95 | [11 empty] | 236030.1303 | 214767.1732 | 204887.0823 | 208940.9361 | 219006.1281 | 171702.4363 | 175012.1646 | 167503.5467 | 159808.5441
VOMCOSTS - VOM Costs
MEAN | [11 empty] | 8245.6289 | 7383.3237 | 7080.1532 | 6981.7561 | 7025.3252 | 5519.4391 | 5099.0731 | 5106.5382 | 4489.3385
P5 | [11 empty] | 7325.5431 | 6345.418 | 6156.2656 | 6144.4012 | 6257.6794 | 4573.68 | 4252.4252 | 4298.134 | 3507.4224
P95 | [11 empty] | 9239.3326 | 8445.4341 | 8035.9063 | 7827.0584 | 7985.0234 | 6347.3376 | 6085.838 | 5953.0446 | 5269.3056
15970: New 2030JAN J920_B #2
CAPACITYFACTOR - Net Generation Capacity Factor
MEAN | [11 empty] | 0.40885 | 0.36415 | 0.33924 | 0.32623 | 0.31453 | 0.24183 | 0.22038 | 0.2097 | 0.1841
P5 | [11 empty] | 0.3661 | 0.31944 | 0.28854 | 0.28312 | 0.27986 | 0.20305 | 0.1815 | 0.17692 | 0.14935
P95 | [11 empty] | 0.4533 | 0.40991 | 0.38864 | 0.3643 | 0.35624 | 0.28345 | 0.26286 | 0.24754 | 0.21534
CO2EMISSIONS - CO2 Emissions
MEAN | [11 empty] | 6508.8589 | 5846.7507 | 5371.8856 | 5211.023 | 5063.5124 | 3876.3684 | 3535.6122 | 3357.9113 | 2931.8124
P5 | [11 empty] | 5750.8105 | 5105.8743 | 4594.3475 | 4525.185 | 4504.6708 | 3252.1666 | 2937.0545 | 2840.6264 | 2376.8932
P95 | [11 empty] | 7245.3512 | 6587.9443 | 6167.2269 | 5846.0757 | 5752.9435 | 4568.8734 | 4224.4401 | 4000.5901 | 3444.6929
FUELCONSUMED - Fuel Consumed
MEAN | [11 empty] | 110203.7467 | 99003.1888 | 90944.4765 | 88227.5938 | 85729.8159 | 65627.4335 | 59857.5597 | 56853.4504 | 49638.4236
P5 | [11 empty] | 97369.1789 | 86458.7635 | 77781.974 | 76615.7272 | 76268.1592 | 55059.559 | 49723.9901 | 48095.1847 | 40243.1536
P95 | [11 empty] | 122673.2373 | 111555.4433 | 104409.3436 | 98979.5167 | 97402.5239 | 77351.9866 | 71519.5227 | 67734.7537 | 58321.9387
FUELCOST - Fuel Cost
MEAN | [11 empty] | 222830.469 | 205512.3874 | 192795.7203 | 191332.3899 | 190996.1923 | 146821.4238 | 140270.0711 | 137684.8333 | 124096.7744
P5 | [11 empty] | 169974.7613 | 153186.4754 | 151976.3968 | 143392.0042 | 143859.0591 | 108258.5894 | 103223.8993 | 98862.7335 | 86347.8416
P95 | [11 empty] | 273386.5774 | 257795.793 | 238187.9692 | 257366.1718 | 229784.5538 | 188654.8465 | 183272.7951 | 179154.9505 | 166944.8278
NETPOS - Net Position (MWh)
MEAN | [11 empty] | 13470.1408 | 12213.3027 | 11211.6914 | 10868.4827 | 10552.6138 | 8073.4598 | 7358.1083 | 6984.2227 | 6093.1869
P5 | [11 empty] | 11901.4596 | 10665.0807 | 9589.2696 | 9438.63 | 9387.625 | 6773.84 | 6112.885 | 5908.4994 | 4939.36
P95 | [11 empty] | 14992.3303 | 13759.6773 | 12871.7996 | 12193.3006 | 11990.3311 | 9515.7276 | 8792.369 | 8321.1531 | 7159.58
NETREVENUE - Net Revenue $
MEAN | [11 empty] | -5070.6612 | 12743.3792 | 17619.9264 | 16504.2491 | 20319.3279 | 32238.2858 | 28167.684 | 29931.1314 | 26383.395
P5 | [11 empty] | -34891.0248 | -11934.7072 | -6766.8715 | -12828.5419 | -4983.3694 | 8324.8388 | 9743.1273 | 6676.8318 | 7792.5848
P95 | [11 empty] | 19883.6394 | 42981.3618 | 42373.144 | 48347.8256 | 47609.6133 | 53660.3795 | 48333.6913 | 53436.9278 | 48405.2135
STARTS - Number Starts
MEAN | [11 empty] | 166.01 | 124.15 | 123.58 | 123.9 | 121.53 | 122.03 | 114.3 | 114.44 | 106.02
P5 | [11 empty] | 133.5 | 102 | 107 | 102.5 | 99.5 | 97.5 | 97 | 95.5 | 77
P95 | [11 empty] | 192.5 | 145.5 | 144 | 146 | 142 | 145 | 134.5 | 132.5 | 124.5
TOTALEMISSIONCOSTS - Emission Costs
MEAN | [11 empty] | 160969.7341 | 150845.1884 | 144694.2391 | 145922.9271 | 147640.1364 | 117910.7676 | 112314.1534 | 110707.1555 | 101048.9771
P5 | [11 empty] | 95771.3802 | 85113.8632 | 83983.0718 | 87890.1854 | 90389.6257 | 67033.1155 | 65331.3307 | 63280.5611 | 58969.077
P95 | [11 empty] | 233718.4986 | 218906.5695 | 209156.1242 | 212004.1507 | 219943.646 | 168170.2568 | 175979.0527 | 164441.7185 | 151148.1588
VOMCOSTS - VOM Costs
MEAN | [11 empty] | 8216.7859 | 7694.3807 | 7175.4825 | 7064.5138 | 7070.2513 | 5489.9527 | 5077.0947 | 4958.7981 | 4387.0945
P5 | [11 empty] | 7259.8904 | 6719.0008 | 6137.1325 | 6135.1095 | 6289.7087 | 4606.2112 | 4217.8907 | 4195.0345 | 3556.3392
P95 | [11 empty] | 9145.3215 | 8668.5967 | 8237.9517 | 7925.6454 | 8033.5218 | 6470.6948 | 6066.7346 | 5908.0187 | 5154.8976
15970: New 2031JAN J920_B #1
CAPACITYFACTOR - Net Generation Capacity Factor
MEAN | [12 empty] | 0.35023 | 0.33659 | 0.32216 | 0.31332 | 0.24213 | 0.22226 | 0.21231 | 0.18656
P5 | [12 empty] | 0.3032 | 0.28918 | 0.2802 | 0.27909 | 0.20155 | 0.18224 | 0.18079 | 0.14941
P95 | [12 empty] | 0.39558 | 0.38269 | 0.3679 | 0.36052 | 0.27992 | 0.26752 | 0.24897 | 0.21891
CO2EMISSIONS - CO2 Emissions
MEAN | [12 empty] | 5628.1678 | 5326.4322 | 5143.9989 | 5036.2783 | 3875.6468 | 3567.3271 | 3392.3117 | 2969.5595
P5 | [12 empty] | 4833.8355 | 4574.054 | 4460.7561 | 4502.4609 | 3206.9764 | 2911.1097 | 2864.6627 | 2396.2132
P95 | [12 empty] | 6309.8691 | 6059.92 | 5857.8309 | 5773.2162 | 4484.8657 | 4261.8061 | 3971.8336 | 3475.2736
FUELCONSUMED - Fuel Consumed
MEAN | [12 empty] | 95301.9142 | 90174.3177 | 87092.776 | 85268.7584 | 65615.2021 | 60394.4528 | 57435.9192 | 50277.5195
P5 | [12 empty] | 81851.7186 | 77436.9974 | 75524.7888 | 76230.6001 | 54293.8683 | 49284.5862 | 48502.1493 | 40570.1755
P95 | [12 empty] | 106844.874 | 102591.6286 | 99179.6515 | 97745.5709 | 75929.3357 | 72151.8683 | 67247.9543 | 58839.6984
FUELCOST - Fuel Cost
MEAN | [12 empty] | 197714.3731 | 191241.5312 | 189099.3598 | 190043.9423 | 146754.5525 | 141381.4688 | 138741.0076 | 125648.4303
P5 | [12 empty] | 146127.8191 | 152433.4507 | 138785.374 | 141389.1688 | 109104.2314 | 99985.776 | 100597.4311 | 83947.8487
P95 | [12 empty] | 253670.5017 | 241018.1071 | 257710.6001 | 230352.32 | 186810.2037 | 188460.7357 | 179258.0729 | 170705.542
NETPOS - Net Position (MWh)
MEAN | [12 empty] | 11756.6679 | 11116.5162 | 10728.5421 | 10495.6636 | 8071.9994 | 7424.4885 | 7055.7487 | 6171.6234
P5 | [12 empty] | 10098.1795 | 9546.3213 | 9304.52 | 9383.4851 | 6677.9966 | 6058.946 | 5958.495 | 4980.38
P95 | [12 empty] | 13181.705 | 12647.39 | 12213.276 | 12031.2944 | 9341.04 | 8870.185 | 8260.325 | 7223.14
NETREVENUE - Net Revenue $
MEAN | [12 empty] | 15131.36 | 17746.3468 | 17338.7747 | 20690.4036 | 32019.1141 | 27831.2063 | 28856.095 | 25403.7423
P5 | [12 empty] | -10026.2029 | -6720.7178 | -10405.5866 | -806.7637 | 8576.8383 | 8159.7583 | 5601.3625 | 6590.5832
P95 | [12 empty] | 42017.2064 | 40838.0947 | 49926.3825 | 44775.5317 | 55921.9483 | 51341.8682 | 53937.2024 | 45932.7882
STARTS - Number Starts
MEAN | [12 empty] | 126.65 | 124.57 | 124.42 | 122.45 | 121.74 | 114.63 | 114.35 | 105.81
P5 | [12 empty] | 105.5 | 104.5 | 104 | 102.5 | 97.5 | 99 | 92.5 | 79
P95 | [12 empty] | 149 | 141.5 | 143 | 147.5 | 142 | 131.5 | 135 | 124
TOTALEMISSIONCOSTS - Emission Costs
MEAN | [12 empty] | 145337.9392 | 143375.1196 | 144230.261 | 146875.0879 | 117929.2514 | 113391.3687 | 111688.5499 | 102386.2233
P5 | [12 empty] | 81627.9384 | 81910.3485 | 83849.8298 | 90335.7185 | 67402.3552 | 66834.0273 | 62781.9953 | 58811.5684
P95 | [12 empty] | 211454.7417 | 206061.6972 | 213750.5478 | 218252.0967 | 169230.6366 | 173483.0002 | 162103.7875 | 156798.0377
VOMCOSTS - VOM Costs
MEAN | [12 empty] | 7406.7008 | 7114.5704 | 6973.5524 | 7032.0946 | 5488.9596 | 5122.8971 | 5009.5816 | 4443.5689
P5 | [12 empty] | 6361.8531 | 6109.6456 | 6047.938 | 6286.935 | 4541.0377 | 4180.6727 | 4230.5314 | 3585.8736
P95 | [12 empty] | 8304.4742 | 8094.3296 | 7938.6294 | 8060.9673 | 6351.9072 | 6120.4276 | 5864.8307 | 5200.6608
15970: New 2032JAN J920_B #1
CAPACITYFACTOR - Net Generation Capacity Factor
MEAN | [13 empty] | 0.3545 | 0.34324 | 0.33012 | 0.25881 | 0.22322 | 0.20797 | 0.18019
P5 | [13 empty] | 0.30805 | 0.3014 | 0.29444 | 0.21605 | 0.18472 | 0.17504 | 0.14139
P95 | [13 empty] | 0.4024 | 0.38815 | 0.36995 | 0.30233 | 0.26681 | 0.24183 | 0.21125
CO2EMISSIONS - CO2 Emissions
MEAN | [13 empty] | 5605.558 | 5477.6166 | 5317.9889 | 4148.0089 | 3582.3378 | 3326.8214 | 2868.4415
P5 | [13 empty] | 4812.9854 | 4802.5429 | 4769.1782 | 3472.1089 | 2978.7592 | 2779.4439 | 2254.2315
P95 | [13 empty] | 6376.9009 | 6228.3529 | 5987.386 | 4859.0517 | 4255.2479 | 3863.2523 | 3352.951
FUELCONSUMED - Fuel Consumed
MEAN | [13 empty] | 94899.7154 | 92741.3199 | 90038.3516 | 70226.4244 | 60648.6378 | 56327.045 | 48565.4666
P5 | [13 empty] | 81483.8345 | 81311.5605 | 80746.3932 | 58783.4758 | 50430.0908 | 47059.2936 | 38166.2909
P95 | [13 empty] | 107956.5857 | 105452.4856 | 101372.02 | 82264.3002 | 72040.8392 | 65409.4584 | 56768.6594
FUELCOST - Fuel Cost
MEAN | [13 empty] | 201482.2316 | 201252.0107 | 200277.6438 | 157483.3814 | 141995.976 | 136426.4618 | 121562.85
P5 | [13 empty] | 161732.0322 | 156196.9249 | 154575.756 | 113409.0639 | 102061.0144 | 95985.0769 | 80906.2096
P95 | [13 empty] | 249034.8326 | 266256.8958 | 241225.3555 | 205728.3052 | 187799.5158 | 178877.5167 | 163006.2616
NETPOS - Net Position (MWh)
MEAN | [13 empty] | 11699.0004 | 11424.6073 | 11083.0558 | 8638.3663 | 7455.1148 | 6919.5613 | 5961.5721
P5 | [13 empty] | 10045.9375 | 10017.44 | 9940.245 | 7229.36 | 6199.255 | 5781.24 | 4685.28
P95 | [13 empty] | 13308.3004 | 12988.0748 | 12478.5324 | 10120.88 | 8856.535 | 8035.56 | 6968.9
NETREVENUE - Net Revenue $
MEAN | [13 empty] | 14917.1968 | 13495.6444 | 17376.31 | 29753.3897 | 27648.6448 | 29950.5385 | 27311.6636
P5 | [13 empty] | -8995.2238 | -17794.9501 | -9764.979 | 6695.5174 | 8787.6133 | 7149.6519 | 7756.5603
P95 | [13 empty] | 40102.5971 | 49350.911 | 44833.507 | 52626.2926 | 49138.2695 | 55495.3717 | 48822.0159
STARTS - Number Starts
MEAN | [13 empty] | 120.54 | 119.85 | 118.86 | 118.87 | 114.07 | 115.28 | 105.6
P5 | [13 empty] | 104.5 | 99 | 98 | 95 | 98.5 | 96.5 | 79.5
P95 | [13 empty] | 139 | 140 | 137.5 | 137.5 | 133.5 | 134 | 122.5
TOTALEMISSIONCOSTS - Emission Costs
MEAN | [13 empty] | 150972.4836 | 153392.0009 | 154948.9143 | 126260.0275 | 113806.7709 | 109633.5096 | 98758.9613
P5 | [13 empty] | 87779.242 | 91394.7141 | 95080.9701 | 71854.7972 | 66639.264 | 61793.0355 | 56279.6577
P95 | [13 empty] | 218052.8016 | 220423.8179 | 234526.2836 | 179295.596 | 176486.8831 | 160480.9405 | 147063.5988
VOMCOSTS - VOM Costs
MEAN | [13 empty] | 7487.3603 | 7425.9947 | 7425.6474 | 5874.0891 | 5144.0292 | 4912.8885 | 4292.3319
P5 | [13 empty] | 6429.4 | 6511.336 | 6659.9641 | 4915.9648 | 4277.486 | 4104.6804 | 3373.4016
P95 | [13 empty] | 8517.3123 | 8442.2486 | 8360.6167 | 6882.1984 | 6111.0091 | 5705.2476 | 5017.608
15970: New 2034JAN J920_B #1
CAPACITYFACTOR - Net Generation Capacity Factor
MEAN | [15 empty] | 0.31734 | 0.24407 | 0.22071 | 0.20968 | 0.18179
P5 | [15 empty] | 0.28032 | 0.20368 | 0.18103 | 0.17817 | 0.14206
P95 | [15 empty] | 0.35895 | 0.28455 | 0.26533 | 0.2444 | 0.21203
CO2EMISSIONS - CO2 Emissions
MEAN | [15 empty] | 5111.3977 | 3909.0882 | 3539.3445 | 3354.1496 | 2892.5126
P5 | [15 empty] | 4467.0563 | 3256.7262 | 2898.7137 | 2862.4776 | 2253.2241
P95 | [15 empty] | 5764.7918 | 4529.0076 | 4254.5649 | 3889.4734 | 3372.111
FUELCONSUMED - Fuel Consumed
MEAN | [15 empty] | 86540.5796 | 66181.4094 | 59920.7433 | 56789.7707 | 48973.0383
P5 | [15 empty] | 75631.5076 | 55137.0906 | 49074.8622 | 48465.153 | 38149.2554
P95 | [15 empty] | 97603.2782 | 76677.2037 | 72029.2365 | 65853.414 | 57093.205
FUELCOST - Fuel Cost
MEAN | [15 empty] | 192754.9313 | 148151.9254 | 140345.019 | 137489.6151 | 122497.6695
P5 | [15 empty] | 144344.0306 | 111882.8553 | 100322.8957 | 98555.6655 | 83037.982
P95 | [15 empty] | 231855.7869 | 193333.8395 | 189099.1603 | 178477.4368 | 166537.4498
NETPOS - Net Position (MWh)
MEAN | [15 empty] | 10652.5742 | 8141.4558 | 7365.955 | 6976.4259 | 6011.5554
P5 | [15 empty] | 9309.6131 | 6780.08 | 6033.3 | 5953.95 | 4682.97
P95 | [15 empty] | 12014.2783 | 9432.1198 | 8854.9668 | 8090.1 | 7007.21
NETREVENUE - Net Revenue $
MEAN | [15 empty] | 19477.4347 | 31960.9211 | 27867.549 | 29642.5151 | 26716.6132
P5 | [15 empty] | -5782.252 | 7025.7836 | 9250.8785 | 7124.5581 | 8809.6637
P95 | [15 empty] | 44815.5189 | 54375.9167 | 48881.3206 | 54143.865 | 49571.7682
STARTS - Number Starts
MEAN | [15 empty] | 121.8 | 121.35 | 114.31 | 114.08 | 106.43
P5 | [15 empty] | 102.5 | 95 | 97 | 93 | 81
P95 | [15 empty] | 144.5 | 142.5 | 131.5 | 135 | 123
TOTALEMISSIONCOSTS - Emission Costs
MEAN | [15 empty] | 148958.2445 | 118872.1874 | 112417.7103 | 110546.6958 | 99701.0921
P5 | [15 empty] | 91298.0948 | 68769.7178 | 66652.8679 | 63444.4332 | 57142.878
P95 | [15 empty] | 219365.9107 | 171807.4071 | 171322.4172 | 163678.0379 | 151873.9787
VOMCOSTS - VOM Costs
MEAN | [15 empty] | 7137.2247 | 5536.19 | 5082.509 | 4953.2624 | 4328.3199
P5 | [15 empty] | 6237.4408 | 4610.4544 | 4162.977 | 4227.3045 | 3371.7384
P95 | [15 empty] | 8049.5665 | 6413.8415 | 6109.9271 | 5743.971 | 5045.1912
15970: New 2036JAN J920_B #1
CAPACITYFACTOR - Net Generation Capacity Factor
MEAN | [17 empty] | 0.23861 | 0.22768 | 0.18356
P5 | [17 empty] | 0.19665 | 0.18987 | 0.14362
P95 | [17 empty] | 0.28599 | 0.26624 | 0.21179
CO2EMISSIONS - CO2 Emissions
MEAN | [17 empty] | 3826.5175 | 3645.1449 | 2922.8627
P5 | [17 empty] | 3157.8465 | 3026.36 | 2243.3099
P95 | [17 empty] | 4612.9228 | 4265.4778 | 3412.6155
FUELCONSUMED - Fuel Consumed
MEAN | [17 empty] | 64782.672 | 61716.6668 | 49486.9122
P5 | [17 empty] | 53461.9698 | 51239.8755 | 37981.3767
P95 | [17 empty] | 78096.2997 | 72219.6492 | 57779.2792
FUELCOST - Fuel Cost
MEAN | [17 empty] | 152006.3808 | 149714.2841 | 123814.9222
P5 | [17 empty] | 109473.5943 | 106326.1815 | 83925.1847
P95 | [17 empty] | 199149.4508 | 197075.6652 | 165082.0273
NETPOS - Net Position (MWh)
MEAN | [17 empty] | 7962.7139 | 7581.6923 | 6074.3055
P5 | [17 empty] | 6572.435 | 6294.825 | 4662.58
P95 | [17 empty] | 9600.34 | 8871.755 | 7088.37
NETREVENUE - Net Revenue $
MEAN | [17 empty] | 25788.5379 | 27465.0971 | 26557.2659
P5 | [17 empty] | 6902.3648 | 5028.7206 | 7683.1701
P95 | [17 empty] | 46721.6244 | 52489.5711 | 47221.4541
STARTS - Number Starts
MEAN | [17 empty] | 111.47 | 112.81 | 105.11
P5 | [17 empty] | 93.5 | 93 | 79.5
P95 | [17 empty] | 130.5 | 132 | 122
TOTALEMISSIONCOSTS - Emission Costs
MEAN | [17 empty] | 121558.6842 | 120333.6503 | 100708.5696
P5 | [17 empty] | 70748.1606 | 67030.8322 | 57680.5309
P95 | [17 empty] | 192526.9744 | 176557.455 | 148735.2122
VOMCOSTS - VOM Costs
MEAN | [17 empty] | 5494.2726 | 5383.0016 | 4373.4999
P5 | [17 empty] | 4534.9802 | 4469.3257 | 3357.0576
P95 | [17 empty] | 6624.2346 | 6298.946 | 5103.6264
15970: New 2037JAN J920_A #1
CAPACITYFACTOR - Net Generation Capacity Factor
MEAN | [18 empty] | 0.20482 | 0.17729
P5 | [18 empty] | 0.16994 | 0.14032
P95 | [18 empty] | 0.23946 | 0.20975
CO2EMISSIONS - CO2 Emissions
MEAN | [18 empty] | 3279.0368 | 2819.2971
P5 | [18 empty] | 2716.0761 | 2237.9338
P95 | [18 empty] | 3830.4758 | 3321.3629
FUELCONSUMED - Fuel Consumed
MEAN | [18 empty] | 55517.9671 | 47733.4568
P5 | [18 empty] | 45986.4009 | 37890.3755
P95 | [18 empty] | 64854.5139 | 56233.8642
FUELCOST - Fuel Cost
MEAN | [18 empty] | 134687.976 | 119831.6178
P5 | [18 empty] | 94752.9575 | 75773.9977
P95 | [18 empty] | 178792.4392 | 163193.5875
NETPOS - Net Position (MWh)
MEAN | [18 empty] | 6820.2031 | 5859.1854
P5 | [18 empty] | 5649.435 | 4651.19
P95 | [18 empty] | 7967.385 | 6903.03
NETREVENUE - Net Revenue $
MEAN | [18 empty] | 30331.4687 | 27413.5102
P5 | [18 empty] | 9520.08 | 9611.3179
P95 | [18 empty] | 53425.9382 | 48198.6229
STARTS - Number Starts
MEAN | [18 empty] | 150.57 | 133.11
P5 | [18 empty] | 126.5 | 103
P95 | [18 empty] | 176.5 | 153
TOTALEMISSIONCOSTS - Emission Costs
MEAN | [18 empty] | 108293.1795 | 97255.371
P5 | [18 empty] | 59877.7962 | 57138.6508
P95 | [18 empty] | 159136.4552 | 148891.5581
VOMCOSTS - VOM Costs
MEAN | [18 empty] | 4842.3442 | 4218.6135
P5 | [18 empty] | 4011.0988 | 3348.8568
P95 | [18 empty] | 5656.8433 | 4970.1816
15970: New 2037JAN J920_B #1
CAPACITYFACTOR - Net Generation Capacity Factor
MEAN | [18 empty] | 0.21175 | 0.18113
P5 | [18 empty] | 0.18133 | 0.14504
P95 | [18 empty] | 0.24804 | 0.21192
CO2EMISSIONS - CO2 Emissions
MEAN | [18 empty] | 3383.0136 | 2887.5827
P5 | [18 empty] | 2862.4776 | 2289.6589
P95 | [18 empty] | 3972.5071 | 3401.1758
FUELCONSUMED - Fuel Consumed
MEAN | [18 empty] | 57278.4674 | 48889.5787
P5 | [18 empty] | 48465.153 | 38766.046
P95 | [18 empty] | 67259.2734 | 57585.1937
FUELCOST - Fuel Cost
MEAN | [18 empty] | 138633.836 | 122394.0456
P5 | [18 empty] | 99982.5175 | 80950.5227
P95 | [18 empty] | 181415.4148 | 163171.2045
NETPOS - Net Position (MWh)
MEAN | [18 empty] | 7036.4955 | 6001.2261
P5 | [18 empty] | 5953.95 | 4758.5475
P95 | [18 empty] | 8262.81 | 7068.7
NETREVENUE - Net Revenue $
MEAN | [18 empty] | 29333.3729 | 27039.6552
P5 | [18 empty] | 5977.6027 | 8068.4246
P95 | [18 empty] | 53343.1369 | 47177.8977
STARTS - Number Starts
MEAN | [18 empty] | 114.63 | 106.11
P5 | [18 empty] | 93.5 | 83
P95 | [18 empty] | 135 | 125
TOTALEMISSIONCOSTS - Emission Costs
MEAN | [18 empty] | 111515.8856 | 99486.7573
P5 | [18 empty] | 62853.1886 | 58668.109
P95 | [18 empty] | 162617.353 | 149917.1199
VOMCOSTS - VOM Costs
MEAN | [18 empty] | 4995.9118 | 4320.8828
P5 | [18 empty] | 4227.3045 | 3426.1542
P95 | [18 empty] | 5866.5951 | 5089.464
15970: New 2038JAN J920_B #1
CAPACITYFACTOR - Net Generation Capacity Factor
MEAN | [19 empty] | 0.19823
P5 | [19 empty] | 0.15953
P95 | [19 empty] | 0.23103
CO2EMISSIONS - CO2 Emissions
MEAN | [19 empty] | 3152.3677
P5 | [19 empty] | 2542.234
P95 | [19 empty] | 3710.242
FUELCONSUMED - Fuel Consumed
MEAN | [19 empty] | 53372.6396
P5 | [19 empty] | 43042.6377
P95 | [19 empty] | 62817.6125
FUELCOST - Fuel Cost
MEAN | [19 empty] | 133921.9391
P5 | [19 empty] | 90364.6234
P95 | [19 empty] | 175980.7132
NETPOS - Net Position (MWh)
MEAN | [19 empty] | 6551.2466
P5 | [19 empty] | 5281.93
P95 | [19 empty] | 7711.1457
NETREVENUE - Net Revenue $
MEAN | [19 empty] | 25107.2017
P5 | [19 empty] | 4402.1286
P95 | [19 empty] | 48011.7079
STARTS - Number Starts
MEAN | [19 empty] | 101.65
P5 | [19 empty] | 79
P95 | [19 empty] | 120.5
TOTALEMISSIONCOSTS - Emission Costs
MEAN | [19 empty] | 108671.0784
P5 | [19 empty] | 63888.0612
P95 | [19 empty] | 159434.319
VOMCOSTS - VOM Costs
MEAN | [19 empty] | 4716.8975
P5 | [19 empty] | 3802.9896
P95 | [19 empty] | 5552.0249
15970: New 2039JAN J920_B #1
CAPACITYFACTOR - Net Generation Capacity Factor
MEAN
P5
P95
CO2EMISSIONS - CO2 Emissions
MEAN
P5
P95
FUELCONSUMED - Fuel Consumed
MEAN
P5
P95
FUELCOST - Fuel Cost
MEAN
P5
P95
NETPOS - Net Position (MWh)
MEAN
P5
P95
NETREVENUE - Net Revenue $
MEAN
P5
P95
STARTS - Number Starts
MEAN
P5
P95
TOTALEMISSIONCOSTS - Emission Costs
MEAN
P5
P95
VOMCOSTS - VOM Costs
MEAN
P5
P95
15970: New 2040JAN J920_A #1
CAPACITYFACTOR - Net Generation Capacity Factor
MEAN
P5
P95
CO2EMISSIONS - CO2 Emissions
MEAN
P5
P95
FUELCONSUMED - Fuel Consumed
MEAN
P5
P95
FUELCOST - Fuel Cost
MEAN
P5
P95
NETPOS - Net Position (MWh)
MEAN
P5
P95
NETREVENUE - Net Revenue $
MEAN
P5
P95
STARTS - Number Starts
MEAN
P5
P95
TOTALEMISSIONCOSTS - Emission Costs
MEAN
P5
P95
VOMCOSTS - VOM Costs
MEAN
P5
P95
15970: New 2040JAN J920_A #2
CAPACITYFACTOR - Net Generation Capacity Factor
MEAN
P5
P95
CO2EMISSIONS - CO2 Emissions
MEAN
P5
P95
FUELCONSUMED - Fuel Consumed
MEAN
P5
P95
FUELCOST - Fuel Cost
MEAN
P5
P95
NETPOS - Net Position (MWh)
MEAN
P5
P95
NETREVENUE - Net Revenue $
MEAN
P5
P95
STARTS - Number Starts
MEAN
P5
P95
TOTALEMISSIONCOSTS - Emission Costs
MEAN
P5
P95
VOMCOSTS - VOM Costs
MEAN
P5
P95
15970: New 2041JAN 18V50DF_NG_B #1
CAPACITYFACTOR - Net Generation Capacity Factor
MEAN
P5
P95
CO2EMISSIONS - CO2 Emissions
MEAN
P5
P95
FUELCONSUMED - Fuel Consumed
MEAN
P5
P95
FUELCOST - Fuel Cost
MEAN
P5
P95
NETPOS - Net Position (MWh)
MEAN
P5
P95
NETREVENUE - Net Revenue $
MEAN
P5
P95
STARTS - Number Starts
MEAN
P5
P95
TOTALEMISSIONCOSTS - Emission Costs
MEAN
P5
P95
VOMCOSTS - VOM Costs
MEAN
P5
P95
15970: New 2042JAN J920_A #1
CAPACITYFACTOR - Net Generation Capacity Factor
MEAN
P5
P95
CO2EMISSIONS - CO2 Emissions
MEAN
P5
P95
FUELCONSUMED - Fuel Consumed
MEAN
P5
P95
FUELCOST - Fuel Cost
MEAN
P5
P95
NETPOS - Net Position (MWh)
MEAN
P5
P95
NETREVENUE - Net Revenue $
MEAN
P5
P95
STARTS - Number Starts
MEAN
P5
P95
TOTALEMISSIONCOSTS - Emission Costs
MEAN
P5
P95
VOMCOSTS - VOM Costs
MEAN
P5
P95
15970: New 2043JAN J920_B #1
CAPACITYFACTOR - Net Generation Capacity Factor
MEAN
P5
P95
CO2EMISSIONS - CO2 Emissions
MEAN
P5
P95
FUELCONSUMED - Fuel Consumed
MEAN
P5
P95
FUELCOST - Fuel Cost
MEAN
P5
P95
NETPOS - Net Position (MWh)
MEAN
P5
P95
NETREVENUE - Net Revenue $
MEAN
P5
P95
STARTS - Number Starts
MEAN
P5
P95
TOTALEMISSIONCOSTS - Emission Costs
MEAN
P5
P95
VOMCOSTS - VOM Costs
MEAN
P5
P95
15970: New 2044JAN 18V50DF_NG_B #1
CAPACITYFACTOR - Net Generation Capacity Factor
MEAN
P5
P95
CO2EMISSIONS - CO2 Emissions
MEAN
P5
P95
FUELCONSUMED - Fuel Consumed
MEAN
P5
P95
FUELCOST - Fuel Cost
MEAN
P5
P95
NETPOS - Net Position (MWh)
MEAN
P5
P95
NETREVENUE - Net Revenue $
MEAN
P5
P95
STARTS - Number Starts
MEAN
P5
P95
TOTALEMISSIONCOSTS - Emission Costs
MEAN
P5
P95
VOMCOSTS - VOM Costs
MEAN
P5
P95
Simple HR 2018 Basin Creek 1-9 2015 single
CAPACITYFACTOR - Net Generation Capacity Factor
MEAN | 0.01433 | 0.009064 | 0.011502 | 0.093964 | 0.030088 | 0.025956 | 0.089841 | 0.074004 | 0.055506 | 0.058606 | 0.060068 | 0.056545 | 0.056395 | 0.054397 | 0.052323 | 0.055785 | 0.051282 | 0.044488 | 0.043947 | 0.037476
P5 | 0 | 0 | 0.001182 | 0.063853 | 0.011214 | 0.013485 | 0.043955 | 0.041457 | 0.030271 | 0.034496 | 0.03826 | 0.033628 | 0.037162 | 0.03763 | 0.034436 | 0.039501 | 0.030275 | 0.029932 | 0.026293 | 0.021382
P95 | 0.0483 | 0.035566 | 0.034062 | 0.12148 | 0.054464 | 0.042401 | 0.13116 | 0.11475 | 0.090992 | 0.083677 | 0.088623 | 0.075738 | 0.077626 | 0.074264 | 0.0762 | 0.074839 | 0.067308 | 0.057594 | 0.063047 | 0.052548
CO2EMISSIONS - CO2 Emissions
MEAN | 1542.2651 | 1015.1392 | 1322.2507 | 9866.4313 | 3168.9242 | 2734.4904 | 9429.5215 | 7762.4303 | 5805.593 | 6187.4935 | 6311.8163 | 5928.9835 | 5935.9475 | 5705.5998 | 5477.3873 | 5855.677 | 5372.5467 | 4685.213 | 4614.9863 | 3919.5644
P5 | 0 | 0 | 180.371 | 6681.3462 | 1180.8153 | 1428.5485 | 4645.9667 | 4339.7298 | 3185.8221 | 3652.7098 | 4012.1854 | 3542.8539 | 3927.3497 | 3968.966 | 3584.0499 | 4160.7935 | 3199.5541 | 3158.3581 | 2760.1304 | 2238.3147
P95 | 5208.183 | 3943.1988 | 3858.8603 | 12787.8875 | 5775.837 | 4490.7845 | 13773.1879 | 11946.833 | 9502.5384 | 8898.3308 | 9337.7545 | 7964.5553 | 8156.8032 | 7799.7714 | 8005.7513 | 7840.9674 | 7071.9758 | 6069.5404 | 6632.5521 | 5479.0648
FUELCONSUMED - Fuel Consumed
MEAN | 25569.6133 | 16264.6497 | 20501.0965 | 166690.5173 | 53633.7254 | 46335.9052 | 159821.2569 | 131565.8964 | 98399.6036 | 104872.2113 | 106979.7753 | 100490.6876 | 100608.7221 | 96704.5142 | 92837.0671 | 99248.6175 | 91060.1147 | 79410.3903 | 78220.1065 | 66433.2949
P5 | 0 | 0 | 2103.3511 | 112929.1689 | 19992.9867 | 24205.6594 | 78744.6728 | 73547.7319 | 53996.985 | 61910.3363 | 68003.0305 | 60048.3712 | 66565.2487 | 67263.6 | 60746.6081 | 70521.9244 | 54229.7306 | 53531.4938 | 46781.8706 | 37937.5369
P95 | 85999.141 | 63806.9076 | 60799.4519 | 216034.1978 | 97671.4313 | 76107.9338 | 233443.8619 | 202488.6938 | 161059.9725 | 150819.165 | 158267.025 | 134992.4625 | 138250.9012 | 132199.515 | 135690.6994 | 132897.7519 | 119863.9969 | 102873.5663 | 112416.1369 | 92865.5044
FUELCOST - Fuel Cost
MEAN | 27235.5624 | 16288.7237 | 24703.0165 | 241973.4465 | 78458.1866 | 76528.7999 | 302628.0701 | 255344.3991 | 200446.6624 | 217410.6029 | 225865.9728 | 215370.9705 | 219422.0598 | 216202.6775 | 211904.977 | 230415.5273 | 216127.5373 | 196365.1669 | 199864.6579 | 177053.8784
P5 | 0 | 0 | 3754.9698 | 135398.2444 | 33452.3241 | 37698.1828 | 101916.1631 | 109649.8533 | 82453.2007 | 92544.0471 | 107909.3958 | 99192.0228 | 105622.5406 | 117355.4079 | 106612.9925 | 121907.1319 | 100103.1334 | 101428.4257 | 94960.36 | 77290.3695
P95 | 87478.637 | 59595.9523 | 66698.1694 | 339453.179 | 130559.8893 | 133590.6441 | 550242.1665 | 502928.4798 | 405689.5525 | 374243.6622 | 430385.1789 | 336108.1889 | 348836.1044 | 345036.9093 | 375553.6217 | 359666.1153 | 344832.3845 | 313223.1977 | 339668.0531 | 303301.6332
NETPOS - Net Position (MWh)
MEAN | 2836.1278 | 1797.9344 | 2266.8283 | 18507.1152 | 5959.3047 | 5151.1559 | 17767.5602 | 14626.4282 | 10939.3315 | 11658.9178 | 11893.1072 | 11171.7904 | 11184.9346 | 10750.898 | 10320.9299 | 11033.7424 | 10123.4007 | 8828.2729 | 8695.9505 | 7385.5746
P5 | 0 | 0 | 231.1435 | 12538.8344 | 2221.7346 | 2691.005 | 8752.9754 | 8176.505 | 6003 | 6882.75 | 7559.4373 | 6675.75 | 7400.25 | 7477.88 | 6753.375 | 7840.125 | 6028.875 | 5951.25 | 5200.875 | 4217.625
P95 | 9536.9547 | 7054.9626 | 6711.4891 | 23992.2556 | 10845.6432 | 8461.13 | 25952.625 | 22511.25 | 17905.5 | 16767 | 17595 | 15007.5 | 15369.75 | 14697 | 15085.125 | 14774.625 | 13325.625 | 11436.75 | 12497.625 | 10324.125
NETREVENUE - Net Revenue $
MEAN | -131.7751 | 5443.1733 | 14967.5182 | 116990.9249 | 45730.7223 | 47113.6314 | 150346.2335 | 125638.1185 | 96301.2632 | 119052.5013 | 124102.3114 | 121092.8201 | 122911.0627 | 120789.0523 | 120040.4459 | 131277.2136 | 118564.0203 | 102555.5122 | 103591.3809 | 88741.1422
P5 | -13685.6149 | -936.2106 | 1080.2916 | 46348.2934 | 17938.0604 | 23663.6382 | 53372.7328 | 57101.3271 | 41942.7198 | 56446.8918 | 56840.4115 | 54170.2249 | 64786.3135 | 67235.3199 | 66215.4561 | 67473.105 | 52759.4908 | 48885.77 | 44055.6805 | 40631.2234
P95 | 12938.9305 | 19012.4738 | 33680.5794 | 195478.65 | 81810.1123 | 90189.6701 | 271631.7516 | 237708.8778 | 187936.8396 | 206313.7775 | 233953.3818 | 194711.4642 | 186894.1722 | 195502.3481 | 204669.8759 | 205655.566 | 183961.6873 | 172763.2606 | 169471.8004 | 154660.5232
STARTS - Number Starts
MEAN | 24.8 | 31.24 | 49.43 | 91.81 | 39.9 | 37.86 | 91.34 | 77.59 | 63.07 | 62.61 | 68.73 | 63.13 | 64.88 | 63.67 | 60.37 | 59.71 | 60.02 | 53.33 | 54.25 | 46.31
P5 | 0 | 0 | 14 | 50.5 | 16.5 | 21.5 | 53.5 | 49 | 39 | 39.5 | 47.5 | 42.5 | 41 | 43 | 42.5 | 40 | 39.5 | 35 | 37 | 28.5
P95 | 73 | 109 | 116.5 | 130.5 | 71 | 55 | 122 | 109.5 | 91 | 83.5 | 98.5 | 84.5 | 85 | 85.5 | 82 | 80.5 | 81 | 71 | 76.5 | 62
TOTALEMISSIONCOSTS - Emission Costs
MEAN | [6 empty] | 189924.2813 | 164407.0262 | 127733.7271 | 141444.9182 | 148805.842 | 147207.0313 | 152793.0963 | 152628.3788 | 153288.4502 | 170237.4594 | 163213.4164 | 147120.3874 | 152549.925 | 134534.437
P5 | [6 empty] | 86260.9281 | 76110.1634 | 61251.9014 | 65015.2348 | 81203.2365 | 70756.0731 | 78530.2955 | 84104.2777 | 75147.9229 | 90434.8524 | 82962.03 | 83900.2442 | 69181.5895 | 58595.5907
P95 | [6 empty] | 303956.0739 | 291605.6539 | 235828.1589 | 241257.2649 | 257341.6539 | 225978.4681 | 233350.3994 | 248056.6251 | 251073.8164 | 267400.4753 | 258538.0113 | 215960.7858 | 242264.1929 | 217300.4015
VOMCOSTS - VOM Costs
MEAN | 12819.2978 | 8288.4778 | 10654.0931 | 88834.1531 | 29141 | 25704.2677 | 90436.8816 | 75911.1622 | 57978.4571 | 62958.1559 | 65531.0205 | 62785.4623 | 64089.6755 | 62892.7532 | 61615.9516 | 67085.1537 | 62866.3185 | 55882.9674 | 56175.8401 | 48670.9364
P5 | 0 | 0 | 1086.3744 | 60186.4051 | 10864.2824 | 13428.1149 | 44552.6448 | 42436.0609 | 31815.9 | 37166.85 | 41652.4994 | 37517.715 | 42403.4325 | 43745.598 | 40317.6488 | 47667.96 | 37439.3138 | 37671.4125 | 33597.6525 | 27794.1488
P95 | 43107.0353 | 32523.3777 | 31543.9988 | 115162.8269 | 53035.1954 | 42221.0387 | 132098.8612 | 116833.3875 | 94899.15 | 90541.8 | 96948.45 | 84342.15 | 88068.6675 | 85977.45 | 90058.1962 | 89829.72 | 82752.1313 | 72394.6275 | 80734.6575 | 68035.9837
Simple HR 2018 CELP 2015 v2
CAPACITYFACTOR - Net Generation Capacity Factor
MEAN | 1 | 1 | 1 | 1 | 1 | 0.85291
P5 | 1 | 1 | 1 | 1 | 1 | 0.83992
P95 | 1 | 1 | 1 | 1 | 1 | 0.85689
NETPOS - Net Position (MWh)
MEAN | 130665.85 | 130922.4 | 130175.15 | 130114.6 | 130699.1 | 64667.05
P5 | 117512.5 | 119070 | 118720 | 118562.5 | 119262.5 | 58397.5
P95 | 134680 | 134960 | 134120 | 134120 | 134680 | 66640
NETREVENUE - Net Revenue $
MEAN | -10552295.632 | -10658155.3117 | -11001604.5185 | -11549132.5047 | -12159031.8138 | -6493449.7107
P5 | -11205898.9101 | -11576105.9948 | -11904013.8815 | -12421076.6466 | -13115497.5956 | -6937521.02
P95 | -9571504.0173 | -9514088.1677 | -9720816.4796 | -10335240.1936 | -10871087.1438 | -5767221.5863
STARTS - Number Starts
MEAN | 1.52 | 1.55 | 1.65 | 1.64 | 1.45 | 0.85
P5 | 0 | 0 | 0 | 0 | 0 | 0
P95 | 6.5 | 7 | 7 | 7 | 6 | 4
Simple HR 2018 Colstrip 3 economic dispatch
CAPACITYFACTOR - Net Generation Capacity Factor
MEAN | 0.31095 | 0.30667 | 0.25593 | 0.25828 | 0.31322 | 0.25485 | 0.055433 | 0.04902 | 0.037385 | 0.038964 | 0.047467 | 0.035059 | 0.032197 | 0.035755 | 0.028781 | 0.02918 | 0.032512 | 0.025059 | 0.022393 | 0.023499
P5 | 0.21782 | 0.16982 | 0.13299 | 0.094164 | 0.10076 | 0.10239 | 0.008227 | 0.010717 | 0.006736 | 0.011892 | 0.008117 | 0.010033 | 0.009541 | 0.009302 | 0.008424 | 0.008262 | 0.007325 | 0.003701 | 0.006351 | 0.002963
P95 | 0.39187 | 0.41692 | 0.35546 | 0.43042 | 0.51865 | 0.41331 | 0.14949 | 0.1327 | 0.10017 | 0.097064 | 0.12772 | 0.084567 | 0.066774 | 0.082902 | 0.079875 | 0.061169 | 0.08627 | 0.06506 | 0.053243 | 0.070349
CO2EMISSIONS - CO2 Emissions
MEAN | 105704.87 | 91483.121 | 86631.2996 | 87750.3091 | 91392.2672 | 87510.4127 | 19736.1074 | 15392.701 | 13379.6483 | 14024.9192 | 14739.0791 | 12888.4765 | 11966.5331 | 11442.6197 | 10769.6506 | 10873.5087 | 10104.2025 | 9286.7869 | 8299.274 | 7630.8602
P5 | 74374.9068 | 51864.0249 | 45161.2868 | 32238.1475 | 30874.4345 | 37106.4867 | 3912.5635 | 3974.7171 | 3056.5227 | 4811.1788 | 3328.6486 | 4447.2031 | 4246.9094 | 3745.2169 | 3912.1782 | 3821.0894 | 2654.0679 | 2036.0147 | 2930.2122 | 1549.086
P95 | 132722.3222 | 121487.394 | 120786.2293 | 144289.988 | 151741.054 | 142610.8222 | 50420.6912 | 40703.9601 | 34991.9926 | 34355.7082 | 39069.6022 | 28290.8488 | 24157.2549 | 25193.1191 | 28076.3908 | 21764.7287 | 25717.6727 | 22466.2948 | 19386.7736 | 21941.5631
FUELCONSUMED - Fuel Consumed
MEAN | 955452.8658 | 827499.3909 | 782071.1322 | 791725.4254 | 826229.4515 | 789309.7503 | 170704.5844 | 132305.4784 | 115166.5656 | 120490.2665 | 126512.3282 | 108026.6809 | 99576.4692 | 96019.0945 | 88524.8512 | 89626.9107 | 86346.3246 | 77622.7697 | 69032.6428 | 63447.1848
P5 | 669587.1512 | 465261.8193 | 403014.0443 | 285155.2851 | 273603.8201 | 329298.984 | 25884.5076 | 28133.1772 | 21017.0172 | 36709.2438 | 22040.0072 | 30870.7721 | 28949.2577 | 25355.2736 | 26076.8012 | 25465.2263 | 18682.0083 | 11480.8972 | 20195.1628 | 8070.4701
P95 | 1202061.3915 | 1101816.1588 | 1094514.7915 | 1307444.2042 | 1376366.3803 | 1291715.1458 | 451010.8692 | 363618.1301 | 312270.1465 | 305822.7942 | 348856.3813 | 249224.8519 | 210771.615 | 222253.8045 | 246764.9473 | 188971.9409 | 228701.527 | 198405.5664 | 170072.3729 | 194068.0155
FUELCOST - Fuel Cost
MEAN | 917234.7511 | 777849.4275 | 774250.4209 | 918401.4934 | 908852.3967 | 884026.9203 | 194603.2263 | 154797.4097 | 137048.2131 | 145793.2224 | 156875.287 | 136113.6179 | 128453.6453 | 125785.0138 | 118623.3006 | 122788.8676 | 120884.8544 | 110224.333 | 100097.3321 | 93901.8335
P5 | 642803.6651 | 437346.1101 | 398983.9039 | 330780.1307 | 300964.2021 | 368814.862 | 29508.3387 | 32915.8173 | 25010.2504 | 44418.1851 | 27329.6089 | 38897.1729 | 37344.5424 | 33215.4084 | 34942.9136 | 34887.3601 | 26154.8117 | 16302.874 | 29282.986 | 11944.2957
P95 | 1153978.9359 | 1035707.1892 | 1083569.6436 | 1516635.2768 | 1514003.0183 | 1446720.9633 | 514152.3908 | 425433.2123 | 371601.4743 | 370045.581 | 432581.9128 | 314023.3134 | 271895.3834 | 291152.4838 | 330665.0294 | 258891.559 | 320182.1379 | 281735.9043 | 246604.9407 | 287220.6629
NETPOS - Net Position (MWh)
MEAN | 89976.4938 | 77857.0904 | 73567.3424 | 74526.5149 | 77800.3726 | 74310.7988 | 16065.9346 | 12449.8431 | 10841.3716 | 11343.9322 | 11909.0528 | 10166.6403 | 9370.8287 | 9036.7392 | 8329.4469 | 8434.0146 | 8131.0792 | 7307.4849 | 6498.6259 | 5972.5046
P5 | 63036.1947 | 43748.1232 | 37891.4057 | 26778.6466 | 25695.7696 | 30925.6213 | 2425.5419 | 2638.3032 | 1972.3574 | 3449.7475 | 2067.4281 | 2898.715 | 2717.3092 | 2379.7835 | 2447.3083 | 2389.2088 | 1754.4247 | 1073.0987 | 1895.7597 | 753.0313
P95 | 113219.0918 | 103676.2786 | 102964.7204 | 123165.1227 | 129709.9687 | 121726.589 | 42477.2264 | 34228.4521 | 29416.7118 | 28798.3554 | 32849.17 | 23468.0843 | 19844.5737 | 20931.1638 | 23236.4079 | 17786.5475 | 21548.6748 | 18690.0944 | 16020.8295 | 18279.9286
NETREVENUE - Net Revenue $
MEAN | -113187.2726 | 119703.8908 | 139561.1996 | 177210.7014 | 230664.7506 | 182501.1019 | 76721.6922 | 55161.4081 | 42832.559 | 63499.1202 | 64912.0292 | 52995.7984 | 51036.4847 | 52297.4999 | 45600.3827 | 48023.9603 | 52945.0449 | 41043.77 | 35796.8007 | 33191.5232
P5 | -310485.8842 | -180555.3679 | -149414.8729 | -75233.2193 | -71813.6251 | -71667.0894 | -16203.4789 | -17299.7059 | -14443.489 | -8707.4668 | -16426.3519 | -21758.131 | -15718.3991 | -12996.1583 | -20391.911 | -24673.8838 | -14189.8382 | -26427.2204 | -20285.5854 | -24973.2497
P95 | 215249.0281 | 599587.0636 | 750939.0333 | 778434.2096 | 1006684.8728 | 876057.3634 | 265223.1563 | 202310.9523 | 153197.3571 | 173974.8083 | 220912.8718 | 171345.2151 | 156216.7585 | 181168.2372 | 168649.0405 | 150460.7115 | 173356.0149 | 178884.9799 | 136315.5765 | 162714.3854
STARTS - Number Starts
MEAN | 5.5 | 4.1 | 4.07 | 6.13 | 9.67 | 5.22 | 43.22 | 40.42 | 144.59 | 121.57 | 39.71 | 37.6 | 34.53 | 29.1 | 24.92 | 30.16 | 122.25 | 128.84 | 147.66 | 111.21
P5 | 2 | 1 | 1.5 | 2 | 2 | 1 | 20 | 20.5 | 117 | 94.5 | 15 | 15.5 | 13 | 13 | 11.5 | 13.5 | 97 | 100 | 123 | 90
P95 | 9 | 7 | 8 | 16.5 | 33 | 15 | 73 | 63.5 | 172.5 | 149 | 71 | 65 | 59 | 53.5 | 44 | 51.5 | 148 | 158 | 170.5 | 135
TOTALEMISSIONCOSTS - Emission Costs
MEAN | [6 empty] | 373907.2097 | 306603.9124 | 277093.0258 | 301836.4918 | 321943.1839 | 304472.2787 | 288296.453 | 284544.0461 | 284331.8406 | 299657.6314 | 284045.8945 | 271515.6973 | 260471.9949 | 244344.4119
P5 | [6 empty] | 79300.0594 | 80111.2761 | 74922.8013 | 96405.5845 | 88669.7994 | 103917.3182 | 119029.9797 | 112626.895 | 105017.0921 | 114002.2352 | 79344.7085 | 72103.3895 | 99630.1369 | 59490.1162
P95 | [6 empty] | 922036.8356 | 775172.7756 | 719562.2782 | 645566.0717 | 759743.9133 | 584858.2134 | 533037.643 | 586870.9864 | 627256.5135 | 491278.1868 | 637494.4422 | 597713.3808 | 558815.5996 | 602536.0798
VOMCOSTS - VOM Costs
MEAN | 303220.7841 | 267049.82 | 257485.6984 | 266059.658 | 283193.3562 | 276436.1714 | 60889.892 | 48180.8927 | 42715.0042 | 45602.6076 | 48827.1165 | 42598.2228 | 40013.4385 | 39309.8157 | 36982.7443 | 38206.0863 | 37565.5859 | 34418.2537 | 31258.3906 | 29265.2724
P5 | 212431.976 | 150056.0624 | 132619.92 | 95599.7683 | 93532.6014 | 115043.3113 | 9192.8038 | 10210.2333 | 7771.0882 | 13867.9849 | 8476.4552 | 12145.6157 | 11602.9104 | 10352.0584 | 10866.0489 | 10823.116 | 8105.4419 | 5054.2946 | 9118.604 | 3689.8533
P95 | 381548.3392 | 355609.6356 | 360376.5214 | 439699.488 | 472144.2862 | 452822.9109 | 160988.688 | 132464.1097 | 115901.8443 | 115769.3887 | 134681.5969 | 98331.273 | 84736.3298 | 91050.5625 | 103169.6511 | 80573.06 | 99554.8777 | 88030.3448 | 77060.1897 | 89571.6502
Simple HR 2018 Colstrip 3 must run
CAPACITYFACTOR - Net Generation Capacity Factor
MEAN | 1 | 1 | 1 | 1 | 1 | 1 | 1 | 1 | 1 | 1 | 1 | 1 | 1 | 1 | 1 | 1 | 1 | 1 | 1 | 1
P5 | 1 | 1 | 1 | 1 | 1 | 1 | 1 | 1 | 1 | 1 | 1 | 1 | 1 | 1 | 1 | 1 | 1 | 1 | 1 | 1
P95 | 1 | 1 | 1 | 1 | 1 | 1 | 1 | 1 | 1 | 1 | 1 | 1 | 1 | 1 | 1 | 1 | 1 | 1 | 1 | 1
FUELCONSUMED - Fuel Consumed
MEAN | 1450835.55 | 1276782.75 | 1446862.5 | 1445100.75 | 1246128.3 | 1452427.2 | 1456983.45 | 1271473.2 | 1454002.65 | 1458068.85 | 1255605.3 | 1445453.1 | 1456898.4 | 1269845.1 | 1447214.85 | 1449689.4 | 1250530.65 | 1454719.5 | 1451925 | 1265847.75
P5 | 1370925 | 1189080 | 1371937.5 | 1358167.5 | 1164375 | 1360800 | 1388947.5 | 1204065 | 1377810 | 1371735 | 1163767.5 | 1361407.5 | 1372545 | 1191510 | 1367887.5 | 1381860 | 1168830 | 1392592.5 | 1359990 | 1201635
P95 | 1521990 | 1342170 | 1527660 | 1516117.5 | 1318072.5 | 1522597.5 | 1519762.5 | 1334070 | 1517332.5 | 1529077.5 | 1313415 | 1510245 | 1521585 | 1332450 | 1516522.5 | 1517332.5 | 1319692.5 | 1521382.5 | 1518142.5 | 1329615
FUELCOST - Fuel Cost
MEAN | 1392802.128 | 1200175.785 | 1432393.875 | 1676316.87 | 1370741.13 | 1626718.464 | 1660961.133 | 1487623.644 | 1730263.1535 | 1764263.3085 | 1556950.572 | 1821270.906 | 1879398.936 | 1663497.081 | 1939267.899 | 1986074.478 | 1750742.91 | 2065701.69 | 2105291.25 | 1873454.67
P5 | 1316088 | 1117735.2 | 1358218.125 | 1575474.3 | 1280812.5 | 1524096 | 1583400.15 | 1408756.05 | 1639593.9 | 1659799.35 | 1443071.7 | 1715373.45 | 1770583.05 | 1560878.1 | 1832969.25 | 1893148.2 | 1636362 | 1977481.35 | 1971985.5 | 1778419.8
P95 | 1461110.4 | 1261639.8 | 1512383.4 | 1758696.3 | 1449879.75 | 1705309.2 | 1732529.25 | 1560861.9 | 1805625.675 | 1850183.775 | 1628634.6 | 1902908.7 | 1962844.65 | 1745509.5 | 2032140.15 | 2078745.525 | 1847569.5 | 2160363.15 | 2201306.625 | 1967830.2
NETPOS - Net Position (MWh)
MEAN | 107469.3 | 94576.5 | 107175 | 107044.5 | 92305.8 | 107587.2 | 107924.7 | 94183.2 | 107703.9 | 108005.1 | 93007.8 | 107070.6 | 107918.4 | 94062.6 | 107201.1 | 107384.4 | 92631.9 | 107757 | 107550 | 93766.5
P5 | 101550 | 88080 | 101625 | 100605 | 86250 | 100800 | 102885 | 89190 | 102060 | 101610 | 86205 | 100845 | 101670 | 88260 | 101325 | 102360 | 86580 | 103155 | 100740 | 89010
P95 | 112740 | 99420 | 113160 | 112305 | 97635 | 112785 | 112575 | 98820 | 112395 | 113265 | 97290 | 111870 | 112710 | 98700 | 112335 | 112395 | 97755 | 112695 | 112455 | 98490
NETREVENUE - Net Revenue $
MEAN | -1619125.5659 | -1050861.4163 | -1340093.1805 | -1691200.3869 | -1322097.3873 | -1820942.873 | -678148.8906 | -582364.9864 | -875595.5184 | -849668.0686 | -593216.5175 | -824567.0377 | -825883.8929 | -585972.1605 | -788210.9062 | -768630.9982 | -511244.5331 | -733985.8754 | -701860.6385 | -456122.6892
P5 | -1954595.6069 | -1505527.9151 | -1867725.9906 | -2246489.2959 | -1822064.1995 | -2281428.5248 | -1205901.0641 | -1147332.946 | -1492062.4018 | -1496659.5836 | -1141761.0445 | -1512841.1322 | -1509213.9208 | -1140580.1172 | -1532146.4694 | -1547549.5179 | -1164944.1701 | -1460858.0197 | -1598860.4785 | -1246605.0613
P95 | -1223400.9016 | -514139.2337 | -730135.1963 | -1120584.3812 | -715468.0849 | -1226608.5894 | -8188.0264 | 61347.0082 | -181827.7002 | -112315.8675 | -7057.9435 | -156353.7765 | -188649.0951 | 73560.45 | 10799.6829 | -48674.1513 | 188038.579 | -137261.9156 | 69364.2801 | 312471.2807
STARTS - Number Starts
MEAN | 2.29 | 2.8 | 2.21 | 2.22 | 2.89 | 2.37 | 1.94 | 2.88 | 1.81 | 2.05 | 2.71 | 2.07 | 2.13 | 2.91 | 2.15 | 2.12 | 2.74 | 2.15 | 2.17 | 2.9
P5 | 0 | 1 | 0 | 0 | 1 | 0 | 0 | 1 | 0 | 0 | 1 | 0 | 0 | 1 | 0 | 0 | 1 | 0 | 0 | 1
P95 | 5 | 5 | 5 | 5 | 5 | 5.5 | 4 | 5 | 4 | 5 | 5 | 4.5 | 5 | 5.5 | 5 | 4.5 | 5 | 5 | 5 | 5
VOMCOSTS - VOM Costs
MEAN | 362171.541 | 324397.395 | 375112.5 | 382148.865 | 335993.112 | 400224.384 | 409034.613 | 364488.984 | 424353.366 | 434180.502 | 381331.98 | 448625.814 | 460811.568 | 409172.31 | 475972.884 | 486451.332 | 427959.378 | 507535.47 | 517315.5 | 459455.85
P5 | 342223.5 | 302114.4 | 355687.5 | 359159.85 | 313950 | 374976 | 389934.15 | 345165.3 | 402116.4 | 408472.2 | 353440.5 | 422540.55 | 434130.9 | 383931 | 449883 | 463690.8 | 399999.6 | 485860.05 | 484559.4 | 436149
P95 | 379933.8 | 341010.6 | 396060 | 400928.85 | 355391.4 | 419560.2 | 426659.25 | 382433.4 | 442836.3 | 455325.3 | 398889 | 468735.3 | 481271.7 | 429345 | 498767.4 | 509149.35 | 451628.1 | 530793.45 | 540908.55 | 482601
Simple HR 2018 Colstrip 4 economic dispatch
CAPACITYFACTOR - Net Generation Capacity Factor
MEAN | 0.34938 | 0.26659 | 0.25246 | 0.28866 | 0.26833 | 0.24995 | 0.062265 | 0.042365 | 0.036955 | 0.044959 | 0.040441 | 0.033315 | 0.036249 | 0.031421 | 0.028962 | 0.034387 | 0.027557 | 0.024427 | 0.025528 | 0.020667
P5 | 0.24049 | 0.15137 | 0.13339 | 0.10511 | 0.080568 | 0.09616 | 0.009544 | 0.009319 | 0.005952 | 0.012926 | 0.007895 | 0.009644 | 0.010344 | 0.00796 | 0.008534 | 0.008681 | 0.006585 | 0.003838 | 0.006678 | 0.002364
P95 | 0.4504 | 0.35492 | 0.34806 | 0.48312 | 0.4555 | 0.40924 | 0.16702 | 0.1133 | 0.10566 | 0.11345 | 0.10972 | 0.080635 | 0.074652 | 0.072507 | 0.078276 | 0.074799 | 0.073044 | 0.064617 | 0.063459 | 0.062382
CO2EMISSIONS - CO2 Emissions
MEAN | 104091.226 | 91545.0247 | 85939.9533 | 84012.1472 | 91612.2667 | 85314.3209 | 19404.4168 | 15297.0709 | 13212.3851 | 13676.3857 | 14708.1476 | 12308.5365 | 11700.2748 | 11597.2158 | 10849.4275 | 10847.5886 | 10073.4703 | 9001.9397 | 8133.3059 | 7759.755
P5 | 72207.9575 | 52761.1402 | 46027.4996 | 28839.7752 | 28665.351 | 32779.5585 | 3696.6055 | 4294.049 | 2741.3117 | 4375.095 | 3602.6886 | 4370.8078 | 3900.0947 | 3674.0126 | 4033.5567 | 3463.9113 | 2958.5405 | 2072.4404 | 2614.902 | 1639.9679
P95 | 132106.1778 | 122761.3645 | 119283.2082 | 146055.6047 | 156021.124 | 140831.3325 | 51516.2509 | 37807.4689 | 35955.0175 | 34517.9349 | 37336.0936 | 27821.1881 | 23434.7331 | 24812.4837 | 28363.6149 | 22683.4523 | 26082.0069 | 23131.6767 | 19033.7748 | 21946.6164
FUELCONSUMED - Fuel Consumed
MEAN | 942008.671 | 826762.7029 | 775730.7513 | 759086.6223 | 826803.7223 | 769327.5739 | 169056.6658 | 130195.1499 | 114024.8091 | 119181.0299 | 124832.6937 | 102829.1387 | 98486.8751 | 96187.7572 | 89266.4561 | 90863.1995 | 85020.527 | 75422.4185 | 69018.4529 | 63465.4945
P5 | 651051.4009 | 472126.1178 | 410656.6573 | 255867.2601 | 251950.9986 | 290096.2262 | 25437.4199 | 29203.8594 | 18562.647 | 34534.2868 | 23876.1089 | 30071.2263 | 27487.1396 | 24174.5825 | 26701.8006 | 23243.3164 | 19983.1019 | 12016.098 | 18576.6654 | 7426.8176
P95 | 1197714.6694 | 1111860.6883 | 1080361.6949 | 1324741.0249 | 1413961.2169 | 1275436.2281 | 462400.7169 | 336088.6469 | 321637.7563 | 308929.7106 | 332037.3807 | 244932.8442 | 205789.9297 | 217173.364 | 248912.9806 | 199053.6481 | 230457.2603 | 204376.9411 | 168376.379 | 193049.5742
FUELCOST - Fuel Cost
MEAN | 904328.3242 | 777156.9408 | 767973.4438 | 880540.4818 | 909484.0945 | 861646.8828 | 192724.599 | 152328.3254 | 135689.5229 | 144209.0462 | 154792.5402 | 129564.7148 | 127048.0688 | 126005.962 | 119617.0512 | 124482.5833 | 119028.7378 | 107099.8343 | 100076.7567 | 93928.9318
P5 | 625009.3449 | 443798.5507 | 406550.0908 | 296806.0217 | 277146.0985 | 324907.7733 | 28998.6587 | 34168.5155 | 22089.5499 | 41786.487 | 29606.3751 | 37889.7451 | 35458.4101 | 31668.7031 | 35780.4128 | 31843.3435 | 27976.3426 | 17062.8591 | 26936.1648 | 10991.6901
P95 | 1149806.0826 | 1045149.047 | 1069558.078 | 1536699.5888 | 1555357.3385 | 1428488.5755 | 527136.8173 | 393223.7169 | 382748.93 | 373804.9499 | 411726.352 | 308615.3837 | 265469.0094 | 284497.1068 | 333543.394 | 272703.4978 | 322640.1644 | 290215.2564 | 244145.7495 | 285713.3699
NETPOS - Net Position (MWh)
MEAN | 88711.5021 | 77782.1316 | 72968.0337 | 71454.0931 | 77848.7623 | 72427.621 | 15911.4891 | 12249.7828 | 10734.0915 | 11222.3064 | 11749.7204 | 9676.3963 | 9269.3223 | 9051.3862 | 8399.4202 | 8551.7784 | 8005.0708 | 7100.316 | 6498.5083 | 5973.0912
P5 | 61288.6049 | 44398.8423 | 38616.697 | 24036.4357 | 23667.878 | 27239.0391 | 2386.3141 | 2738.976 | 1741.3925 | 3246.9801 | 2239.4737 | 2823.3798 | 2581.0324 | 2267.7816 | 2506.0414 | 2179.6652 | 1875.3303 | 1123.7202 | 1744.9425 | 692.1684
P95 | 112806.1382 | 104615.409 | 101640.203 | 124808.8767 | 133268.5726 | 120183.7548 | 43545.5608 | 31630.951 | 30301.7747 | 29100.8838 | 31263.7848 | 23066.6755 | 19374.1243 | 20449.4605 | 23436.0604 | 18733.5511 | 21708.0897 | 19252.9909 | 15854.1917 | 18183.5163
NETREVENUE - Net Revenue $
MEAN | -107865.1972 | 112373.1763 | 136064.3507 | 180455.1762 | 238857.7183 | 187256.1366 | 80888.46 | 52907.7174 | 44713.4705 | 69591.7947 | 61359.8187 | 51527.7043 | 55217.8974 | 48747.6133 | 47636.9502 | 55275.0722 | 48736.5651 | 40197.0755 | 41281.5033 | 29249.9532
P5 | -300513.6632 | -188115.145 | -146457.4786 | -72459.8615 | -53654.5109 | -54890.2064 | -12646.2006 | -14772.3732 | -13405.0808 | -3427.69 | -19961.9046 | -18046.0085 | -13174.8941 | -18818.1609 | -20862.76 | -20235.2736 | -17902.4303 | -24472.1807 | -11668.6818 | -29408.8742
P95 | 225805.4444 | 563285.7942 | 725303.4965 | 781871.2243 | 964253.4782 | 859352.1555 | 270846.34 | 207754.8066 | 166130.9178 | 190695.1028 | 237433.6674 | 165398.1176 | 174695.7869 | 174387.5477 | 176171.3439 | 154261.1337 | 167773.6382 | 186719.3142 | 145445.0501 | 156858.897
STARTS - Number Starts
MEAN | 7.34 | 4.8 | 5.85 | 6.24 | 9.12 | 5.13 | 43.48 | 42.33 | 146.29 | 124.69 | 40.56 | 38.15 | 34.55 | 28.55 | 25.2 | 31.36 | 125.24 | 132.14 | 149.94 | 113.05
P5 | 3 | 2 | 2 | 2 | 0.5 | 1 | 20.5 | 23 | 121 | 97 | 16 | 16.5 | 14.5 | 12.5 | 11 | 15.5 | 100.5 | 101.5 | 128 | 93
P95 | 12 | 8 | 9.5 | 13.5 | 33.5 | 16.5 | 72.5 | 74.5 | 173 | 158.5 | 74 | 63.5 | 59.5 | 56 | 46 | 53 | 152 | 162.5 | 172.5 | 134.5
TOTALEMISSIONCOSTS - Emission Costs
MEAN | [6 empty] | 366705.2411 | 304342.8083 | 273865.2884 | 295420.8842 | 322404.1907 | 291853.2265 | 281135.981 | 287695.8154 | 285534.6811 | 298973.2196 | 284239.2612 | 263124.7071 | 254952.3116 | 249548.2307
P5 | [6 empty] | 76392.5716 | 84469.9957 | 66178.8209 | 93993.2025 | 91163.1678 | 104424.6085 | 112672.1357 | 105785.0296 | 110656.5427 | 114699.5809 | 90459.7771 | 79400.232 | 84053.324 | 58937.7063
P95 | [6 empty] | 938113.5805 | 794699.1619 | 713534.8965 | 703966.8077 | 757072.5623 | 553732.2337 | 518711.1175 | 562580.2516 | 613190.7242 | 514822.6381 | 608175.9445 | 617951.91 | 566763.3053 | 588622.4788
VOMCOSTS - VOM Costs
MEAN | 298957.762 | 266792.7113 | 255388.118 | 255091.1123 | 283369.4947 | 269430.7501 | 60304.5436 | 47406.6594 | 42292.3205 | 45113.6719 | 48173.8538 | 40544.1007 | 39580.0063 | 39373.5299 | 37293.4255 | 38739.5563 | 36983.4271 | 33442.4883 | 31257.8252 | 29268.147
P5 | 206542.5986 | 152288.029 | 135158.4394 | 85810.0753 | 86151.0759 | 101329.2255 | 9044.1306 | 10599.837 | 6861.0865 | 13052.86 | 9181.842 | 11829.9613 | 11021.0085 | 9864.8502 | 11126.8238 | 9873.8834 | 8664.0259 | 5292.7221 | 8393.1732 | 3391.6252
P95 | 380156.6856 | 358830.8529 | 355740.7105 | 445567.6898 | 485097.6041 | 447083.5678 | 165037.6754 | 122411.7803 | 119388.9922 | 116985.5528 | 128181.5175 | 96649.3705 | 82727.511 | 88955.1533 | 104056.1082 | 84862.9863 | 100291.3743 | 90681.5873 | 76258.662 | 89099.2297
Simple HR 2018 Colstrip 4 must run
CAPACITYFACTOR - Net Generation Capacity Factor
MEAN | 1 | 1 | 1 | 1 | 1 | 1 | 1 | 1 | 1 | 1 | 1 | 1 | 1 | 1 | 1 | 1 | 1 | 1 | 1 | 1
P5 | 1 | 1 | 1 | 1 | 1 | 1 | 1 | 1 | 1 | 1 | 1 | 1 | 1 | 1 | 1 | 1 | 1 | 1 | 1 | 1
P95 | 1 | 1 | 1 | 1 | 1 | 1 | 1 | 1 | 1 | 1 | 1 | 1 | 1 | 1 | 1 | 1 | 1 | 1 | 1 | 1
FUELCONSUMED - Fuel Consumed
MEAN | 1276312.95 | 1454213.25 | 1445177.7 | 1229211.45 | 1456019.55 | 1458793.8 | 1278678.15 | 1454974.65 | 1442970.45 | 1253256.3 | 1453500.45 | 1446591.15 | 1269723.6 | 1443841.2 | 1446024.15 | 1243665.9 | 1451649.6 | 1458384.75 | 1265649.3 | 1455339.15
P5 | 1200420 | 1377607.5 | 1362622.5 | 1138657.5 | 1370520 | 1382670 | 1210747.5 | 1370520 | 1364850 | 1160122.5 | 1362825 | 1348447.5 | 1185840 | 1349460 | 1358370 | 1162350 | 1359787.5 | 1375177.5 | 1196167.5 | 1356547.5
P95 | 1342777.5 | 1530900 | 1526242.5 | 1299442.5 | 1535962.5 | 1531912.5 | 1339335 | 1529077.5 | 1517737.5 | 1318882.5 | 1531305 | 1529887.5 | 1337107.5 | 1526647.5 | 1522800 | 1322932.5 | 1508827.5 | 1542645 | 1331640 | 1520977.5
FUELCOST - Fuel Cost
MEAN | 1225260.432 | 1366960.455 | 1430725.923 | 1425885.282 | 1601621.505 | 1633849.056 | 1457693.091 | 1702320.3405 | 1717134.8355 | 1516440.123 | 1802340.558 | 1822704.849 | 1637943.444 | 1891431.972 | 1937672.361 | 1703822.283 | 2032309.44 | 2070906.345 | 1835191.485 | 2153901.942
P5 | 1152403.2 | 1294951.05 | 1348996.275 | 1320842.7 | 1507572 | 1548590.4 | 1380252.15 | 1603508.4 | 1624171.5 | 1403748.225 | 1689903 | 1699043.85 | 1529733.6 | 1767792.6 | 1820215.8 | 1592419.5 | 1903702.5 | 1952752.05 | 1734442.875 | 2007690.3
P95 | 1289066.4 | 1439046 | 1510980.075 | 1507353.3 | 1689558.75 | 1715742 | 1526841.9 | 1789020.675 | 1806107.625 | 1595847.825 | 1898818.2 | 1927658.25 | 1724868.675 | 1999908.225 | 2040552 | 1812417.525 | 2112358.5 | 2190555.9 | 1930878 | 2251046.7
NETPOS - Net Position (MWh)
MEAN | 94541.7 | 107719.5 | 107050.2 | 91052.7 | 107853.3 | 108058.8 | 94716.9 | 107775.9 | 106886.7 | 92833.8 | 107666.7 | 107154.9 | 94053.6 | 106951.2 | 107112.9 | 92123.4 | 107529.6 | 108028.5 | 93751.8 | 107802.9
P5 | 88920 | 102045 | 100935 | 84345 | 101520 | 102420 | 89685 | 101520 | 101100 | 85935 | 100950 | 99885 | 87840 | 99960 | 100620 | 86100 | 100725 | 101865 | 88605 | 100485
P95 | 99465 | 113400 | 113055 | 96255 | 113775 | 113475 | 99210 | 113265 | 112425 | 97695 | 113430 | 113325 | 99045 | 113085 | 112800 | 97995 | 111765 | 114270 | 98640 | 112665
NETREVENUE - Net Revenue $
MEAN | -1329632.5216 | -1318781.4634 | -1346492.8592 | -1322356.8288 | -1691630.2452 | -1828505.0695 | -479698.4097 | -784496.6175 | -873118.5691 | -609155.0649 | -854771.2233 | -823838.0026 | -609341.8476 | -788022.3181 | -789704.6437 | -507527.3118 | -756721.3532 | -730287.2662 | -478522.2177 | -669582.9646
P5 | -1636083.0385 | -1867527.5141 | -1881157.743 | -1874110.3904 | -2270428.573 | -2319979.445 | -1004710.128 | -1392940.0506 | -1450959.1137 | -1189167.1059 | -1488562.2803 | -1550422.9234 | -1203691.5156 | -1402431.4382 | -1526758.2818 | -1155482.0144 | -1413167.2652 | -1475722.1575 | -1296355.3991 | -1522721.6327
P95 | -1009688.9482 | -716800.0734 | -679402.4804 | -754315.7655 | -1052473.9351 | -1272379.9802 | 121236.7962 | -5263.836 | -220934.8019 | 47391.1125 | -203244.4472 | -155136.9363 | -66504.7162 | -122663.1777 | 35224.3853 | 137091.6931 | 1541.4079 | -149501.8574 | 199289.2962 | 229535.0214
STARTS - Number Starts
MEAN | 3.1 | 2.4 | 2.39 | 3.02 | 2.36 | 2.16 | 2.68 | 2.19 | 2.61 | 2.92 | 2.39 | 2.38 | 3.07 | 2.48 | 2.26 | 2.73 | 2.35 | 2.07 | 3.08 | 2.09
P5 | 1 | 0 | 0 | 1 | 0 | 0 | 1 | 0 | 0 | 1 | 0 | 0 | 1 | 0 | 0 | 1 | 0 | 0 | 1 | 0
P95 | 6 | 5 | 4.5 | 6 | 5 | 4 | 5 | 5 | 5.5 | 5 | 5 | 5 | 5 | 5 | 5 | 5.5 | 5 | 4 | 6 | 5
VOMCOSTS - VOM Costs
MEAN | 318605.529 | 369477.885 | 374675.7 | 325058.139 | 392586.012 | 401978.736 | 358977.051 | 417092.733 | 421133.598 | 373191.876 | 441433.47 | 448979.031 | 401608.872 | 465237.72 | 475581.276 | 417319.002 | 496786.752 | 508814.235 | 450946.158 | 528234.21
P5 | 299660.4 | 350014.35 | 353272.5 | 301111.65 | 369532.8 | 381002.4 | 339906.15 | 392882.4 | 398334 | 345458.7 | 413895 | 418518.15 | 375076.8 | 434826 | 446752.8 | 390033 | 465349.5 | 479784.15 | 426190.05 | 492376.5
P95 | 335197.05 | 388962 | 395692.5 | 343630.35 | 414141 | 422127 | 376005.9 | 438335.55 | 442954.5 | 392733.9 | 465063 | 474831.75 | 422922.15 | 491919.75 | 500832 | 443917.35 | 516354.3 | 538211.7 | 474458.4 | 552058.5
Simple HR 2018 David Gates Generating Station updated HRs
CAPACITYFACTOR - Net Generation Capacity Factor
MEAN | 0.067107 | 0.083125 | 0.077219 | 0.033237 | 0.029095 | 0.021089 | 0.022226 | 0.019664 | 0.011321 | 0.017564 | 0.017282 | 0.012789 | 0.015925 | 0.015557 | 0.012282 | 0.016261 | 0.011245 | 0.008989 | 0.009237 | 0.007988
P5 | 0.047395 | 0.045475 | 0.040949 | 0.01927 | 0.01697 | 0.011341 | 0.011839 | 0.012307 | 0.004522 | 0.009892 | 0.009648 | 0.005411 | 0.008428 | 0.009224 | 0.006332 | 0.008644 | 0.004018 | 0.002971 | 0.003196 | 0.002051
P95 | 0.088947 | 0.11699 | 0.11849 | 0.048259 | 0.042591 | 0.031058 | 0.037 | 0.032166 | 0.02116 | 0.027617 | 0.031222 | 0.021149 | 0.024687 | 0.02515 | 0.022729 | 0.023958 | 0.018418 | 0.017241 | 0.018018 | 0.015118
CO2EMISSIONS - CO2 Emissions
MEAN | 43483.593 | 52403.5434 | 48038.802 | 26723.2706 | 23500.9697 | 17087.7295 | 12385.1201 | 11599.2726 | 5318.4591 | 9443.13 | 9036.3965 | 5706.9137 | 8269.234 | 8166.8429 | 5475.2387 | 8720.8555 | 4690.5025 | 3527.1641 | 3864.6106 | 3446.4201
P5 | 33160.0358 | 34164.4003 | 30042.487 | 15575.4605 | 13650.3275 | 9182.718 | 7762.6338 | 8259.3939 | 2293.5965 | 5957.2664 | 5493.8807 | 2770.2146 | 4952.9387 | 5148.8015 | 2932.5555 | 5509.9208 | 1528.7542 | 1101.0322 | 1216.957 | 835.1946
P95 | 55045.8005 | 68823.219 | 67073.7449 | 38793.1585 | 34338.3105 | 25212.4135 | 18235.7598 | 16697.7917 | 9795.9323 | 14276.2793 | 14747.8803 | 9163.7682 | 11897.2098 | 12425.6386 | 9114.4148 | 12277.9653 | 7876.1632 | 6728.7664 | 7949.5999 | 6893.7344
FUELCONSUMED - Fuel Consumed
MEAN | 736970.5608 | 888155.5773 | 814184.313 | 452836.3726 | 398260.8517 | 289596.0803 | 209920.3024 | 196598.4631 | 90143.6921 | 160054.8411 | 153159.9534 | 96726.9307 | 140158.1362 | 138420.5058 | 92799.3401 | 147811.2901 | 79501.6932 | 59783.2477 | 65504.5415 | 58414.1723
P5 | 561977.7196 | 579010.1312 | 509173.6937 | 263968.7585 | 231342.1075 | 155626.254 | 131568.3002 | 139985.7473 | 38869.502 | 100968.8332 | 93116.6225 | 46952.7895 | 83948.1135 | 87267.4368 | 49704.33 | 93388.4875 | 25903.376 | 18661.5625 | 20629.4322 | 14159.1975
P95 | 932882.8142 | 1166483.5013 | 1136806.9967 | 657224.3162 | 581814.5236 | 427285.3173 | 309079.5666 | 283013.3747 | 166030.2836 | 241970.6026 | 249957.8923 | 155310.9416 | 201639.8411 | 210604.2142 | 154473.1295 | 208105.3318 | 133521.56 | 114058.172 | 134739.398 | 116839.6643
FUELCOST - Fuel Cost
MEAN | 1032265.017 | 1248022.4213 | 1207913.459 | 691668.713 | 647610.4701 | 508914.0084 | 366345.2091 | 342412.9842 | 181952.6196 | 310807.1384 | 305273.5763 | 207880.939 | 285052.943 | 289937.5162 | 212160.8109 | 315537.1852 | 192277.2318 | 154739.2697 | 168377.8603 | 156953.427
P5 | 625549.6271 | 573100.4687 | 522572.6163 | 264917.4227 | 240308.1772 | 196234.4866 | 163951.6765 | 186926.8487 | 54785.3354 | 145531.9879 | 130529.6902 | 73591.0297 | 130383.7896 | 138738.709 | 86015.5899 | 156706.7158 | 49661.2186 | 37385.9993 | 44337.318 | 31883.7853
P95 | 1573894.3684 | 2062550.2069 | 2191265.4099 | 1298610.1775 | 1216526.3233 | 974809.9943 | 680912.2087 | 657097.6567 | 398774.8759 | 543881.6652 | 586173.1705 | 391334.5967 | 501552.1258 | 535873.6511 | 425871.6296 | 504928.9733 | 395328.4739 | 371452.5504 | 384010.3535 | 384476.9148
NETPOS - Net Position (MWh)
MEAN | 37596.7992 | 46622.2681 | 43034.8309 | 18547.9325 | 16293.1636 | 11842.233 | 12440.702 | 11007.8769 | 6304.9007 | 9896.8782 | 9679.541 | 7157.1477 | 8911.8056 | 8694.063 | 6852.0221 | 9106.5044 | 6298.6157 | 5042.5846 | 5173.1446 | 4450.6947
P5 | 26598.1069 | 25623.7464 | 22817.0964 | 10799.5 | 9458.75 | 6363 | 6652.08 | 6875.25 | 2518.75 | 5566.75 | 5376.25 | 3029.25 | 4723.75 | 5135.4149 | 3532.25 | 4846 | 2247.25 | 1662.5 | 1787.0836 | 1148.1526
P95 | 49854.9558 | 65849.0861 | 65963.7897 | 26957.0011 | 23825.7061 | 17473.8672 | 20723.3242 | 18069.153 | 11716.2482 | 15566.2092 | 17471.064 | 11846.2775 | 13796.9198 | 13995.1334 | 12643.8758 | 13380.3997 | 10308.1559 | 9687.4956 | 10134.4497 | 8399.4517
NETREVENUE - Net Revenue $
MEAN | -1099857.3204 | -1144583.5136 | -1031165.3431 | -757950.7237 | -719146.4236 | -517320.7912 | -338181.9077 | -388817.064 | -73107.048 | -259270.4286 | -228692.6155 | -42157.3292 | -215720.1617 | -232622.9964 | -49494.3492 | -283651.3725 | -4412.8278 | 28918.7514 | -10582.4039 | -30389.5719
P5 | -1379221.2545 | -1444843.8014 | -1350598.7981 | -1197449.8868 | -1139440.1069 | -847296.1718 | -485973.0388 | -523958.4892 | -184460.1538 | -414354.1011 | -387374.7267 | -146892.9672 | -358765.5908 | -385517.5758 | -148766.7891 | -446751.3105 | -148080.4372 | -47889.8163 | -166018.1845 | -148069.7611
P95 | -850131.9966 | -840375.8644 | -727176.7793 | -422464.8447 | -393538.1452 | -259833.2027 | -214766.2315 | -273113.5199 | 8821.0673 | -170409.6458 | -128595.4064 | 30362.2986 | -123659.4816 | -129643.3987 | 23696.5899 | -153899.9089 | 106882.3272 | 89526.674 | 84299.8046 | 65218.9318
STARTS - Number Starts
MEAN | 2226.37 | 2345.77 | 2196.19 | 1863.04 | 1699.77 | 1277.09 | 746.98 | 720.09 | 297.94 | 531.04 | 500.81 | 270.14 | 458.28 | 455.09 | 251.44 | 471.1 | 162.23 | 114.24 | 131.81 | 120.68
P5 | 2067.5 | 2130 | 2038 | 1365 | 1166 | 866.5 | 532 | 535.5 | 144 | 404.5 | 371.5 | 151 | 348.5 | 335.5 | 150 | 337.5 | 58.5 | 35.5 | 43.5 | 39
P95 | 2368.5 | 2505 | 2362.5 | 2347 | 2219.5 | 1694 | 989.5 | 956 | 490 | 751 | 676.5 | 422 | 590 | 629 | 386.5 | 593 | 275.5 | 212.5 | 255.5 | 240
TOTALEMISSIONCOSTS - Emission Costs
MEAN | [6 empty] | 244167.1523 | 239559.6566 | 113989.6993 | 210874.5158 | 209542.3719 | 139015.0726 | 208333.4103 | 213550.0794 | 149517.8163 | 248601.4586 | 138216.1682 | 106511.913 | 126603.3085 | 115096.9003
P5 | [6 empty] | 146729.7264 | 146352.3031 | 49327.869 | 119015.9513 | 122408.1406 | 63113.4113 | 123820.0539 | 123571.9266 | 82173.2194 | 157016.1178 | 50685.578 | 39625.2619 | 31567.4364 | 31156.1321
P95 | [6 empty] | 397587.7805 | 376944.2058 | 226593.2609 | 346612.6654 | 346214.6565 | 232203.2641 | 324639.72 | 332807.6627 | 281251.3846 | 369964.2504 | 234187.0696 | 195810.7808 | 278118.0816 | 218112.2055
VOMCOSTS - VOM Costs
MEAN | 341378.9371 | 431722.203 | 406248.8033 | 178616.5896 | 159998.867 | 118659.1747 | 127143.9741 | 114812.156 | 67021.0942 | 107381.1286 | 107055.7237 | 80804.1975 | 102574.8827 | 102068.2993 | 82087.225 | 111281.4836 | 78480.7519 | 64091.2506 | 67043.9535 | 58838.1838
P5 | 241510.8102 | 237275.8917 | 215393.3896 | 103999.185 | 92884.925 | 63757.26 | 67984.2574 | 71708.8575 | 26774.3125 | 60399.2375 | 59461.325 | 34200.2325 | 54370.3625 | 60289.7704 | 42316.355 | 59218.12 | 28000.735 | 21130.375 | 23160.6034 | 15178.5778
P95 | 452682.9986 | 609762.5372 | 622698.1749 | 259595.9205 | 233968.4338 | 175088.1495 | 211792.3731 | 188461.2661 | 124543.7187 | 168893.3697 | 193229.9677 | 133744.4725 | 158802.5465 | 164302.8662 | 151473.6319 | 163508.4849 | 128439.622 | 123128.0697 | 131342.4682 | 111040.7512
Simple HR 2018 YELP 2015 v2
CAPACITYFACTOR - Net Generation Capacity Factor
MEAN | 1 | 1 | 1 | 1 | 1 | 1 | 1 | 1 | 1 | 1
P5 | 1 | 1 | 1 | 1 | 1 | 1 | 1 | 1 | 1 | 1
P95 | 1 | 1 | 1 | 1 | 1 | 1 | 1 | 1 | 1 | 1
NETPOS - Net Position (MWh)
MEAN | 193828.96 | 194754.56 | 193468.08 | 192903.88 | 193879.4 | 194975.04 | 193937.12 | 194259 | 193346.4 | 195608.92
P5 | 188864 | 187928 | 187980 | 187590 | 188318 | 190268 | 188136 | 188084 | 188084 | 189904
P95 | 198146 | 199342 | 197392 | 197990 | 198328 | 198978 | 198848 | 198510 | 197340 | 199368
NETREVENUE - Net Revenue $
MEAN | -16175705.1701 | -16193382.38 | -16486365.7304 | -17014022.4688 | -17672233.3923 | -19015989.1603 | -17859942.6094 | -19150272.0073 | -18886760.3345 | -18992720.1532
P5 | -16867278.4877 | -17356467.8338 | -17510774.9206 | -18098177.6063 | -18612509.8251 | -19792463.8875 | -18942962.2421 | -20372434.5279 | -20037917.0609 | -20221027.2007
P95 | -15429792.8411 | -15096598.038 | -15397375.1546 | -15598163.0664 | -16459486.795 | -17906959.2523 | -16850662.6247 | -17761797.6839 | -17491752.4464 | -17679875.623
STARTS - Number Starts
MEAN | 1.59 | 1.45 | 1.47 | 1.71 | 1.69 | 1.61 | 1.76 | 1.74 | 1.55 | 1.45
P5 | 0 | 0 | 0 | 0 | 0 | 0 | 0 | 0 | 0 | 0
P95 | 4 | 4 | 3 | 4 | 4 | 4 | 4 | 5 | 3.5 | 4
Generation Asset - Total
CAPACITYFACTOR - Net Generation Capacity Factor
MEAN | 0.40779 | 0.39926 | 0.39041 | 0.401 | 0.35972 | 0.30534 | 0.24652 | 0.22207 | 0.20123 | 0.19656 | 0.16777 | 0.16016 | 0.16159 | 0.15991 | 0.15507 | 0.15482 | 0.13953 | 0.13184 | 0.12822 | 0.11794
P5 | 0.37422 | 0.35352 | 0.34425 | 0.34575 | 0.29931 | 0.25201 | 0.20439 | 0.1883 | 0.17639 | 0.1731 | 0.14849 | 0.14091 | 0.14241 | 0.14189 | 0.13571 | 0.1383 | 0.12071 | 0.1153 | 0.10954 | 0.10002
P95 | 0.43907 | 0.43731 | 0.43135 | 0.45556 | 0.42325 | 0.35988 | 0.28934 | 0.26132 | 0.23209 | 0.22286 | 0.19708 | 0.17815 | 0.18052 | 0.17848 | 0.17694 | 0.17007 | 0.15446 | 0.14762 | 0.14681 | 0.13543
CO2EMISSIONS - CO2 Emissions
MEAN | 254821.9541 | 236446.8284 | 221932.3055 | 356243.3567 | 427692.6994 | 457250.6636 | 375881.1101 | 332886.8812 | 275374.2272 | 279476.6561 | 295313.5008 | 285861.2673 | 297105.2241 | 291470.3497 | 276828.5392 | 286069.3178 | 245124.8875 | 223367.5675 | 221278.5337 | 196043.4108
P5 | 185570.131 | 142589.7411 | 124258.1991 | 218499.5145 | 260342.0732 | 286685.7 | 262190.1615 | 242878.8431 | 207144.7214 | 213635.7946 | 238597.5128 | 232016.8654 | 243257.6074 | 242636.9469 | 224775.1482 | 237688.4545 | 192639.1565 | 181651.9722 | 169950.528 | 144127.154
P95 | 318939.0614 | 310002.6547 | 305904.017 | 495485.0255 | 603430.6495 | 632551.935 | 516037.8173 | 438001.8289 | 378268.067 | 348637.7283 | 383921.7391 | 335153.2851 | 353129.9619 | 343197.5822 | 340445.1013 | 329762.2226 | 293056.4965 | 268521.3085 | 276481.8891 | 246501.1717
FUELCONSUMED - Fuel Consumed
MEAN | 5387150.2109 | 5289678.3209 | 5284527.4931 | 7256466.6421 | 8384451.7115 | 9166985.0479 | 8621274.2007 | 7976030.7445 | 7233057.1251 | 7107962.5938 | 7351338.0072 | 7410909.0584 | 7446792.9671 | 7346408.944 | 7293073.9516 | 7248979.1022 | 6591737.947 | 6458254.8737 | 6246035.1688 | 5839127.2731
P5 | 4732891.5628 | 4332001.5649 | 4316585.5206 | 5760793.1772 | 6494450.2265 | 7166401.0941 | 6986303.8782 | 6672388.7229 | 6235110.374 | 6164194.0574 | 6604025.5854 | 6644886.7744 | 6622765.5395 | 6564646.0271 | 6512395.0748 | 6584207.955 | 5823013.2468 | 5769950.4917 | 5457395.0964 | 5058055.3198
P95 | 6042594.2896 | 6110348.5206 | 6194084.6178 | 8732437.2308 | 10477946.9787 | 11215967.3069 | 10337464.6153 | 9573243.8594 | 8549127.7033 | 8153977.7901 | 8502450.2609 | 8174192.709 | 8222913.5685 | 8137758.0595 | 8214961.0535 | 7888529.0032 | 7225925.9862 | 7089022.2911 | 7034461.0669 | 6512691.465
FUELCOST - Fuel Cost
MEAN | 5499126.2147 | 5386453.7533 | 5637960.1382 | 9380229.9431 | 11262089.0832 | 13022539.6442 | 13538068.6778 | 12766712.2548 | 11696788.1132 | 11787271.03 | 12592024.9386 | 12841851.5592 | 13335636.9611 | 13408667.8201 | 13454498.9178 | 13800839.2234 | 12547812.1787 | 12480050.1223 | 12526338.8326 | 11881669.5511
P5 | 4619951.6597 | 4102320.1842 | 4276006.2569 | 6372916.3757 | 7180304.3995 | 8387358.4414 | 8458400.1967 | 8726248.2259 | 8261021.2769 | 8187361.4512 | 9301370.1667 | 9410474.2722 | 9815647.2066 | 10247073.3865 | 10250268.4933 | 9985663.1782 | 9257042.9116 | 9535269.4893 | 9341808.5886 | 8727904.5188
P95 | 6451919.0782 | 6686373.2759 | 7172777.9508 | 12995418.5306 | 16288415.6792 | 19037696.4244 | 20073356.4953 | 19355773.1518 | 17159341.6944 | 16147091.4151 | 17793548.5974 | 16103841.8961 | 16721752.8807 | 16979658.5237 | 18077793.7036 | 17255166.9685 | 16028934.2759 | 16296559.9356 | 16578040.3652 | 15738872.6326
NETPOS - Net Position (MWh)
MEAN | 745626.7329 | 732032.3845 | 729705.4653 | 986070.8766 | 1124428.7166 | 1155444.6819 | 1073371.0885 | 1000725.991 | 912985.8759 | 903211.5834 | 736763.9324 | 741110.1089 | 754479.4883 | 743119.223 | 732221.2979 | 731382.1695 | 657093.2625 | 633262.0366 | 616816.5509 | 568327.9959
P5 | 683117.6355 | 649534.0634 | 643930.2337 | 844730.4687 | 937759.5441 | 950753.2 | 890000.5494 | 849047.8359 | 798184.4668 | 794967.8864 | 652776.027 | 652813.5875 | 668011.5789 | 656363.147 | 640415.7712 | 654463.4631 | 569290.2624 | 554155.5735 | 526538.8919 | 482399.9675
P95 | 803412.4601 | 804320.1696 | 808441.1406 | 1118994.836 | 1330329.3741 | 1365897.4096 | 1261612.4914 | 1183701.1566 | 1056334.6474 | 1024547.0967 | 863264.0275 | 824780.2166 | 843571.9051 | 830198.199 | 837257.5531 | 803899.2521 | 729353.2029 | 708643.9373 | 704796.7044 | 650901.5996
NETREVENUE - Net Revenue $
MEAN | -30997800.4549 | -30128243.8445 | -30915128.5631 | -31462264.3828 | -31794399.797 | -27382063.5919 | -15754211.5726 | -17785996.2103 | -18486838.3923 | -17979799.2688 | 1085544.3817 | 1123561.9934 | 1464445.3986 | 1534354.2219 | 1441373.8408 | 1833280.9764 | 2125982.2885 | 1516392.6105 | 1874001.3254 | 1547981.918
P5 | -32620567.8374 | -33192947.3413 | -34070196.0188 | -35006194.6544 | -36143971.3257 | -31375319.4008 | -19876194.8989 | -21861281.4552 | -21739511.4572 | -22201276.7989 | -1542110.9769 | -1763615.1931 | -1174452.215 | -1031439.0999 | -1489303.4703 | -1195808.9577 | -783809.6601 | -954696.7122 | -1189771.2382 | -1479009.6721
P95 | -28759044.045 | -26464133.0895 | -26826517.1355 | -26776357.0972 | -25656764.5818 | -21669647.7679 | -10518984.848 | -12181513.5928 | -13565234.2496 | -13019016.9038 | 4724675.8451 | 3983535.2889 | 4468755.1895 | 4420293.1338 | 5380995.5381 | 4720314.1302 | 4972255.9028 | 4413763.7127 | 5342776.4918 | 4328923.0289
STARTS - Number Starts
MEAN | 2272.51 | 2394.11 | 2263.26 | 3538.09 | 5100.65 | 6077.3 | 7925.14 | 7837.63 | 6980.61 | 7186.75 | 7381.68 | 7256.95 | 7750.75 | 7647.93 | 7286.04 | 7434.53 | 7042.56 | 6597.63 | 6840.41 | 6235.37
P5 | 2086.5 | 2255 | 2134.5 | 3071.5 | 4442.5 | 5185 | 7117.5 | 6912.5 | 6252.5 | 6376 | 6515 | 6328.5 | 6620.5 | 6533.5 | 6177 | 6486.5 | 5720.5 | 5517.5 | 5667.5 | 4934
P95 | 2433.5 | 2544.5 | 2418 | 4070.5 | 5796 | 7007.5 | 8749.5 | 8764.5 | 7970 | 8120 | 8312.5 | 8251.5 | 8660.5 | 8506.5 | 8238.5 | 8272 | 7916 | 7556 | 8011 | 7235
TOTALEMISSIONCOSTS - Emission Costs
MEAN | [6 empty] | 7518309.6905 | 6971980.9629 | 6004310.4754 | 6347687.0328 | 6941582.4833 | 7050627.214 | 7610256.188 | 7775279.0118 | 7709064.9216 | 8292782.1417 | 7399672.447 | 7018044.0861 | 7267944.7398 | 6700318.1982
P5 | [6 empty] | 4398395.4923 | 4147176.1154 | 3408170.6243 | 3543542.0811 | 4111534.1832 | 4188859.0977 | 4508380.0489 | 4765003.0388 | 4369048.7773 | 5386013.848 | 4493576.7766 | 4423126.5283 | 3785429.8056 | 3522263.7327
P95 | [6 empty] | 10836919.372 | 10371333.8638 | 8849111.3339 | 9886413.1401 | 10094825.2042 | 9750288.6436 | 10715622.4721 | 11436309.1864 | 11595714.8696 | 12228210.4802 | 10528769.6606 | 10036878.8628 | 10493351.0876 | 9710061.4092
VOMCOSTS - VOM Costs
MEAN | 1637153.851 | 1667728.492 | 1679564.9128 | 1681120.4194 | 1757929.6372 | 1828863.0694 | 1523752.9644 | 1444534.3141 | 1378194.0223 | 1393945.57 | 1445027.4793 | 1479056.9595 | 1489505.0183 | 1499138.2071 | 1539677.1645 | 1546884.1239 | 1482554.3576 | 1520150.1576 | 1475959.5506 | 1442692.1956
P5 | 1385456.7388 | 1273727.0597 | 1262845.9202 | 1248620.4282 | 1297917.5842 | 1381113.5197 | 1225970.042 | 1224374.3559 | 1182873.0171 | 1203576.4539 | 1269745.2197 | 1290727.0154 | 1310313.2183 | 1337711.7181 | 1383654.2156 | 1377746.1741 | 1298959.4712 | 1376798.4942 | 1300837.1432 | 1288676.3691
P95 | 1882549.8315 | 1997166.3904 | 2089259.9208 | 2104600.4886 | 2278239.9469 | 2302891.4868 | 1928356.4094 | 1758118.6265 | 1716484.7649 | 1634494.7866 | 1746704.83 | 1690508.7474 | 1675525.1377 | 1719386.4794 | 1785424.7473 | 1700407.6089 | 1698103.0057 | 1704236.7475 | 1688520.9833 | 1664726.1802
Hydro
IRP Black Eagle 2018
NETPOS - Net Position (MWh)
MEAN | 57040.7834 | 57192.4599 | 56760.1129 | 56782.3464 | 56982.4346 | 57116.281 | 57023.0601 | 57065.2962 | 56735.0128 | 57267.0927 | 56960.2578 | 57016.9848 | 57060.623 | 56859.6721 | 56774.4643 | 56991.3847 | 56998.5095 | 57163.6258 | 57086.7874 | 56717.7712
P5 | 52743.5277 | 53033.8711 | 52177.989 | 52528.0242 | 53026.4635 | 52320.3188 | 52932.7189 | 53370.7813 | 51775.8709 | 52948.2509 | 52532.2801 | 52942.395 | 52306.8955 | 52585.5857 | 53136.7755 | 52315.4126 | 52585.6073 | 53302.1897 | 51436.5992 | 53017.1151
P95 | 61097.7235 | 60843.7916 | 60980.4071 | 60291.521 | 60726.0926 | 61142.0114 | 61289.2754 | 60864.5249 | 60279.0432 | 61051.9001 | 60921.5498 | 60413.4034 | 60708.9999 | 60687.1849 | 61440.2634 | 61624.6362 | 60930.7599 | 60839.1028 | 61836.9125 | 60773.0473
NETREVENUE - Net Revenue $
MEAN | 531871.5142 | 685338.9381 | 697437.5715 | 656717.3609 | 623178.9864 | 570452.3822 | 1196841.2086 | 1174290.6918 | 1140935.5876 | 1182941.6876 | 1204249.1173 | 1239757.0992 | 1271940.1734 | 1305602.8892 | 1335112.6487 | 1381582.8354 | 1419074.3803 | 1461565.1053 | 1503464.0455 | 1530914.4564
P5 | 366586.2348 | 418469.0861 | 421218.1879 | 390919.6002 | 356550.0878 | 324894.456 | 867044.5921 | 883398.154 | 830463.7823 | 815998.2842 | 889799.4613 | 835554.0391 | 905115.1062 | 972057.6255 | 922427.8745 | 976049.0234 | 1058127.2914 | 1086687.8021 | 1011299.2694 | 1114691.7545
P95 | 740139.2469 | 977788.4009 | 1009396.9001 | 964744.5769 | 933132.2975 | 856147.1062 | 1509018.666 | 1611043.8007 | 1526424.1586 | 1557895.2077 | 1522405.0235 | 1615890.5785 | 1604989.9496 | 1638672.8124 | 1744802.5891 | 1807179.3432 | 1788684.567 | 1817251.181 | 1983369.0871 | 1950379.5531
IRP Black Eagle 2018 Upgrade U1
NETPOS - Net Position (MWh)
MEAN | 8.6686 | 8.6709 | 3716.6272 | 3691.3536 | 3716.7824 | 3730.6589 | 3728.9011 | 3724.7658 | 3706.5228 | 3740.724 | 3711.4652 | 3718.3851 | 3729.2503 | 3718.9546 | 3701.1776 | 3720.7059 | 3724.2857 | 3734.6555 | 3720.7441 | 3710.9791
P5 | 7.8204 | 7.4405 | 3607.8529 | 3545.5208 | 3556.7167 | 3588.342 | 3589.4774 | 3561.7485 | 3588.9532 | 3584.7881 | 3573.4538 | 3599.1929 | 3597.3341 | 3586.2611 | 3604.447 | 3561.1637 | 3583.2403 | 3585.0604 | 3588.1667 | 3585.8916
P95 | 9.6973 | 9.6525 | 3801.2493 | 3797.7533 | 3807.9399 | 3812.9114 | 3809.0964 | 3813.8904 | 3790.3907 | 3829.5123 | 3814.705 | 3812.2744 | 3814.3945 | 3807.2778 | 3796.0492 | 3802.8564 | 3809.4778 | 3814.0137 | 3804.6498 | 3791.9492
NETREVENUE - Net Revenue $
MEAN | 73.8758 | 119.1907 | 47856.2182 | 44806.3919 | 42928.4147 | 39488.7829 | 80539.2784 | 78960.4957 | 76951.7057 | 79698.1674 | 81039.7213 | 83364.6593 | 85771.2031 | 87937.9306 | 89657.9563 | 92815.6842 | 95349.9527 | 98287.6417 | 100672.6843 | 103215.9048
P5 | 35.0999 | 56.627 | 29380.5763 | 26176.0155 | 24677.0875 | 22961.2646 | 59564.8219 | 59051.0983 | 56954.1532 | 56850.0546 | 60517.5168 | 58959.4908 | 62690.8108 | 66455.3458 | 63717.054 | 67027.9945 | 72158.0599 | 73109.8542 | 68929.4162 | 74737.1541
P95 | 114.7328 | 190.6039 | 70474.7706 | 65153.8811 | 64482.1821 | 59020.8628 | 104676.0141 | 104872.8354 | 101321.5491 | 104481.0122 | 102807.5236 | 106651.6649 | 106882.2557 | 111834.1605 | 116008.2781 | 117930.937 | 121538.4818 | 117849.3529 | 127521.4103 | 134226.4009
IRP Cochrane 2018
NETPOS - Net Position (MWh)
MEAN | 118246.8074 | 118373.6086 | 117567.077 | 117683.4156 | 118058.407 | 118234.9692 | 118011.1549 | 118349.0739 | 117587.4051 | 118655.8522 | 117995.4063 | 118243.531 | 118187.4123 | 117516.5142 | 117755.2788 | 118072.0517 | 118200.9502 | 118398.9899 | 118166.4873 | 117651.2372
P5 | 109795.9571 | 110965.7037 | 109247.0428 | 110860.725 | 110326.8799 | 109979.7147 | 110665.0989 | 111125.4716 | 110193.4813 | 109856.4957 | 110701.1659 | 108981.6718 | 110948.2469 | 109447.1618 | 110519.0703 | 110400.9469 | 110191.0034 | 111616.9868 | 109852.3624 | 110613.6043
P95 | 126404.8449 | 125344.1551 | 124742.2318 | 123677.6958 | 124484.8796 | 124781.9144 | 127183.7773 | 125210.1485 | 124032.7683 | 126116.855 | 126056.826 | 125706.781 | 125632.1886 | 124006.2044 | 126168.8918 | 125805.7018 | 125943.7194 | 126109.3515 | 126636.4256 | 125446.9408
NETREVENUE - Net Revenue $
MEAN | 1060914.102 | 1375628.723 | 1401082.4393 | 1311931.9582 | 1246804.0146 | 1136102.872 | 2428838.2512 | 2387840.77 | 2315866.9946 | 2401762.4987 | 2447439.153 | 2522072.3317 | 2582905.4697 | 2647309.4161 | 2714955.4672 | 2809545.1005 | 2889012.4536 | 2970926.5161 | 3050857.4214 | 3114190.1643
P5 | 729838.275 | 830931.3225 | 863268.646 | 754015.1369 | 712736.3413 | 641696.5301 | 1761769.9615 | 1754624.1223 | 1661066.5434 | 1650332.5786 | 1831665.8107 | 1705209.483 | 1893038.9768 | 1962866.8282 | 1895331.1456 | 1970017.3815 | 2172919.0623 | 2207244.5656 | 2072134.6027 | 2219712.3432
P95 | 1465062.6685 | 1993445.8151 | 2046538.5396 | 1938988.6311 | 1867383.8386 | 1748937.5838 | 3086401.2764 | 3230641.187 | 3074262.9435 | 3145146.8974 | 3119345.5777 | 3287788.8213 | 3252042.8207 | 3330820.6838 | 3591889.3516 | 3716805.2644 | 3645793.735 | 3640901.4086 | 3984084.1816 | 4017620.5783
IRP Hauser 2018
NETPOS - Net Position (MWh)
MEAN | 54062.5544 | 54143.3134 | 53819.1128 | 53819.3905 | 54051.2456 | 54143.2362 | 54063.5633 | 54072.8402 | 53826.1912 | 54363.5446 | 54055.7341 | 54062.3152 | 54074.615 | 53899.3107 | 53827.1224 | 54055.5191 | 54069.2261 | 54166.3207 | 54069.1768 | 53811.8031
P5 | 49462.943 | 49222.2572 | 49168.0615 | 49304.3582 | 49594.7448 | 49631.0304 | 49379.696 | 50078.664 | 48556.0938 | 50329.7841 | 49118.949 | 49592.4577 | 49946.0004 | 49129.4953 | 48164.2074 | 49020.1633 | 49707.7465 | 50012.428 | 48999.138 | 49711.6404
P95 | 58130.4023 | 57618.0005 | 57518.5458 | 57409.5596 | 57701.3758 | 57702.995 | 58010.6517 | 57713.2706 | 57113.5899 | 57612.5983 | 57793.1402 | 57579.0508 | 57863.8877 | 57999.2099 | 57921.8821 | 58093.0606 | 57920.5485 | 58121.3227 | 58055.2167 | 57461.5374
NETREVENUE - Net Revenue $
MEAN | 538185.357 | 681168.2494 | 694568.1762 | 653793.7908 | 624177.8705 | 574422.0218 | 1169548.9604 | 1145735.9326 | 1116516.5728 | 1158681.1412 | 1180230.8657 | 1212986.6073 | 1243674.6304 | 1275109.3769 | 1304093.2667 | 1349853.5787 | 1386255.9276 | 1424191.3374 | 1464824.4429 | 1496062.9522
P5 | 381580.7087 | 410332.0472 | 417015.9632 | 391885.8659 | 360207.9519 | 337762.3039 | 854728.0868 | 858696.9691 | 830582.03 | 804459.0493 | 859637.6025 | 815290.6959 | 893664.8193 | 954678.5013 | 909464.0261 | 958908.9841 | 1042973.2801 | 1059704.065 | 1003260.1914 | 1099571.2235
P95 | 742416.2294 | 971498.385 | 993135.7248 | 977589.3548 | 932587.983 | 858899.3295 | 1501821.0588 | 1571059.7534 | 1489511.4236 | 1534790.246 | 1503140.6248 | 1575684.8771 | 1580283.7018 | 1604696.1571 | 1715047.5507 | 1743988.2568 | 1764610.0984 | 1750748.5653 | 1933813.7755 | 1883565.0617
IRP Hauser 2018 Upgrade U2 & U5
NETPOS - Net Position (MWh)
MEAN | 20.1544 | 2787.731 | 4725.7656 | 5079.916 | 5085.3941 | 5096.3727 | 5099.3016 | 5099.5255 | 5070.0933 | 5101.565 | 5099.7732 | 5100.5207 | 5100.4789 | 5066.1122 | 5080.6538 | 5086.1254 | 5101.1503 | 5097.6133 | 5099.6434 | 5068.9043
P5 | 18.6482 | 2518.6309 | 4303.0422 | 4621.4937 | 4697.4412 | 4678.4928 | 4663.3297 | 4733.923 | 4583.5542 | 4724.7351 | 4643.1755 | 4671.2759 | 4703.1996 | 4610.9847 | 4566.111 | 4599.203 | 4677.2802 | 4689.8792 | 4610.9566 | 4640.2892
P95 | 21.9931 | 2962.9667 | 5055.5384 | 5435.0141 | 5464.3477 | 5451.7719 | 5488.6647 | 5455.77 | 5385.8176 | 5425.0257 | 5517.8848 | 5443.2318 | 5470.8765 | 5435.6868 | 5509.0066 | 5467.1031 | 5458.8955 | 5485.4082 | 5467.5344 | 5424.5967
NETREVENUE - Net Revenue $
MEAN | 174.5205 | 33365.3784 | 56312.7373 | 58041.8669 | 54892.048 | 50132.8859 | 106407.6055 | 104103.8014 | 101211.8315 | 104617.4299 | 107233.5047 | 110215.1873 | 113020.7022 | 115501.1873 | 118742.8697 | 122526.5247 | 126214.9501 | 129324.1388 | 133425.3012 | 136191.6968
P5 | 77.7313 | 20228.3973 | 35025.6372 | 33788.886 | 31688.9189 | 29106.5973 | 78265.6968 | 78892.1618 | 74905.4724 | 71468.787 | 76963.4276 | 74056.5312 | 81047.5481 | 86093.4086 | 81674.6362 | 86536.3064 | 95167.4583 | 95201.0807 | 90924.2571 | 99368.8672
P95 | 272.9728 | 46696.0564 | 81543.7577 | 87094.1894 | 82381.3991 | 76117.6624 | 135887.556 | 141297.8203 | 134358.3606 | 138877.799 | 137094.6047 | 141981.57 | 144350.9377 | 146697.9995 | 157704.0294 | 160204.0177 | 160305.3733 | 159752.785 | 176797.3229 | 173015.6986
IRP Holter 2018
NETPOS - Net Position (MWh)
MEAN | 124170.4351 | 124403.0616 | 123680.9426 | 123897.8368 | 124076.4426 | 124568.4087 | 124416.7498 | 123994.0691 | 123752.3921 | 124886.4609 | 124372.5565 | 124195.1108 | 124050.1719 | 124005.476 | 123065.8963 | 124382.2926 | 123820.3266 | 124530.596 | 124503.3664 | 123759.9058
P5 | 64202.334 | 64788.1819 | 64151.8872 | 71298.3769 | 64668.4596 | 63336.8587 | 70825.4639 | 73970.2455 | 66179.4206 | 76048.023 | 72363.8014 | 63605.0419 | 66733.1716 | 66473.0551 | 70206.639 | 62897.9834 | 68477.2121 | 64204.6852 | 64097.9428 | 63921.3245
P95 | 177900.0467 | 175829.1348 | 170954.9722 | 176408.0486 | 180332.6241 | 183359.4875 | 182553.6627 | 183001.7745 | 178031.1206 | 179461.9377 | 180286.2356 | 175862.5871 | 189273.914 | 176205.7174 | 178746.8984 | 181697.3776 | 180884.3455 | 183744.2709 | 186993.6496 | 172595.9823
NETREVENUE - Net Revenue $
MEAN | 1176288.0999 | 1527152.5377 | 1544635.3771 | 1450476.0393 | 1382905.4725 | 1267748.0739 | 2630092.9566 | 2565619.7606 | 2500411.8764 | 2596874.1527 | 2669763.5084 | 2734072.6987 | 2798349.7348 | 2874759.6344 | 2932321.5794 | 3060937.681 | 3100348.2257 | 3204077.0645 | 3323654.8339 | 3348635.9044
P5 | 622061.5127 | 612483.6989 | 774843.5714 | 700460.2103 | 737755.3906 | 585083.2449 | 1421656.9359 | 1484921.7397 | 1305958.6777 | 1437008.0507 | 1418364.1457 | 1432729.1992 | 1534322.4573 | 1441652.0245 | 1549738.0114 | 1524739.3039 | 1730479.2422 | 1769476.4683 | 1532542.9464 | 1810743.1586
P95 | 2001259.8854 | 2648597.8829 | 2450363.4131 | 2464831.6398 | 2420937.4894 | 2240746.2465 | 3983454.8336 | 4310941.02 | 4012584.5461 | 3883744.6931 | 3892612.6944 | 4372824.2301 | 4618897.2506 | 4212062.8588 | 4901000.5238 | 4752947.8137 | 4923529.3031 | 5056770.6166 | 5592815.0428 | 4969170.3544
IRP Madison 2018
NETPOS - Net Position (MWh)
MEAN | 26766.2004 | 26831.6528 | 26652.7861 | 26651.4869 | 26752.5961 | 26818.2114 | 26766.1772 | 26771.8094 | 26649.2326 | 26926.7321 | 26744.7419 | 26762.4146 | 26770.0315 | 26704.0311 | 26656.7498 | 26755.1429 | 26753.0963 | 26835.7939 | 26773.2333 | 26648.0763
P5 | 25879.5208 | 25925.982 | 25732.2316 | 25960.5078 | 25988.3936 | 25929.1759 | 25973.9205 | 26085.4665 | 25666.6233 | 26118.0486 | 25775.5952 | 25875.0298 | 25937.8068 | 25984.233 | 25806.308 | 25848.8307 | 25924.51 | 26041.269 | 25732.4231 | 25893.4443
P95 | 27675.1664 | 27541.0664 | 27478.3803 | 27366.991 | 27517.5966 | 27546.1186 | 27671.2184 | 27451.1627 | 27325.8713 | 27699.5963 | 27506.4969 | 27480.7738 | 27479.9827 | 27478.5606 | 27590.5509 | 27633.9415 | 27553.0217 | 27640.3617 | 27531.4786 | 27411.1403
NETREVENUE - Net Revenue $
MEAN | 266210.9949 | 338049.1625 | 343897.6778 | 323715.261 | 308970.7532 | 284676.6844 | 578872.3312 | 567960.1263 | 553021.8193 | 573894.6688 | 583959.6845 | 600239.5281 | 615608.2999 | 632065.1989 | 645948.9389 | 667855.9451 | 685976.7586 | 706335.7023 | 724926.9718 | 741151.8239
P5 | 188583.0135 | 212016.6104 | 212080.0991 | 187704.7568 | 175552.4703 | 166214.608 | 433597.1158 | 420777.7717 | 407354.5726 | 405474.279 | 437252.2451 | 418488.4506 | 449545.369 | 471082.349 | 454862.8397 | 474392.3558 | 520369.8319 | 534848.0299 | 500143.3399 | 536304.4989
P95 | 361776.5193 | 480737.1513 | 502530.8636 | 474844.2159 | 460058.5178 | 430023.5366 | 742895.9091 | 770840.3508 | 726131.1976 | 756782.5315 | 745456.0425 | 766604.4005 | 765559.4289 | 788464.0832 | 842932.4327 | 858108.6998 | 872509.1544 | 851218.8243 | 921859.1424 | 958055.3947
IRP Morony 2018
NETPOS - Net Position (MWh)
MEAN | 115586.1311 | 115833.5258 | 115119.758 | 115144.7227 | 115627.3204 | 115695.1296 | 115462.766 | 115626.5106 | 115061.704 | 116229.9878 | 115522.5683 | 115573.2623 | 115557.0039 | 115116.9234 | 115226.331 | 115623.6768 | 115577.1176 | 115875.8326 | 115553.6611 | 115093.1729
P5 | 108244.5007 | 108954.3715 | 107004.9218 | 109090.3232 | 107994.4382 | 107800.3686 | 108807.6892 | 110075.0893 | 107649.4698 | 107159.3891 | 108473.1107 | 108775.0396 | 108453.4003 | 107663.6375 | 107973.6038 | 108767.3751 | 108614.4629 | 109904.9713 | 107555.0101 | 107959.5351
P95 | 122726.9271 | 122209.7532 | 122156.2408 | 120739.3525 | 121986.4733 | 122687.8201 | 123958.3047 | 122101.1091 | 121121.1558 | 123792.6347 | 122386.4604 | 121791.6234 | 122167.1539 | 121469.5271 | 123327.1117 | 122265.1076 | 122713.3872 | 122411.7761 | 123124.1078 | 121929.9887
NETREVENUE - Net Revenue $
MEAN | 1086790.3939 | 1398306.5408 | 1423343.8449 | 1337722.5022 | 1274846.53 | 1166168.4412 | 2433202.4396 | 2389277.4102 | 2322913.1146 | 2410511.2568 | 2454628.2118 | 2524712.4498 | 2586003.9281 | 2654917.0043 | 2719929.933 | 2812487.721 | 2889704.4867 | 2973986.6064 | 3052911.8845 | 3114415.4194
P5 | 750771.4704 | 850764.7807 | 879236.1234 | 779520.9144 | 728926.1756 | 676677.8601 | 1791142.997 | 1768312.0259 | 1679847.9983 | 1651089.5031 | 1828999.441 | 1724003.6873 | 1887237.0999 | 1973230.4901 | 1882646.1101 | 1976144.0992 | 2181092.9264 | 2206742.5277 | 2079374.645 | 2232951.941
P95 | 1477653.0657 | 2001952.0183 | 2070392.2478 | 1961895.6238 | 1901428.664 | 1744117.6391 | 3069679.844 | 3265936.9895 | 3076882.0155 | 3159234.9534 | 3110929.7319 | 3264726.9989 | 3250524.2686 | 3315291.6465 | 3576935.206 | 3715235.4547 | 3672503.4941 | 3637934.5263 | 3946857.5033 | 3964701.965
IRP Mystic 2018
NETPOS - Net Position (MWh)
MEAN | 20999.5628 | 20969.9527 | 20835.1718 | 20900.1122 | 21001.1188 | 20968.7532 | 21019.9608 | 20995.4743 | 20824.7661 | 21120.3429 | 21012.3408 | 21030.5324 | 21069.8421 | 20803.0329 | 20911.6917 | 20962.6147 | 21024.762 | 21057.891 | 20951.6529 | 20827.5123
P5 | 20332.2705 | 20306.1408 | 20137.4133 | 20335.157 | 20479.2103 | 20391.3546 | 20369.7464 | 20484.7154 | 20215.8938 | 20425.4131 | 20456.6919 | 20368.4175 | 20459.2226 | 20224.9922 | 20253.0203 | 20345.1617 | 20404.6988 | 20564.2511 | 20309.0744 | 20152.3603
P95 | 21746.882 | 21684.4816 | 21551.2729 | 21521.4672 | 21558.7935 | 21581.8712 | 21655.2501 | 21535.6919 | 21389.7104 | 21858.9455 | 21601.1745 | 21684.5106 | 21568.3908 | 21336.3319 | 21574.4705 | 21466.1332 | 21590.0839 | 21602.1316 | 21634.0109 | 21587.3494
NETREVENUE - Net Revenue $
MEAN | 224821.0019 | 262734.1357 | 269671.8148 | 255555.3476 | 246665.8713 | 226746.2305 | 460632.86 | 450926.2141 | 439480.2982 | 458218.2562 | 467795.5071 | 479944.6121 | 492866.2801 | 502010.0774 | 514303.9887 | 533930.9638 | 548434.1014 | 562624.9687 | 574907.7351 | 588222.1303
P5 | 159763.102 | 167736.3425 | 173641.0695 | 150723.7489 | 149671.4116 | 137556.0661 | 347911.4616 | 343845.8661 | 324877.7174 | 331375.3935 | 356996.1733 | 338962.8737 | 357490.7248 | 379013.5469 | 370916.51 | 378705.3768 | 412182.4683 | 429355.4829 | 407359.5095 | 421999.9992
P95 | 300087.3426 | 377060.9139 | 397329.1747 | 362794.653 | 360435.7545 | 325610.9876 | 589700.223 | 589705.0839 | 574035.5437 | 597894.3606 | 583721.8508 | 597346.6695 | 616987.6889 | 636778.701 | 675056.2467 | 681936.0885 | 704916.1026 | 681877.8568 | 723836.588 | 760275.4108
IRP Rainbow 2018
NETPOS - Net Position (MWh)
MEAN | 156998.1972 | 157271.8304 | 156290.1623 | 156331.9808 | 156893.6116 | 157097.5417 | 156798.1899 | 157025.3841 | 156227.5787 | 157732.8861 | 156691.2778 | 156996.2734 | 157066.8329 | 156370.1103 | 156441.1019 | 156914.6405 | 156913.0102 | 157311.7815 | 157006.0027 | 156259.5593
P5 | 148687.3243 | 149862.6082 | 148231.6467 | 150031.2157 | 148258.7615 | 150458.6105 | 150342.9762 | 150760.64 | 148224.9959 | 149477.5681 | 149528.9842 | 149461.6366 | 149430.0873 | 148774.9817 | 148935.9749 | 149008.3331 | 149792.3821 | 151544.6755 | 147788.5947 | 149176.6465
P95 | 165253.4282 | 163881.5687 | 163044.4398 | 161924.322 | 163311.7943 | 164144.8183 | 163802.1448 | 162880.9273 | 162763.0948 | 165173.7256 | 163957.2702 | 164112.2043 | 163337.273 | 162869.6441 | 164400.4524 | 163750.3236 | 163984.9859 | 163562.9079 | 164774.0155 | 164101.581
NETREVENUE - Net Revenue $
MEAN | 1452517.3942 | 1875727.751 | 1908585.4582 | 1790000.6062 | 1702672.7395 | 1555502.206 | 3276510.4225 | 3219143.7627 | 3126855.7214 | 3243215.4516 | 3300417.0469 | 3398311.5786 | 3486023.1646 | 3575727.2563 | 3662350.7265 | 3785165.1678 | 3890020.5404 | 4006070.7237 | 4112068.4171 | 4200975.9405
P5 | 1005360.4376 | 1169866.8152 | 1154704.2729 | 1039315.6927 | 988678.9491 | 887561.5626 | 2417559.846 | 2394763.5371 | 2258253.0405 | 2238981.3179 | 2443623.7233 | 2348465.7074 | 2548317.6805 | 2660283.3595 | 2541997.4233 | 2648525.3952 | 2924138.9017 | 2986265.5829 | 2795855.2483 | 3010778.4662
P95 | 2006952.8782 | 2716599.9433 | 2778031.2616 | 2640132.5664 | 2539810.6413 | 2381664.0765 | 4190263.1039 | 4412231.2507 | 4167170.7191 | 4240977.7685 | 4178809.0345 | 4374083.3213 | 4383335.2998 | 4460976.1276 | 4805201.436 | 4945784.8632 | 4933356.532 | 4854594.0701 | 5307198.9565 | 5361525.6379
IRP Ryan 2018
NETPOS - Net Position (MWh)
MEAN | 187503.496 | 187957.0589 | 186808.2514 | 186795.3777 | 187582.711 | 187811.5667 | 187326.869 | 187634.1688 | 186722.7115 | 188486.2458 | 187409.3684 | 187590.0113 | 187648.1014 | 186952.2209 | 186931.2129 | 187521.8879 | 187531.0236 | 187969.1921 | 187629.4249 | 186712.8402
P5 | 181344.6409 | 181818.356 | 180316.0449 | 182173.3551 | 182146.523 | 181872.4063 | 182622.9795 | 183619.0581 | 180371.9848 | 182480.9318 | 182414.9579 | 182069.098 | 182020.2563 | 181596.2304 | 181369.984 | 181985.2132 | 182251.6887 | 183840.4852 | 180533.1438 | 181497.4568
P95 | 193251.9343 | 193252.6296 | 192596.56 | 191537.9016 | 192266.5835 | 193336.0002 | 193150.7156 | 192143.697 | 191736.378 | 193850.2795 | 192968.3577 | 192871.2971 | 192100.0988 | 192351.3443 | 193131.927 | 193087.1759 | 192570.5677 | 191947.6045 | 193483.5843 | 192571.8993
NETREVENUE - Net Revenue $
MEAN | 1789778.3713 | 2302019.7671 | 2339695.7257 | 2200812.0911 | 2096829.3773 | 1922619.1342 | 3980632.7403 | 3908419.8191 | 3799969.3631 | 3941486.184 | 4018036.7169 | 4131439.389 | 4235030.7793 | 4345154.6424 | 4448286.8913 | 4596231.0625 | 4724146.0808 | 4862077.3647 | 4989055.3684 | 5100714.554
P5 | 1254285.8475 | 1444491.5128 | 1429632.2153 | 1277157.7809 | 1200618.2195 | 1108934.3587 | 2984398.3165 | 2919540.6209 | 2770323.7199 | 2770279.8556 | 2985994.706 | 2904623.5144 | 3112711.4728 | 3244150.773 | 3084690.9615 | 3248703.2787 | 3548705.3025 | 3626060.6622 | 3445544.9261 | 3663955.5909
P95 | 2455857.1836 | 3291077.0395 | 3421913.6235 | 3238380.005 | 3127695.827 | 2922767.2876 | 5137297.8668 | 5315621.9749 | 5005454.1498 | 5165015.6637 | 5109559.0271 | 5262785.8847 | 5287485.915 | 5420620.6813 | 5857153.8882 | 5918596.6817 | 6031059.54 | 5825973.6271 | 6359652.321 | 6551603.0226
IRP Thompson 2018
NETPOS - Net Position (MWh)
MEAN | 219863.3899 | 220321.3745 | 218611.8112 | 219200.9667 | 220069.2219 | 220146.3253 | 219585.4596 | 219916.8894 | 218590.4121 | 221069.3756 | 219805.8998 | 219712.8616 | 219893.7392 | 218686.5596 | 219302.0496 | 220145.1602 | 219981.9577 | 220264.7713 | 219810.6247 | 218515.8287
P5 | 202314.2947 | 203967.1453 | 199073.9283 | 203644.1048 | 205610.7411 | 204535.9124 | 204111.1001 | 206144.2101 | 201741.194 | 205615.9416 | 203721.0131 | 205859.2166 | 205154.1673 | 203303.1986 | 203554.8836 | 202849.6185 | 204956.4755 | 207573.9366 | 199670.1466 | 204819.6862
P95 | 235459.5602 | 235442.2399 | 236152.591 | 231403.6919 | 235100.289 | 234453.4369 | 237597.0323 | 234356.9508 | 233102.5838 | 235363.095 | 234126.5285 | 232228.1771 | 233594.7093 | 234209.7143 | 238004.1464 | 234818.236 | 233484.527 | 234406.5378 | 237034.7427 | 234347.386
NETREVENUE - Net Revenue $
MEAN | 1941213.3703 | 2569360.7728 | 2612476.8997 | 2451081.352 | 2331466.8476 | 2118147.5791 | 4526792.1993 | 4441458.7445 | 4308721.4521 | 4480885.9679 | 4557273.6506 | 4687775.9349 | 4806961.1728 | 4927912.9257 | 5059821.1781 | 5235320.9802 | 5376559.0389 | 5527322.5183 | 5683666.7559 | 5779003.4996
P5 | 1308201.8638 | 1540310.6803 | 1580415.1764 | 1449164.2181 | 1333913.7877 | 1177101.5957 | 3287815.6452 | 3278604.8624 | 3151209.0122 | 3057267.7113 | 3345537.6527 | 3093739.4262 | 3384701.3217 | 3643679.0773 | 3438614.9535 | 3700742.3871 | 4041930.5083 | 4083371.6042 | 3870306.1807 | 4154549.586
P95 | 2718729.1703 | 3706842.3239 | 3818026.8329 | 3552355.8188 | 3538863.5586 | 3251669.953 | 5682559.2562 | 6013246.019 | 5764829.0916 | 5851344.7607 | 5790834.9745 | 6265935.2839 | 6075313.2017 | 6213484.5994 | 6708782.4549 | 6919048.2882 | 6784838.7088 | 6859171.4552 | 7554183.908 | 7314719.2506
Hydro - Total
NETPOS - Net Position (MWh)
MEAN | 1081266.3807 | 1086094.2406 | 1084587.5789 | 1085978.9059 | 1089897.2861 | 1091427.4547 | 1089302.1534 | 1090275.8074 | 1084754.0222 | 1095580.8098 | 1089381.39 | 1090002.2032 | 1090208.1025 | 1085698.9182 | 1085673.7302 | 1090231.2026 | 1089695.416 | 1092407.0636 | 1090370.805 | 1084777.5904
P5 | 973179.7046 | 982688.3012 | 980463.3536 | 992289.0639 | 995523.296 | 985322.3014 | 990772.5534 | 999916.4324 | 971136.4196 | 1002771.5804 | 984692.5318 | 993335.3158 | 987611.4761 | 989927.9927 | 987084.8969 | 978015.0779 | 1002421.207 | 998548.1154 | 965503.8924 | 982054.4698
P95 | 1186217.0965 | 1177442.0041 | 1175110.5705 | 1177098.0882 | 1181321.3805 | 1190677.694 | 1200792.8796 | 1189857.9388 | 1173126.0111 | 1188288.2216 | 1195542.774 | 1179986.9207 | 1188657.1299 | 1182101.6253 | 1187603.2543 | 1183347.7181 | 1192070.3397 | 1194949.4311 | 1202158.6831 | 1182776.427
NETREVENUE - Net Revenue $
MEAN | 10068838.996 | 13048971.1473 | 13339563.9406 | 12534654.5683 | 11936338.9257 | 10912207.2941 | 22868911.2536 | 22433737.5289 | 21802856.3371 | 22632786.8628 | 23072066.6882 | 23724892.0762 | 24318155.5384 | 24944007.5394 | 25545525.4445 | 26448253.2448 | 27131096.8968 | 27926789.6879 | 28714435.8622 | 29253694.4465
P5 | 7097978.4866 | 7736099.6052 | 7974250.2624 | 7335034.7359 | 6958633.8997 | 6384037.1641 | 16878275.8767 | 16499425.391 | 16069470.5083 | 15288467.3522 | 16857795.7711 | 15846488.9039 | 17381003.3959 | 18516888.6758 | 17812239.1983 | 18789440.7967 | 20365140.9428 | 20618740.9201 | 19752097.1962 | 21405750.067
P95 | 13924165.0371 | 19019136.3394 | 19260037.203 | 18494562.9428 | 18215548.5864 | 16750346.2321 | 28659215.9141 | 30056346.6379 | 29487659.6434 | 29955701.4873 | 29577978.4715 | 31006716.6771 | 31384727.3917 | 31391421.5804 | 33676992.5484 | 34400264.0896 | 34189432.8216 | 34596367.2754 | 38444116.3993 | 36565564.449
Load
NWE Load 2018 incl DSM and NEM main - with EPD
NETPOS - Net Position (MWh)
MEAN | -2444003.885 | -2440075.5536 | -2436170.0063 | -2439122.528 | -2468987.3777 | -2465969.6153 | -2483297.6921 | -2490180.7961 | -2489028.3446 | -2519515.404 | -2522466.7901 | -2535676.5628 | -2545681.407 | -2535039.8665 | -2559072.1313 | -2587570.4115 | -2600366.2259 | -2601468.0039 | -2640070.8706 | -2650661.0329
P5 | -2475819.07 | -2476619.455 | -2468524.945 | -2481587.8 | -2506395.805 | -2500491.83 | -2524625.485 | -2534425.46 | -2528264.42 | -2558095.38 | -2559192.75 | -2573304.175 | -2590871.625 | -2566916.785 | -2605014.865 | -2630035.68 | -2634503.975 | -2653206.765 | -2677936.525 | -2689622.125
P95 | -2413246.83 | -2406223.53 | -2406551.56 | -2402353.91 | -2436398.255 | -2436524.685 | -2449587.285 | -2450968.54 | -2457261.555 | -2483507.74 | -2490295.03 | -2502393.985 | -2509248.325 | -2494072.86 | -2518589.98 | -2545235.405 | -2563316.88 | -2563237.26 | -2600528.575 | -2615006.905
NETREVENUE - Net Revenue $
MEAN | -40659436.7384 | -46762594.3646 | -47714001.8024 | -48386066.922 | -50250613.1334 | -47946338.3813 | -75645333.2 | -74801823.6123 | -73659869.7626 | -76104301.6784 | -77630123.8826 | -79511063.3819 | -81275609.1552 | -82681904.2952 | -84741227.2882 | -87770117.0663 | -89918214.5931 | -91666121.5369 | -95052359.7173 | -97496736.9715
P5 | -49060163.2401 | -60065483.8771 | -63563100.3519 | -62785119.5679 | -65226155.3833 | -62527154.8771 | -91124293.9996 | -95020201.9081 | -90098415.0337 | -94454156.0297 | -94469756.0353 | -95304078.8775 | -95345401.1596 | -99650147.4139 | -104279064.5162 | -105902035.358 | -108343869.8881 | -105481740.9856 | -114342692.9338 | -119988650.4688
P95 | -33244049.4359 | -34849207.6919 | -35126348.9327 | -36048492.7195 | -37848115.2809 | -36718145.1875 | -62051232.3271 | -61261250.3784 | -60561034.9943 | -60288783.0194 | -62852526.5196 | -63027133.562 | -65239257.6403 | -67836732.1608 | -67153000.0617 | -70150349.0814 | -73281951.338 | -75171294.6828 | -72279582.4653 | -76114181.4376
Load - Total
NETPOS - Net Position (MWh)
MEAN | -2444003.885 | -2440075.5536 | -2436170.0063 | -2439122.528 | -2468987.3777 | -2465969.6153 | -2483297.6921 | -2490180.7961 | -2489028.3446 | -2519515.404 | -2522466.7901 | -2535676.5628 | -2545681.407 | -2535039.8665 | -2559072.1313 | -2587570.4115 | -2600366.2259 | -2601468.0039 | -2640070.8706 | -2650661.0329
P5 | -2475819.07 | -2476619.455 | -2468524.945 | -2481587.8 | -2506395.805 | -2500491.83 | -2524625.485 | -2534425.46 | -2528264.42 | -2558095.38 | -2559192.75 | -2573304.175 | -2590871.625 | -2566916.785 | -2605014.865 | -2630035.68 | -2634503.975 | -2653206.765 | -2677936.525 | -2689622.125
P95 | -2413246.83 | -2406223.53 | -2406551.56 | -2402353.91 | -2436398.255 | -2436524.685 | -2449587.285 | -2450968.54 | -2457261.555 | -2483507.74 | -2490295.03 | -2502393.985 | -2509248.325 | -2494072.86 | -2518589.98 | -2545235.405 | -2563316.88 | -2563237.26 | -2600528.575 | -2615006.905
NETREVENUE - Net Revenue $
MEAN | -40659436.7384 | -46762594.3646 | -47714001.8024 | -48386066.922 | -50250613.1334 | -47946338.3813 | -75645333.2 | -74801823.6123 | -73659869.7626 | -76104301.6784 | -77630123.8826 | -79511063.3819 | -81275609.1552 | -82681904.2952 | -84741227.2882 | -87770117.0663 | -89918214.5931 | -91666121.5369 | -95052359.7173 | -97496736.9715
P5 | -49060163.2401 | -60065483.8771 | -63563100.3519 | -62785119.5679 | -65226155.3833 | -62527154.8771 | -91124293.9996 | -95020201.9081 | -90098415.0337 | -94454156.0297 | -94469756.0353 | -95304078.8775 | -95345401.1596 | -99650147.4139 | -104279064.5162 | -105902035.358 | -108343869.8881 | -105481740.9856 | -114342692.9338 | -119988650.4688
P95 | -33244049.4359 | -34849207.6919 | -35126348.9327 | -36048492.7195 | -37848115.2809 | -36718145.1875 | -62051232.3271 | -61261250.3784 | -60561034.9943 | -60288783.0194 | -62852526.5196 | -63027133.562 | -65239257.6403 | -67836732.1608 | -67153000.0617 | -70150349.0814 | -73281951.338 | -75171294.6828 | -72279582.4653 | -76114181.4376
Physical Instrument
2018 Small QF - Aggregated Hydro Esc
NETPOS - Net Position (MWh)
MEAN | 42285.8826 | 42265.4199 | 41911.6185 | 42248.8615 | 42288.0334 | 32149.4219 | 19156.6102 | 19053.6806 | 18828.6831 | 19038.3123 | 19095.3443 | 19052.4913 | 19156.6102 | 2900.365
P5 | 42285.8826 | 42265.4199 | 41911.6185 | 42248.8615 | 42288.0334 | 32149.4219 | 19156.6102 | 19053.6806 | 18828.6831 | 19038.3123 | 19095.3443 | 19052.4913 | 19156.6102 | 2900.365
P95 | 42285.8826 | 42265.4199 | 41911.6185 | 42248.8615 | 42288.0334 | 32149.4219 | 19156.6102 | 19053.6806 | 18828.6831 | 19038.3123 | 19095.3443 | 19052.4913 | 19156.6102 | 2900.365
NETREVENUE - Net Revenue $
MEAN | -2570168.3736 | -2479581.936 | -2447518.3288 | -2492863.1677 | -2526883.5337 | -1998075.4475 | -977120.2536 | -979444.0012 | -977647.5145 | -979201.4921 | -971952.7138 | -961326.633 | -955516.5322 | -156698.9969
P5 | -2680466.7345 | -2654530.4825 | -2621710.0539 | -2680771.6571 | -2711679.5363 | -2109913.1379 | -1069487.9493 | -1069411.1314 | -1072801.0282 | -1090312.5276 | -1078735.0121 | -1070745.5343 | -1073854.3982 | -171508.334
P95 | -2448388.7451 | -2272509.0866 | -2221554.5607 | -2304058.5436 | -2323568.7245 | -1856842.5564 | -881716.7756 | -869205.1065 | -877552.7746 | -867400.2551 | -869834.0055 | -868741.9003 | -846631.0864 | -140971.0825
2018 Small QF - Aggregated Hydro Fixed
NETPOS - Net Position (MWh)
MEAN | 3005.5614 | 2901.0948 | 2531.4131 | 2540.015 | 2541.9723 | 2544.5425 | 2547.8321 | 2546.1998 | 2531.4131 | 2547.277 | 2545.5216 | 2545.2159 | 2547.8321 | 2529.4752 | 2540.015 | 2444.2245 | 2356.9569 | 2358.4725 | 113.473
P5 | 3005.5614 | 2901.0948 | 2531.4131 | 2540.015 | 2541.9723 | 2544.5425 | 2547.8321 | 2546.1998 | 2531.4131 | 2547.277 | 2545.5216 | 2545.2159 | 2547.8321 | 2529.4752 | 2540.015 | 2444.2245 | 2356.9569 | 2358.4725 | 113.473
P95 | 3005.5614 | 2901.0948 | 2531.4131 | 2540.015 | 2541.9723 | 2544.5425 | 2547.8321 | 2546.1998 | 2531.4131 | 2547.277 | 2545.5216 | 2545.2159 | 2547.8321 | 2529.4752 | 2540.015 | 2444.2245 | 2356.9569 | 2358.4725 | 113.473
NETREVENUE - Net Revenue $
MEAN | -157028.9542 | -145062.0487 | -125908.4715 | -128047.4467 | -130117.1659 | -132363.5753 | -104544.9332 | -105575.2041 | -106123.4996 | -105770.0411 | -104245.2609 | -102585.2797 | -101390.2978 | -99011.534 | -98161.0581 | -92884.1429 | -87999.6965 | -86400.2336 | -4668.1586
P5 | -164545.2552 | -157066.6953 | -136473.6206 | -139322.6766 | -141299.3393 | -141532.788 | -117362.3429 | -118291.8464 | -119510.4865 | -120787.5197 | -118605.4384 | -117624.4636 | -116342.9761 | -112741.0138 | -115262.1181 | -108909.5636 | -102351.9817 | -101044.5828 | -5865.2547
P95 | -148702.9841 | -130974.547 | -112482.8462 | -116591.9949 | -117736.4236 | -121636.7426 | -90960.5907 | -89853.0943 | -91844.2633 | -89621.14 | -89386.6446 | -88956.1218 | -87111.0055 | -83346.8831 | -79629.4297 | -76790.6452 | -72695.3334 | -73759.7447 | -3531.1679
2018 Small QF - Aggregated Hydro Index
NETPOS - Net Position (MWh)
MEAN | 576.3671 | 576.7627 | 573.1266 | 209.7873
P5 | 576.3671 | 576.7627 | 573.1266 | 209.7873
P95 | 576.3671 | 576.7627 | 573.1266 | 209.7873
NETREVENUE - Net Revenue $
MEAN | -5874.2141 | -5777.4776 | -5771.1371 | -1996.8891
P5 | -7267.1303 | -8041.3558 | -8031.4251 | -2938.1407
P95 | -4330.9311 | -3124.7718 | -2915.4011 | -832.6807
2018 Small QF - Aggregated Wind Fixed
NETPOS - Net Position (MWh)
MEAN | 13117.2031 | 13101.2922 | 13072.5383 | 13034.103 | 13123.8658 | 13108.6284 | 8176.9863 | 2339.9749 | 2332.4948 | 2350.5312 | 2337.1002 | 2341.5604 | 2340.3501 | 2328.1365 | 2325.4481 | 2338.5313 | 2337.1002 | 2338.8218 | 2339.9749 | 2332.4948
P5 | 13117.2031 | 13101.2922 | 13072.5383 | 13034.103 | 13123.8658 | 13108.6284 | 8176.9863 | 2339.9749 | 2332.4948 | 2350.5312 | 2337.1002 | 2341.5604 | 2340.3501 | 2328.1365 | 2325.4481 | 2338.5313 | 2337.1002 | 2338.8218 | 2339.9749 | 2332.4948
P95 | 13117.2031 | 13101.2922 | 13072.5383 | 13034.103 | 13123.8658 | 13108.6284 | 8176.9863 | 2339.9749 | 2332.4948 | 2350.5312 | 2337.1002 | 2341.5604 | 2340.3501 | 2328.1365 | 2325.4481 | 2338.5313 | 2337.1002 | 2338.8218 | 2339.9749 | 2332.4948
NETREVENUE - Net Revenue $
MEAN | -544456.3033 | -505441.4753 | -500387.3027 | -508441.3893 | -519729.8761 | -531597.0413 | -258817.6285 | -69598.9654 | -70452.9863 | -69659.8464 | -67905.1237 | -66604.5227 | -65122.2263 | -63258.5651 | -61740.1066 | -60359.7892 | -58665.0742 | -57015.2011 | -55248.0498 | -53197.6572
P5 | -579226.3339 | -569655.1545 | -570589.365 | -578419.5516 | -590555.2476 | -590694.3262 | -305430.1195 | -83023.4022 | -83931.2969 | -84177.6775 | -81508.0108 | -82108.1303 | -79709.6603 | -77361.037 | -78127.432 | -77275.7944 | -74580.6657 | -72982.3632 | -75398.8432 | -72500.2022
P95 | -500934.3768 | -433998.724 | -416420.4571 | -429843.2596 | -438126.4072 | -458925.1626 | -207396.1391 | -52128.7975 | -54624.9397 | -52765.7761 | -52457.3053 | -51869.9903 | -51300.1863 | -47789.7518 | -44067.2666 | -44514.6957 | -41544.888 | -43655.2526 | -38405.969 | -33727.1382
2018 Small QF - Aggregated Wind Index
NETPOS - Net Position (MWh)
MEAN | 4596.2179 | 4612.8058 | 4579.4642 | 4604.2814 | 4606.1022 | 4594.1555 | 4617.699 | 4614.8682 | 4579.4642 | 4622.1473 | 4606.9523 | 4596.2179 | 4617.699 | 4573.731 | 4604.2814 | 4606.1022 | 4606.9523 | 4615.6366 | 4614.8682 | 4579.4642
P5 | 4596.2179 | 4612.8058 | 4579.4642 | 4604.2814 | 4606.1022 | 4594.1555 | 4617.699 | 4614.8682 | 4579.4642 | 4622.1473 | 4606.9523 | 4596.2179 | 4617.699 | 4573.731 | 4604.2814 | 4606.1022 | 4606.9523 | 4615.6366 | 4614.8682 | 4579.4642
P95 | 4596.2179 | 4612.8058 | 4579.4642 | 4604.2814 | 4606.1022 | 4594.1555 | 4617.699 | 4614.8682 | 4579.4642 | 4622.1473 | 4606.9523 | 4596.2179 | 4617.699 | 4573.731 | 4604.2814 | 4606.1022 | 4606.9523 | 4615.6366 | 4614.8682 | 4579.4642
NETREVENUE - Net Revenue $
MEAN | -241454.6003 | -232335.0681 | -229336.5437 | -234051.2303 | -237099.4454 | -241000.2848 | -191258.9354 | -193191.3864 | -193903.524 | -193335.8651 | -190333.3295 | -187461.6062 | -185687.7359 | -181077.8676 | -179814.8389 | -180083.8664 | -180537.1494 | -181344.3383 | -181509.9588 | -180161.2145
P5 | -253317.1986 | -252397.716 | -249981.7574 | -255656.2996 | -258278.0591 | -258849.58 | -214680.7369 | -216411.3602 | -218741.9416 | -220849.4722 | -216471.5955 | -215735.4118 | -213084.8161 | -206744.5102 | -211880.1236 | -211037.7343 | -209139.3504 | -210867.9463 | -219806.4641 | -214279.5286
P95 | -228197.1258 | -208555.5413 | -202798.7353 | -211298.8965 | -212584.6005 | -219424.3493 | -164125.2741 | -163394.7658 | -167002.4999 | -162889.1627 | -162555.4175 | -161904.7594 | -159518.3226 | -152017.2247 | -145477.1257 | -149894.0115 | -149531.1419 | -157930.8838 | -149083.5523 | -144396.3488
Physical Instrument - Total
NETPOS - Net Position (MWh)
MEAN | 63581.2321 | 63457.3753 | 62668.1606 | 62637.0482 | 62559.9736 | 52396.7482 | 34499.1276 | 28554.7235 | 28272.0552 | 28558.2677 | 28584.9185 | 28535.4855 | 28662.4914 | 12331.7077 | 9469.7445 | 9388.858 | 9301.0094 | 9312.9309 | 7068.3161 | 6911.9589
P5 | 63581.2321 | 63457.3753 | 62668.1606 | 62637.0482 | 62559.9736 | 52396.7482 | 34499.1276 | 28554.7235 | 28272.0552 | 28558.2677 | 28584.9185 | 28535.4855 | 28662.4914 | 12331.7077 | 9469.7445 | 9388.858 | 9301.0094 | 9312.9309 | 7068.3161 | 6911.9589
P95 | 63581.2321 | 63457.3753 | 62668.1606 | 62637.0482 | 62559.9736 | 52396.7482 | 34499.1276 | 28554.7235 | 28272.0552 | 28558.2677 | 28584.9185 | 28535.4855 | 28662.4914 | 12331.7077 | 9469.7445 | 9388.858 | 9301.0094 | 9312.9309 | 7068.3161 | 6911.9589
NETREVENUE - Net Revenue $
MEAN | -3518982.4456 | -3368198.0058 | -3308921.7839 | -3365400.1231 | -3413830.0211 | -2903036.3489 | -1531741.7507 | -1347809.5571 | -1348127.5244 | -1347967.2447 | -1334436.428 | -1317978.0417 | -1307716.7922 | -500046.9636 | -339716.0036 | -333327.7985 | -327201.9201 | -324759.7731 | -241426.1671 | -233358.8716
P5 | -3685360.7849 | -3639637.2488 | -3586603.4113 | -3657032.5393 | -3701812.1823 | -3100591.4467 | -1702181.0081 | -1480441.8689 | -1495505.1397 | -1516305.2565 | -1494968.7838 | -1487281.1999 | -1480635.014 | -566862.2008 | -406046.2481 | -396986.5099 | -385730.984 | -384237.1964 | -300776.8217 | -286779.7308
P95 | -3332303.2848 | -3046964.8826 | -2959001.223 | -3064622.5686 | -3086854.8688 | -2660475.2066 | -1349814.0201 | -1176225.6703 | -1196412.2149 | -1172598.5414 | -1174855.4798 | -1174043.0997 | -1146781.6089 | -423436.0547 | -268410.7495 | -271379.1551 | -263319.639 | -276359.4075 | -190722.8983 | -178758.3941
Transmission Line
NETREVENUE - Net Revenue $
MEAN | -4282019.0666 | -3470408.9337 | -3629270.5372 | -1265217.2808 | -886351.8315 | -989920.6356 | -3433882.2242 | -3898543.8054 | -5609774.7512 | -6280428.4744 | -9178603.3482 | -9545963.4401 | -9898419.584 | -10278432.2588 | -11178448.8143 | -12811357.9947 | -8307557.6009 | -8912351.2892 | -10068723.809 | -9587415.6804
P5 | -5553202.0011 | -4527420.3596 | -4767984.461 | -1836523.8065 | -1242896.4372 | -1438645.5452 | -4795768.1313 | -5432867.4347 | -7333247.7532 | -8054801.3591 | -11987664.5373 | -11967804.463 | -13002966.3129 | -13183191.3605 | -13596877.0079 | -15867675.778 | -10752508.995 | -11262710.7255 | -12621569.5353 | -12353309.8804
P95 | -3372267.5881 | -2628133.7128 | -2568374.2401 | -894893.6431 | -506128.2395 | -596745.6357 | -2446429.6044 | -2733219.3615 | -4020820.0777 | -4513942.992 | -6844451.9296 | -7561901.7182 | -7621293.1066 | -7941349.6638 | -8826686.2441 | -10064439.4856 | -6281566.1861 | -6317966.4833 | -7729546.5987 | -7480255.9977
Wind Asset
15970: New 2035JAN IRP Wind - GF #1
NETPOS - Net Position (MWh)
MEAN | [16 empty] | 172720.9761 | 173788.7402 | 173988.1048 | 173504.1868
P5 | [16 empty] | 155682.0206 | 158027.3719 | 157171.8909 | 159261.484
P95 | [16 empty] | 187598.5543 | 189203.9613 | 191187.8625 | 187308.7771
NETREVENUE - Net Revenue $
MEAN |  | -124.298 | -128.0494 | -132.7725 | -142.294 | -147.4923 | -152.8551 | -158.1045 | -163.2105 | -170.2855 | -174.4656 | -178.6823 | -183.9532 | -187.8113 | -193.1237 | -199.2116 | 4553589.3762 | 4691071.128 | 4843284.7315 | 4958707.1304
P5 |  | -124.298 | -128.0494 | -132.7725 | -142.294 | -147.4923 | -152.8551 | -158.1045 | -163.2105 | -170.2855 | -174.4656 | -178.6823 | -183.9532 | -187.8113 | -193.1237 | -199.2116 | 3272956.8827 | 3437499.6557 | 3325158.5776 | 3534262.4481
P95 |  | -124.298 | -128.0494 | -132.7725 | -142.294 | -147.4923 | -152.8551 | -158.1045 | -163.2105 | -170.2855 | -174.4656 | -178.6823 | -183.9532 | -187.8113 | -193.1237 | -199.2116 | 5843778.5816 | 6056283.2904 | 6269207.4998 | 6371903.2207
15970: New 2035JAN IRP Wind - GF #2
NETPOS - Net Position (MWh)
MEAN | [16 empty] | 172720.9761 | 173788.7402 | 173988.1048 | 173504.1868
P5 | [16 empty] | 155682.0206 | 158027.3719 | 157171.8909 | 159261.484
P95 | [16 empty] | 187598.5543 | 189203.9613 | 191187.8625 | 187308.7771
NETREVENUE - Net Revenue $
MEAN |  | -124.298 | -128.0494 | -132.7725 | -142.294 | -147.4923 | -152.8551 | -158.1045 | -163.2105 | -170.2855 | -174.4656 | -178.6823 | -183.9532 | -187.8113 | -193.1237 | -199.2116 | 4553589.3762 | 4691071.128 | 4843284.7315 | 4958707.1304
P5 |  | -124.298 | -128.0494 | -132.7725 | -142.294 | -147.4923 | -152.8551 | -158.1045 | -163.2105 | -170.2855 | -174.4656 | -178.6823 | -183.9532 | -187.8113 | -193.1237 | -199.2116 | 3272956.8827 | 3437499.6557 | 3325158.5776 | 3534262.4481
P95 |  | -124.298 | -128.0494 | -132.7725 | -142.294 | -147.4923 | -152.8551 | -158.1045 | -163.2105 | -170.2855 | -174.4656 | -178.6823 | -183.9532 | -187.8113 | -193.1237 | -199.2116 | 5843778.5816 | 6056283.2904 | 6269207.4998 | 6371903.2207
15970: New 2035JAN IRP Wind - GF #3
NETPOS - Net Position (MWh)
MEAN | [16 empty] | 172720.9761 | 173788.7402 | 173988.1048 | 173504.1868
P5 | [16 empty] | 155682.0206 | 158027.3719 | 157171.8909 | 159261.484
P95 | [16 empty] | 187598.5543 | 189203.9613 | 191187.8625 | 187308.7771
NETREVENUE - Net Revenue $
MEAN |  | -124.298 | -128.0494 | -132.7725 | -142.294 | -147.4923 | -152.8551 | -158.1045 | -163.2105 | -170.2855 | -174.4656 | -178.6823 | -183.9532 | -187.8113 | -193.1237 | -199.2116 | 4553589.3762 | 4691071.128 | 4843284.7315 | 4958707.1304
P5 |  | -124.298 | -128.0494 | -132.7725 | -142.294 | -147.4923 | -152.8551 | -158.1045 | -163.2105 | -170.2855 | -174.4656 | -178.6823 | -183.9532 | -187.8113 | -193.1237 | -199.2116 | 3272956.8827 | 3437499.6557 | 3325158.5776 | 3534262.4481
P95 |  | -124.298 | -128.0494 | -132.7725 | -142.294 | -147.4923 | -152.8551 | -158.1045 | -163.2105 | -170.2855 | -174.4656 | -178.6823 | -183.9532 | -187.8113 | -193.1237 | -199.2116 | 5843778.5816 | 6056283.2904 | 6269207.4998 | 6371903.2207
15970: New 2035JAN IRP Wind - GF #4
NETPOS - Net Position (MWh)
MEAN | [16 empty] | 172720.9761 | 173788.7402 | 173988.1048 | 173504.1868
P5 | [16 empty] | 155682.0206 | 158027.3719 | 157171.8909 | 159261.484
P95 | [16 empty] | 187598.5543 | 189203.9613 | 191187.8625 | 187308.7771
NETREVENUE - Net Revenue $
MEAN |  | -124.298 | -128.0494 | -132.7725 | -142.294 | -147.4923 | -152.8551 | -158.1045 | -163.2105 | -170.2855 | -174.4656 | -178.6823 | -183.9532 | -187.8113 | -193.1237 | -199.2116 | 4553589.3762 | 4691071.128 | 4843284.7315 | 4958707.1304
P5 |  | -124.298 | -128.0494 | -132.7725 | -142.294 | -147.4923 | -152.8551 | -158.1045 | -163.2105 | -170.2855 | -174.4656 | -178.6823 | -183.9532 | -187.8113 | -193.1237 | -199.2116 | 3272956.8827 | 3437499.6557 | 3325158.5776 | 3534262.4481
P95 |  | -124.298 | -128.0494 | -132.7725 | -142.294 | -147.4923 | -152.8551 | -158.1045 | -163.2105 | -170.2855 | -174.4656 | -178.6823 | -183.9532 | -187.8113 | -193.1237 | -199.2116 | 5843778.5816 | 6056283.2904 | 6269207.4998 | 6371903.2207
15970: New 2038JAN IRP Wind - GF #1
NETPOS - Net Position (MWh)
MEAN | [19 empty] | 173504.1868
P5 | [19 empty] | 159261.484
P95 | [19 empty] | 187308.7771
NETREVENUE - Net Revenue $
MEAN |  | -124.298 | -128.0494 | -132.7725 | -142.294 | -147.4923 | -152.8551 | -158.1045 | -163.2105 | -170.2855 | -174.4656 | -178.6823 | -183.9532 | -187.8113 | -193.1237 | -199.2116 | -204.5096 | -210.1765 | -216.0761 | 4958707.1304
P5 |  | -124.298 | -128.0494 | -132.7725 | -142.294 | -147.4923 | -152.8551 | -158.1045 | -163.2105 | -170.2855 | -174.4656 | -178.6823 | -183.9532 | -187.8113 | -193.1237 | -199.2116 | -204.5096 | -210.1765 | -216.0761 | 3534262.4481
P95 |  | -124.298 | -128.0494 | -132.7725 | -142.294 | -147.4923 | -152.8551 | -158.1045 | -163.2105 | -170.2855 | -174.4656 | -178.6823 | -183.9532 | -187.8113 | -193.1237 | -199.2116 | -204.5096 | -210.1765 | -216.0761 | 6371903.2207
15970: New 2038JAN IRP Wind - GF #2
NETPOS - Net Position (MWh)
MEAN | [19 empty] | 173504.1868
P5 | [19 empty] | 159261.484
P95 | [19 empty] | 187308.7771
NETREVENUE - Net Revenue $
MEAN |  | -124.298 | -128.0494 | -132.7725 | -142.294 | -147.4923 | -152.8551 | -158.1045 | -163.2105 | -170.2855 | -174.4656 | -178.6823 | -183.9532 | -187.8113 | -193.1237 | -199.2116 | -204.5096 | -210.1765 | -216.0761 | 4958707.1304
P5 |  | -124.298 | -128.0494 | -132.7725 | -142.294 | -147.4923 | -152.8551 | -158.1045 | -163.2105 | -170.2855 | -174.4656 | -178.6823 | -183.9532 | -187.8113 | -193.1237 | -199.2116 | -204.5096 | -210.1765 | -216.0761 | 3534262.4481
P95 |  | -124.298 | -128.0494 | -132.7725 | -142.294 | -147.4923 | -152.8551 | -158.1045 | -163.2105 | -170.2855 | -174.4656 | -178.6823 | -183.9532 | -187.8113 | -193.1237 | -199.2116 | -204.5096 | -210.1765 | -216.0761 | 6371903.2207
15970: New 2042JAN IRP Wind - GF #1
NETPOS - Net Position (MWh)
MEAN
P5
P95
NETREVENUE - Net Revenue $
MEAN |  | -124.298 | -128.0494 | -132.7725 | -142.294 | -147.4923 | -152.8551 | -158.1045 | -163.2105 | -170.2855 | -174.4656 | -178.6823 | -183.9532 | -187.8113 | -193.1237 | -199.2116 | -204.5096 | -210.1765 | -216.0761 | -220.9377
P5 |  | -124.298 | -128.0494 | -132.7725 | -142.294 | -147.4923 | -152.8551 | -158.1045 | -163.2105 | -170.2855 | -174.4656 | -178.6823 | -183.9532 | -187.8113 | -193.1237 | -199.2116 | -204.5096 | -210.1765 | -216.0761 | -220.9377
P95 |  | -124.298 | -128.0494 | -132.7725 | -142.294 | -147.4923 | -152.8551 | -158.1045 | -163.2105 | -170.2855 | -174.4656 | -178.6823 | -183.9532 | -187.8113 | -193.1237 | -199.2116 | -204.5096 | -210.1765 | -216.0761 | -220.9377
15970: New 2042JAN IRP Wind - GF #2
NETPOS - Net Position (MWh)
MEAN
P5
P95
NETREVENUE - Net Revenue $
MEAN |  | -124.298 | -128.0494 | -132.7725 | -142.294 | -147.4923 | -152.8551 | -158.1045 | -163.2105 | -170.2855 | -174.4656 | -178.6823 | -183.9532 | -187.8113 | -193.1237 | -199.2116 | -204.5096 | -210.1765 | -216.0761 | -220.9377
P5 |  | -124.298 | -128.0494 | -132.7725 | -142.294 | -147.4923 | -152.8551 | -158.1045 | -163.2105 | -170.2855 | -174.4656 | -178.6823 | -183.9532 | -187.8113 | -193.1237 | -199.2116 | -204.5096 | -210.1765 | -216.0761 | -220.9377
P95 |  | -124.298 | -128.0494 | -132.7725 | -142.294 | -147.4923 | -152.8551 | -158.1045 | -163.2105 | -170.2855 | -174.4656 | -178.6823 | -183.9532 | -187.8113 | -193.1237 | -199.2116 | -204.5096 | -210.1765 | -216.0761 | -220.9377
15970: New 2045JAN IRP Wind - GF #1
NETPOS - Net Position (MWh)
MEAN
P5
P95
NETREVENUE - Net Revenue $
MEAN |  | -124.298 | -128.0494 | -132.7725 | -142.294 | -147.4923 | -152.8551 | -158.1045 | -163.2105 | -170.2855 | -174.4656 | -178.6823 | -183.9532 | -187.8113 | -193.1237 | -199.2116 | -204.5096 | -210.1765 | -216.0761 | -220.9377
P5 |  | -124.298 | -128.0494 | -132.7725 | -142.294 | -147.4923 | -152.8551 | -158.1045 | -163.2105 | -170.2855 | -174.4656 | -178.6823 | -183.9532 | -187.8113 | -193.1237 | -199.2116 | -204.5096 | -210.1765 | -216.0761 | -220.9377
P95 |  | -124.298 | -128.0494 | -132.7725 | -142.294 | -147.4923 | -152.8551 | -158.1045 | -163.2105 | -170.2855 | -174.4656 | -178.6823 | -183.9532 | -187.8113 | -193.1237 | -199.2116 | -204.5096 | -210.1765 | -216.0761 | -220.9377
15970: New 2045JAN IRP Wind - GF #2
NETPOS - Net Position (MWh)
MEAN
P5
P95
NETREVENUE - Net Revenue $
MEAN |  | -124.298 | -128.0494 | -132.7725 | -142.294 | -147.4923 | -152.8551 | -158.1045 | -163.2105 | -170.2855 | -174.4656 | -178.6823 | -183.9532 | -187.8113 | -193.1237 | -199.2116 | -204.5096 | -210.1765 | -216.0761 | -220.9377
P5 |  | -124.298 | -128.0494 | -132.7725 | -142.294 | -147.4923 | -152.8551 | -158.1045 | -163.2105 | -170.2855 | -174.4656 | -178.6823 | -183.9532 | -187.8113 | -193.1237 | -199.2116 | -204.5096 | -210.1765 | -216.0761 | -220.9377
P95 |  | -124.298 | -128.0494 | -132.7725 | -142.294 | -147.4923 | -152.8551 | -158.1045 | -163.2105 | -170.2855 | -174.4656 | -178.6823 | -183.9532 | -187.8113 | -193.1237 | -199.2116 | -204.5096 | -210.1765 | -216.0761 | -220.9377
IRP 2018 71 Ranch Wind
NETPOS - Net Position (MWh)
MEAN | 4950.395 | 4947.8239 | 4922.6209 | 4886.7561 | 4904.7132 | 4964.9544 | 4918.0774 | 4920.6824 | 4924.5656 | 4976.1618 | 4931.2482 | 4913.1189 | 4933.8104 | 4936.4468 | 4913.8922 | 4919.3146 | 4918.3049 | 4939.3365 | 4912.055 | 4917.133
P5 | 4558.2693 | 4563.2284 | 4562.91 | 4540.9216 | 4555.0934 | 4602.6852 | 4587.6857 | 4560.6443 | 4612.0425 | 4607.0644 | 4510.9402 | 4562.1297 | 4529.0485 | 4567.8184 | 4568.3127 | 4573.2636 | 4527.6596 | 4639.2422 | 4535.2647 | 4536.5999
P95 | 5348.6138 | 5257.6516 | 5240.1147 | 5208.8472 | 5309.7032 | 5336.6107 | 5251.2877 | 5251.646 | 5246.4469 | 5305.9266 | 5284.1815 | 5402.8546 | 5355.3523 | 5244.7113 | 5247.9203 | 5299.6356 | 5338.2857 | 5300.2253 | 5283.1911 | 5308.9172
NETREVENUE - Net Revenue $
MEAN | -215943.7877 | -200946.299 | -198438.791 | -201283.0732 | -204215.9117 | -211601.7245 | -155276.6597 | -157471.2103 | -159558.6145 | -158271.2948 | -154260.089 | -151013.3509 | -148473.3877 | -144867.8657 | -141294.4071 | -137905.7755 | -134523.2877 | -131854.0741 | -127553.8519 | -123100.1446
P5 | -242058.0089 | -232239.8241 | -226394.1307 | -235409.3423 | -238047.9141 | -241553.5352 | -190302.6922 | -189155.0494 | -190193.6135 | -192970.3202 | -189605.495 | -184278.3177 | -182572.9233 | -175121.3836 | -173648.2825 | -167954.0292 | -166289.9184 | -169407.9596 | -171698.2014 | -160658.4001
P95 | -190955.3113 | -169792.6123 | -163922.065 | -165675.4414 | -168798.3009 | -178683.0966 | -123154.2364 | -118968.2618 | -119491.6664 | -122764.8912 | -121145.333 | -117917.52 | -117480.0546 | -109819.1537 | -102458.99 | -101813.3216 | -102223.4072 | -103626.3635 | -94730.1543 | -83778.8212
IRP 2018 Big Timber Wind
NETPOS - Net Position (MWh)
MEAN | 36798.0814 | 36767.5575 | 36629.941 | 36409.6338 | 36615.4993 | 36717.0875 | 36669.4211 | 36548.1668 | 36654.3326 | 36912.7159 | 36404.4295 | 36667.6806 | 36669.1307 | 36617.9268 | 36520.6176 | 36517.934 | 36487.7738 | 36757.6431 | 36717.242 | 36534.7713
P5 | 33618.7087 | 34064.6592 | 33896.1283 | 33316.1534 | 33351.1346 | 33939.4386 | 33394.1803 | 33753.136 | 33885.8368 | 33342.6426 | 33746.5204 | 33422.1767 | 33464.6908 | 33153.4878 | 33647.8478 | 33222.1748 | 33436.0043 | 33651.32 | 33752.6844 | 33488.2322
P95 | 40058.3339 | 39331.8838 | 39707.395 | 39187.2006 | 39820.0298 | 39972.8301 | 39350.2829 | 39928.3297 | 40036.152 | 40398.9663 | 39192.4058 | 39821.3054 | 40070.7805 | 40091.058 | 39723.2161 | 39549.1971 | 39963.8739 | 39679.5686 | 39417.5978 | 40093.1394
NETREVENUE - Net Revenue $
MEAN | -1301169.3568 | -1192812.4771 | -1179917.718 | -1202255.4445 | -1226005.3531 | -1262976.4368 | -856895.1904 | -872378.1575 | -888766.8306 | -871926.2552 | -841839.9959 | -825554.177 | -803080.0996 | -778008.2229 | -757366.668 | -729178.4099 | -703711.1533 | -684052.8002 | -655539.3456 | -622621.0402
P5 | -1498406.2062 | -1427454.7261 | -1388923.6383 | -1435990.4507 | -1491406.3772 | -1464045.3797 | -1083157.0832 | -1116959.1327 | -1110890.5858 | -1119715.5366 | -1124289.4595 | -1085681.1863 | -1061748.6223 | -977924.5023 | -981544.1691 | -993119.801 | -969357.8677 | -955733.0693 | -985493.3053 | -949680.1849
P95 | -1145561.3447 | -951012.4842 | -931641.6693 | -930296.5192 | -992122.3276 | -1034962.1574 | -619536.7606 | -601034.8294 | -621667.9825 | -608992.0201 | -587062.3664 | -574370.2069 | -571336.486 | -510867.7266 | -480706.4224 | -487258.9689 | -444282.9485 | -471876.2828 | -416328.9281 | -308981.311
IRP 2018 Crazy Mountain
NETPOS - Net Position (MWh)
MEAN |  | 105796.6117 | 104900.1798 | 104629.5897 | 105415.551 | 105760.9236 | 105842.3901 | 105814.3802 | 105016.1489 | 106553.508 | 105277.8688 | 105094.1911 | 105392.3495 | 105294.9071 | 104919.0901 | 105562.0159 | 104915.4506 | 105720.5696 | 105636.4163 | 105389.2424
P5 |  | 98768.8396 | 95131.0026 | 94651.2359 | 97382.0355 | 95178.1907 | 97359.5762 | 94966.296 | 94060.4319 | 97583.2516 | 93784.5106 | 94326.857 | 95429.3091 | 96205.2658 | 94920.1577 | 96199.0277 | 95349.3126 | 96094.3241 | 95744.0209 | 97819.1024
P95 |  | 114824.8614 | 114413.2194 | 113902.0161 | 116654.7839 | 113961.3889 | 116362.2328 | 116784.2726 | 116309.0298 | 117483.0382 | 116659.3759 | 114062.8488 | 113547.3666 | 114895.9041 | 114790.5119 | 116842.573 | 114766.2679 | 116243.18 | 118394.4045 | 113281.5826
NETREVENUE - Net Revenue $
MEAN |  | -2518921.207 | -2450882.0576 | -2540026.0251 | -2610125.6664 | -2705907.7763 | -1549741.1825 | -1586138.1077 | -1629037.5025 | -1579197.0223 | -1490643.6025 | -1435427.6881 | -1379957.866 | -1301717.7996 | -1233467.8066 | -1159851.2914 | -1078977.3902 | -1020621.8965 | -931441.1813 | -847369.1925
P5 |  | -3176754.4398 | -2982724.5937 | -3170031.8024 | -3266195.0943 | -3341742.4883 | -2195044.2694 | -2235278.9837 | -2275695.5499 | -2383383.883 | -2189916.951 | -2250646.8001 | -2092203.6619 | -2029523.7926 | -1884853.7925 | -1897713.6437 | -1756755.9258 | -1808744.196 | -1874504.597 | -1805442.1328
P95 |  | -1880560.2331 | -1798023.3371 | -1864380.2056 | -1917422.0581 | -1971420.569 | -841128.4749 | -742135.5106 | -816486.7176 | -772678.4105 | -776702.7455 | -746572.6272 | -737650.5702 | -635498.6473 | -451839.273 | -479337.4591 | -338226.046 | -397307.9707 | -199842.5372 | 67120.2497
IRP 2018 DA Wind
NETPOS - Net Position (MWh)
MEAN | 4950.395 | 4947.8239 | 4922.6209 | 4886.7561 | 4904.7132 | 4964.9544 | 4918.0774 | 4920.6824 | 4924.5656 | 4976.1618 | 4931.2482 | 4913.1189 | 4933.8104 | 4936.4468 | 4913.8922 | 4919.3146 | 4918.3049 | 4939.3365 | 4912.055 | 4917.133
P5 | 4558.2693 | 4563.2284 | 4562.91 | 4540.9216 | 4555.0934 | 4602.6852 | 4587.6857 | 4560.6443 | 4612.0425 | 4607.0644 | 4510.9402 | 4562.1297 | 4529.0485 | 4567.8184 | 4568.3127 | 4573.2636 | 4527.6596 | 4639.2422 | 4535.2647 | 4536.5999
P95 | 5348.6138 | 5257.6516 | 5240.1147 | 5208.8472 | 5309.7032 | 5336.6107 | 5251.2877 | 5251.646 | 5246.4469 | 5305.9266 | 5284.1815 | 5402.8546 | 5355.3523 | 5244.7113 | 5247.9203 | 5299.6356 | 5338.2857 | 5300.2253 | 5283.1911 | 5308.9172
NETREVENUE - Net Revenue $
MEAN | -215943.7877 | -200946.299 | -198438.791 | -201283.0732 | -204215.9117 | -211601.7245 | -155276.6597 | -157471.2103 | -159558.6145 | -158271.2948 | -154260.089 | -151013.3509 | -148473.3877 | -144867.8657 | -141294.4071 | -137905.7755 | -134523.2877 | -131854.0741 | -127553.8519 | -123100.1446
P5 | -242058.0089 | -232239.8241 | -226394.1307 | -235409.3423 | -238047.9141 | -241553.5352 | -190302.6922 | -189155.0494 | -190193.6135 | -192970.3202 | -189605.495 | -184278.3177 | -182572.9233 | -175121.3836 | -173648.2825 | -167954.0292 | -166289.9184 | -169407.9596 | -171698.2014 | -160658.4001
P95 | -190955.3113 | -169792.6123 | -163922.065 | -165675.4414 | -168798.3009 | -178683.0966 | -123154.2364 | -118968.2618 | -119491.6664 | -122764.8912 | -121145.333 | -117917.52 | -117480.0546 | -109819.1537 | -102458.99 | -101813.3216 | -102223.4072 | -103626.3635 | -94730.1543 | -83778.8212
IRP 2018 Fairfield
NETPOS - Net Position (MWh)
MEAN | 13073.5062 | 13079.8976 | 12967.2624 | 12918.9089 | 13033.8348 | 13051.6085 | 13011.4417 | 12964.583 | 12993.1433 | 13189.8455 | 12961.1649 | 13035.775 | 13010.2274 | 13016.5348 | 12951.6033
P5 | 11676.6018 | 11816.9461 | 11588.55 | 11745.6016 | 11603.3277 | 11807.3595 | 11711.7825 | 11626.64 | 11673.2029 | 11875.7434 | 11613.3495 | 11599.8315 | 11532.4637 | 11395.9924 | 11787.3601
P95 | 14424.3417 | 14252.3112 | 14188.8306 | 14123.2182 | 14373.3871 | 14431.1578 | 14261.1462 | 14160.9463 | 14350.3352 | 14643.4331 | 14255.4657 | 14336.053 | 14511.1974 | 14381.3098 | 14214.8344
NETREVENUE - Net Revenue $
MEAN | -683061.1586 | -643056.9584 | -634827.7795 | -642580.9628 | -655221.9029 | -667406.4692 | -522204.9307 | -526185.5953 | -533034.2958 | -532679.2227 | -515956.8187 | -511284.7238 | -502128.9534 | -493830.7748 | -484333.1256
P5 | -779036.6081 | -746937.2495 | -744147.3529 | -738285.2442 | -761901.7699 | -753222.329 | -616859.0259 | -628272.9846 | -631058.5939 | -622297.9579 | -632768.6417 | -623214.6907 | -597977.8245 | -582223.2189 | -569232.8239
P95 | -598139.8069 | -548892.2317 | -524682.54 | -541026.1144 | -556636.7519 | -582957.8431 | -421898.2791 | -410194.8166 | -437224.1058 | -436986.1562 | -418507.4228 | -424438.796 | -415671.0881 | -385091.8918 | -381107.0155
IRP 2018 Gordon Butte
NETPOS - Net Position (MWh)
MEAN | 17262.0569 | 17252.7027 | 17148.8284 | 17109.0065 | 17208.1689 | 17232.6768 | 17210.706 | 17158.9008 | 17196.9192 | 17365.3645 | 17121.6597 | 17219.2942 | 17201.0951 | 17197.2804 | 17118.4084 | 17157.3665 | 17125.7606 | 5208.7503
P5 | 15669.0781 | 16002.8957 | 15824.9586 | 15769.5022 | 15830.8188 | 16019.8957 | 15868.3799 | 15764.1291 | 15845.1719 | 16002.6693 | 15698.8433 | 15700.501 | 15767.2228 | 15785.7466 | 15912.9434 | 15676.7464 | 15803.8311 | 4566.2437
P95 | 18774.5797 | 18579.7346 | 18346.3124 | 18292.7805 | 18513.6934 | 18463.7946 | 18534.4422 | 18539.1682 | 18526.5766 | 18743.191 | 18448.5677 | 18770.8325 | 18687.2606 | 18395.4696 | 18216.7524 | 18331.838 | 18326.2199 | 5843.8483
NETREVENUE - Net Revenue $
MEAN | -1010022.1829 | -956900.5627 | -947322.1477 | -960027.461 | -973636.8344 | -990350.2553 | -799247.1112 | -804320.3515 | -813438.849 | -811024.5881 | -789876.3222 | -783274.9185 | -772659.8831 | -760819.8869 | -747958.9567 | -736607.6036 | -723046.4331 | -204452.3269
P5 | -1122536.5716 | -1084632.1994 | -1076685.8023 | -1085548.2554 | -1118516.3753 | -1101342.981 | -932689.5291 | -933023.7992 | -927906.9082 | -935937.0038 | -935219.3409 | -921285.498 | -895728.0931 | -872455.7724 | -849226.9614 | -871883.3931 | -855928.6458 | -260349.6052
P95 | -899284.7596 | -835398.3324 | -796709.713 | -797332.4481 | -833088.6815 | -885429.2988 | -664273.8661 | -677604.9521 | -683218.889 | -703297.5073 | -673275.0143 | -675184.4957 | -651593.559 | -617671.6051 | -614803.9108 | -613012.8395 | -613474.6925 | -157445.2307
IRP 2018 Greenfield
NETPOS - Net Position (MWh)
MEAN | 34972.4324 | 34867.1826 | 34894.2814 | 34777.2644 | 35040.3026 | 34761.9337 | 34897.8656 | 34816.2126 | 34941.4675 | 35118.0995 | 34706.5804 | 34865.7413 | 34890.1154 | 34850.2507 | 34828.5218 | 34900.144 | 34801.0126 | 34967.6954 | 35015.274 | 34849.6133
P5 | 32034.4723 | 32309.3138 | 31513.384 | 31885.7874 | 31868.2121 | 31804.4077 | 31712.2393 | 31555.9379 | 31902.9255 | 32303.8846 | 31616.4426 | 31435.1148 | 31459.7754 | 31353.0992 | 32212.1255 | 31902.2446 | 32047.466 | 31873.0889 | 31601.1521 | 31976.4925
P95 | 38320.6027 | 37394.3454 | 38021.4007 | 37881.4399 | 38390.6809 | 37862.5943 | 37679.9798 | 38024.2919 | 38367.8671 | 38237.321 | 37717.7489 | 37492.2606 | 38109.5838 | 37986.9172 | 37201.863 | 37889.7664 | 38345.6655 | 37831.6082 | 38038.4984 | 38118.2039
NETREVENUE - Net Revenue $
MEAN | -1530360.4549 | -1418841.0221 | -1412599.1198 | -1433411.8182 | -1465021.6571 | -1484942.9955 | -1105116.7462 | -1118953.4699 | -1136971.4165 | -1123107.7379 | -1090902.536 | -1073971.4312 | -1054168.7652 | -1028345.1833 | -1010442.8954 | -985920.706 | -959376.1662 | -939288.8791 | -912832.979 | -881462.9972
P5 | -1735498.4062 | -1647156.9937 | -1650800.6487 | -1698455.338 | -1740408.0703 | -1667718.8799 | -1339355.2085 | -1375093.8052 | -1372909.7056 | -1365852.7671 | -1390630.5566 | -1314913.0765 | -1296218.4064 | -1247176.5126 | -1205210.8132 | -1236004.5883 | -1219048.7519 | -1211121.5718 | -1222187.7376 | -1184402.6592
P95 | -1347683.4212 | -1176832.0987 | -1171785.7396 | -1165063.9474 | -1248899.2116 | -1252398.4886 | -847951.9961 | -852880.5424 | -879476.8204 | -861770.1647 | -857218.0644 | -842151.9255 | -825758.0275 | -770830.5351 | -742459.1697 | -747728.9314 | -738036.043 | -713655.0159 | -690020.7343 | -599696.2459
IRP 2018 Judith Gap
NETPOS - Net Position (MWh)
MEAN | 196830.5494 | 196573.776 | 195747.7193 | 195125.8532 | 196353.0226 | 196045.7687 | 195851.2396 | 195111.0103
P5 | 175392.3612 | 181877.6091 | 176837.2007 | 179213.0703 | 179878.2919 | 177939.4287 | 179813.0455 | 179333.0835
P95 | 216839.0844 | 210381.367 | 211335.4922 | 214661.6878 | 215610.0725 | 215969.901 | 212836.6371 | 213263.7449
NETREVENUE - Net Revenue $
MEAN | -2234118.0076 | -1636393.0637 | -1579767.1732 | -1743080.0202 | -1843368.964 | -2009443.301 | 146936.9428 | 62617.2336
P5 | -2904097.4868 | -2763660.5348 | -2622050.627 | -2893920.8678 | -2933750.8861 | -2908393.8439 | -1082883.3955 | -1143366.8323
P95 | -1439816.7221 | -505351.3786 | -316983.7848 | -496512.925 | -597281.8639 | -714018.2538 | 1401250.5767 | 1557793.2782
IRP 2018 Musselshell 1
NETPOS - Net Position (MWh)
MEAN | 10630.7646 | 10649.9964 | 10543.2072 | 10483.9477 | 10589.388 | 10626.8136 | 10549.0239 | 10509.0316 | 10551.7037 | 10753.5475 | 10528.9103 | 10591.7523 | 10558.7862 | 10620.4311 | 10521.7511 | 10561.3012 | 10538.5312 | 3427.0219
P5 | 9452.1011 | 9656.4419 | 9291.4568 | 9415.138 | 9444.4135 | 9494.2692 | 9535.6856 | 9384.5164 | 9496.821 | 9664.3558 | 9576.7101 | 9409.1123 | 9315.8855 | 9361.1788 | 9583.1671 | 9288.5811 | 9420.9642 | 2843.434
P95 | 11831.1398 | 11785.8947 | 11615.1925 | 11731.593 | 11740.703 | 11917.8741 | 11604.0866 | 11730.29 | 11756.7761 | 11964.3144 | 11754.4179 | 11680.4202 | 11890.8065 | 11716.0014 | 11373.5137 | 11776.6776 | 11583.5867 | 4041.8357
NETREVENUE - Net Revenue $
MEAN | -625370.4687 | -593713.3296 | -585349.7179 | -590185.1989 | -601807.4075 | -612450.9384 | -492060.165 | -495542.5821 | -501563.6923 | -503870.688 | -487634.9381 | -484408.5819 | -476333.7618 | -471814.0201 | -462240.6814 | -455739.5014 | -447281.912 | -135413.1649
P5 | -718050.595 | -701491.0903 | -686503.8915 | -676191.4667 | -695251.9934 | -690096.1917 | -569842.9977 | -582686.6645 | -590760.6031 | -588604.8266 | -584241.2431 | -575764.7253 | -556658.7084 | -544768.1998 | -535790.7544 | -548418.8625 | -537455.5145 | -178534.2301
P95 | -545196.5403 | -516406.9015 | -491587.4167 | -493122.3123 | -515862.0558 | -525631.0866 | -399188.068 | -409084.2735 | -418661.131 | -431195.9483 | -401046.2221 | -402256.7543 | -384076.1985 | -376838.1738 | -377007.7669 | -373277.2577 | -370888.6935 | -103417.104
IRP 2018 Musselshell 2
NETPOS - Net Position (MWh)
MEAN | 12733.7511 | 12695.9165 | 12628.776 | 12576.8982 | 12692.0807 | 12665.4966 | 12649.6702 | 12610.445 | 12642.1521 | 12803.1467 | 12618.8267 | 12686.5061 | 12655.0157 | 12653.4589 | 12606.3304 | 12655.0257 | 12629.573 | 3896.8489
P5 | 11368.173 | 11598.4384 | 11156.1888 | 11394.5152 | 11419.2032 | 11366.6614 | 11493.8254 | 11383.4391 | 11509.0176 | 11717.4526 | 11444.8801 | 11475.5393 | 11261.3263 | 11271.364 | 11652.2242 | 11246.1208 | 11446.0098 | 3296.7739
P95 | 14050.2632 | 13933.3819 | 13790.2317 | 13874.7704 | 13996.5911 | 14167.6492 | 13854.4381 | 14013.5693 | 13914.6712 | 14086.7744 | 13881.8805 | 13866.3347 | 14101.6733 | 13794.9346 | 13617.7768 | 13931.6621 | 13692.3337 | 4553.1272
NETREVENUE - Net Revenue $
MEAN | -750018.7089 | -708698.4038 | -701949.009 | -708614.5805 | -722249.4785 | -731294.762 | -591100.9677 | -595509.3133 | -602084.6854 | -601629.2851 | -585859.501 | -581301.5937 | -572423.9738 | -563820.5635 | -555108.2458 | -547671.0542 | -537512.6537 | -154394.4533
P5 | -850010.1654 | -826890.8556 | -815211.7969 | -804612.932 | -831328.0322 | -827110.6875 | -683243.3434 | -698547.3391 | -701754.0519 | -701552.2442 | -697743.685 | -687937.5366 | -670292.9291 | -651785.9988 | -638981.1738 | -655200.6189 | -646230.1426 | -199275.7968
P95 | -663303.4094 | -620078.8198 | -593728.5157 | -597866.4809 | -623553.6153 | -634971.3616 | -481380.7117 | -492618.7496 | -499954.4467 | -515986.1042 | -488760.7023 | -487577.0451 | -466299.3704 | -456332.991 | -455790.7947 | -448906.5798 | -447820.9524 | -119368.6414
IRP 2018 Oversight Wind
NETPOS - Net Position (MWh)
MEAN | 4950.395 | 4947.8239 | 4922.6209 | 4886.7561 | 4904.7132 | 4964.9544 | 4918.0774 | 4920.6824 | 4924.5656 | 4976.1618 | 4931.2482 | 4913.1189 | 4933.8104 | 4936.4468 | 4913.8922 | 4919.3146 | 4918.3049 | 4939.3365 | 4912.055 | 4917.133
P5 | 4558.2693 | 4563.2284 | 4562.91 | 4540.9216 | 4555.0934 | 4602.6852 | 4587.6857 | 4560.6443 | 4612.0425 | 4607.0644 | 4510.9402 | 4562.1297 | 4529.0485 | 4567.8184 | 4568.3127 | 4573.2636 | 4527.6596 | 4639.2422 | 4535.2647 | 4536.5999
P95 | 5348.6138 | 5257.6516 | 5240.1147 | 5208.8472 | 5309.7032 | 5336.6107 | 5251.2877 | 5251.646 | 5246.4469 | 5305.9266 | 5284.1815 | 5402.8546 | 5355.3523 | 5244.7113 | 5247.9203 | 5299.6356 | 5338.2857 | 5300.2253 | 5283.1911 | 5308.9172
NETREVENUE - Net Revenue $
MEAN | -215943.7877 | -200946.299 | -198438.791 | -201283.0732 | -204215.9117 | -211601.7245 | -155276.6597 | -157471.2103 | -159558.6145 | -158271.2948 | -154260.089 | -151013.3509 | -148473.3877 | -144867.8657 | -141294.4071 | -137905.7755 | -134523.2877 | -131854.0741 | -127553.8519 | -123100.1446
P5 | -242058.0089 | -232239.8241 | -226394.1307 | -235409.3423 | -238047.9141 | -241553.5352 | -190302.6922 | -189155.0494 | -190193.6135 | -192970.3202 | -189605.495 | -184278.3177 | -182572.9233 | -175121.3836 | -173648.2825 | -167954.0292 | -166289.9184 | -169407.9596 | -171698.2014 | -160658.4001
P95 | -190955.3113 | -169792.6123 | -163922.065 | -165675.4414 | -168798.3009 | -178683.0966 | -123154.2364 | -118968.2618 | -119491.6664 | -122764.8912 | -121145.333 | -117917.52 | -117480.0546 | -109819.1537 | -102458.99 | -101813.3216 | -102223.4072 | -103626.3635 | -94730.1543 | -83778.8212
IRP 2018 South Peak Wind 80 MW
NETPOS - Net Position (MWh)
MEAN | 19298.522 | 129000.9698 | 128442.356 | 127622.9114 | 128893.2176 | 128919.6386 | 128432.6236 | 128119.672 | 128611.9198 | 130167.8836 | 127926.2673 | 128599.7231 | 128474.8483 | 128979.6452 | 127771.9007 | 109062.4434
P5 | 15531.6149 | 118971.3189 | 116202.4988 | 117170.5888 | 120001.9654 | 119196.4188 | 119076.0329 | 117691.134 | 118546.2044 | 119906.9604 | 118354.3987 | 117489.8295 | 117268.9898 | 116656.0956 | 118402.6344 | 96327.1664
P95 | 22409.4282 | 138869.0803 | 139049.7763 | 138526.6712 | 140770.5444 | 140011.0554 | 138874.3033 | 139421.7358 | 139099.0151 | 140736.0214 | 137896.6045 | 138822.7748 | 139253.8496 | 138979.362 | 137684.1503 | 119750.3927
NETREVENUE - Net Revenue $
MEAN | -121417.7956 | -1096546.6839 | -1061223.3089 | -1164749.3926 | -1234102.2962 | -1344774.8782 | 74627.8807 | 14856.7334 | -35244.0938 | 44061.1059 | 117524.9288 | 204533.6845 | 273517.7305 | 368632.9238 | 430802.1521 | 321319.9727
P5 | -219547.7229 | -1800410.6089 | -1729495.7868 | -1904751.0427 | -1963006.9746 | -1934292.4409 | -712723.3598 | -766311.1105 | -793330.2204 | -829727.7385 | -637379.6713 | -663324.712 | -597200.4895 | -379951.4634 | -474536.89 | -425107.8744
P95 | -2764.7337 | -360633.577 | -233694.9565 | -329027.5984 | -414170.969 | -471027.6941 | 899399.3597 | 1028238.3292 | 887716.8792 | 1058665.8723 | 995499.8229 | 1087132.8278 | 1047611.1397 | 1258487.3164 | 1449492.2102 | 1106286.6539
IRP 2018 Spion Kop
NETPOS - Net Position (MWh)
MEAN | 57023.5085 | 56871.7943 | 56600.7363 | 56367.5581 | 56811.5315 | 56795.2876 | 56742.5143 | 56561.8407 | 56674.7468 | 57387.1285 | 56483.8614 | 56841.102 | 56737.79 | 56658.457 | 56498.2291 | 56659.2782 | 56523.1747 | 56846.7713 | 56872.3257 | 56541.4309
P5 | 50694.7191 | 52221.7873 | 50791.3694 | 51555.6697 | 51966.1964 | 51476.7202 | 51639.2294 | 50643.1307 | 51868.6295 | 52335.4206 | 51598.9908 | 51547.1802 | 51056.2584 | 50380.1117 | 52035.6097 | 50512.315 | 51249.8178 | 51790.3345 | 51729.1499 | 51632.9838
P95 | 62567.8728 | 61951.6965 | 61441.6931 | 62211.8443 | 62001.1434 | 62915.754 | 61545.5689 | 62515.9322 | 61452.2815 | 63467.3985 | 61353.215 | 61423.34 | 62669.9413 | 61384.3558 | 60782.9753 | 62470.8749 | 61377.7461 | 61845.9986 | 61313.1974 | 62470.149
NETREVENUE - Net Revenue $
MEAN | 611353.7911 | 782317.2106 | 791834.9571 | 742820.497 | 718178.9239 | 669169.2675 | 1295639.2592 | 1263753.4535 | 1243625.0037 | 1294509.7151 | 1307461.3211 | 1350803.0435 | 1381814.3525 | 1417907.813 | 1445951.729 | 1492303.5891 | 1529197.1214 | 1576029.3895 | 1620793.5728 | 1657788.9535
P5 | 443136.1224 | 471930.6631 | 483903.1354 | 443400.8244 | 432632.6683 | 369398.3497 | 940307.5462 | 937234.2157 | 906588.7057 | 893370.4792 | 972064.0428 | 943536.7269 | 983045.231 | 1088266.9644 | 1009418.9786 | 1043013.6243 | 1111126.3467 | 1219141.5965 | 1091168.0347 | 1135424.1911
P95 | 822264.6071 | 1116889.0157 | 1143410.3476 | 1063814.0805 | 1063140.4651 | 1024122.5605 | 1669818.8692 | 1688602.9674 | 1681970.8298 | 1724473.0462 | 1689825.7142 | 1718062.8015 | 1775491.3512 | 1815378.7109 | 1943781.5318 | 1930312.7455 | 2016606.9308 | 1977536.2382 | 2141812.0406 | 2210275.6451
IRP 2018 Stillwater Wind
NETPOS - Net Position (MWh)
MEAN | 123818.6135 | 123522.0486 | 123796.9478 | 122887.2311 | 123865.983 | 124281.2988 | 123925.5593 | 123608.5632 | 123230.7651 | 124915.7564 | 123911.9455 | 124215.5824 | 123689.3976 | 123484.5558 | 123103.0339 | 124144.1562 | 123929.6712 | 124310.9697 | 123692.4848 | 123855.5789
P5 | 111398.4856 | 112768.0202 | 111190.6722 | 111935.3277 | 110813.7605 | 112638.8656 | 111157.832 | 110812.9844 | 112847.5302 | 113589.5184 | 111718.5927 | 114554.2075 | 109804.106 | 112030.797 | 112533.2917 | 112685.8751 | 111041.3043 | 112046.8424 | 113127.1639 | 112144.2507
P95 | 135699.7127 | 134503.8501 | 134657.8424 | 136274.546 | 136228.0607 | 135228.7047 | 135366.9452 | 137214.5618 | 136294.0218 | 136746.7875 | 133144.9445 | 134718.7218 | 137410.9854 | 135293.5767 | 133990.3661 | 137058.3326 | 133906.2095 | 133831.764 | 136062.5639 | 135585.7197
NETREVENUE - Net Revenue $
MEAN | -3372096.3344 | -3003170.8847 | -2964960.5784 | -3055972.5134 | -3134348.4454 | -3260859.0165 | -1884940.1436 | -1939657.2133 | -1993454.8914 | -1931819.5351 | -1848051.0256 | -1786828.444 | -1696506.6584 | -1620391.4075 | -1529651.2821 | -1458148.2151 | -1375399.7078 | -1293070.8269 | -1204302.5196 | -1099283.3821
P5 | -3825540.0351 | -3750312.3357 | -3678350.7365 | -3926508.0684 | -3858619.3167 | -3971697.0032 | -2597097.6993 | -2708078.4824 | -2767375.7919 | -2838972.895 | -2643888.7478 | -2529055.4628 | -2504436.124 | -2420082.56 | -2347988.8358 | -2396278.1839 | -2115974.6541 | -2270567.3728 | -2213477.7789 | -2193486.2435
P95 | -2774672.794 | -2237617.013 | -2065811.7787 | -2306107.5322 | -2319012.3205 | -2505004.776 | -1091185.0892 | -948560.7984 | -1072728.0766 | -1023545.3077 | -1121558.6847 | -1055981.5701 | -971201.2808 | -870766.224 | -558540.1937 | -590765.8517 | -524330.844 | -611099.3404 | -321919.2 | -9028.793
IRP 2018 Two Dot Wind
NETPOS - Net Position (MWh)
MEAN | 13258.9771 | 13272.3695 | 13152.4709 | 13123.7231 | 13214.1583 | 13235.2413 | 13205.8141 | 13160.2477 | 13192.1233 | 13354.8358 | 13140.1415 | 13233.6867 | 13207.1782 | 13203.7113 | 13165.9204 | 13183.2677 | 13168.8033 | 13249.2877 | 13257.6555 | 13149.2768
P5 | 11707.1131 | 11922.7665 | 11662.1987 | 11635.3586 | 11977.3988 | 11942.2221 | 11816.4171 | 11756.4138 | 11873.7457 | 12021.6168 | 11795.4909 | 11836.6662 | 11765.7377 | 11743.6924 | 11971.4808 | 11720.1195 | 11895.8753 | 11767.5303 | 11810.7938 | 12015.089
P95 | 14704.6592 | 14572.6248 | 14511.8797 | 14532.1462 | 14688.5697 | 14723.6433 | 14466.3145 | 14719.3047 | 14526.3055 | 14656.9835 | 14470.5048 | 14615.5278 | 14860.7511 | 14498.1688 | 14376.2109 | 14602.5657 | 14651.4495 | 14548.4944 | 14532.1016 | 14641.5831
NETREVENUE - Net Revenue $
MEAN | 139282.0636 | 176928.8339 | 178053.9442 | 168238.4073 | 162514.7705 | 151779.7381 | 296736.5929 | 289262.4836 | 285084.1226 | 296887.8994 | 299811.8743 | 309860.1295 | 317007.3846 | 325835.6607 | 331542.6761 | 342831.9885 | 351272.6238 | 362453.0208 | 372985.4474 | 380531.9849
P5 | 101311.5841 | 108149.3328 | 107976.8347 | 99751.4082 | 98244.0559 | 82790.6788 | 212350.6762 | 213071.302 | 205601.9652 | 198302.2988 | 224178.7753 | 210560.3568 | 221810.6981 | 247268.5398 | 228516.3187 | 239756.6159 | 253651.4159 | 278086.6996 | 250281.1608 | 266603.6441
P95 | 185573.9682 | 248103.4707 | 257263.167 | 237123.0347 | 245927.9428 | 233711.8585 | 381074.8303 | 378417.5363 | 388240.8415 | 410593.297 | 387569.2093 | 405533.4183 | 409417.1962 | 419112.0333 | 430526.4248 | 456979.0355 | 460408.2958 | 464055.9423 | 502006.647 | 509686.0044
IRP_2018 Black Eagle Solar
NETPOS - Net Position (MWh)
MEAN | 1017.1605 | 1056.4444 | 1004.1249 | 1028.2 | 1029.1918 | 1030.6745 | 1035.5178 | 1026.4393 | 1018.5569 | 1039.4766 | 1023.92 | 1008.2179 | 1033.3788 | 1013.2983 | 1015.5887 | 1026.4704 | 1017.556 | 1029.2687 | 1016.4969 | 1005.1507
P5 | 538.4799 | 495.7383 | 494.1108 | 542.669 | 516.8781 | 495.3681 | 539.5307 | 483.3236 | 563.1026 | 556.2309 | 526.3593 | 508.0401 | 468.6661 | 526.3095 | 465.8316 | 537.3812 | 484.1399 | 548.2202 | 530.2124 | 553.0602
P95 | 1555.5427 | 1633.6542 | 1567.62 | 1683.6241 | 1599.1391 | 1654.0351 | 1606.5586 | 1550.2172 | 1625.8294 | 1630.8778 | 1627.9629 | 1609.8574 | 1676.5613 | 1617.2337 | 1596.6189 | 1636.5267 | 1614.9113 | 1608.3819 | 1569.7038 | 1569.1019
NETREVENUE - Net Revenue $
MEAN | -52606.5404 | -54940.9767 | -51616.9051 | -53356.9161 | -53381.4179 | -54035.6853 | -43177.407 | -43205.4836 | -42513.7685 | -42848.1624 | -41615.6014 | -40255.2101 | -40703.3875 | -38938.7211 | -38595.2926 | -38042.2746 | -37374.462 | -37085.8656 | -35866.9898 | -34380.5122
P5 | -82715.7875 | -84015.3544 | -82941.8334 | -87073.7229 | -85443.527 | -86107.307 | -67165.1239 | -68640.7867 | -70147.1213 | -73195.9455 | -66508.3189 | -61797.4712 | -65601.1535 | -65228.2198 | -62382.6977 | -61432.3616 | -63098.835 | -59087.1248 | -57056.7489 | -55843.1475
P95 | -27972.017 | -25741.032 | -25677.1605 | -25232.7978 | -25915.2814 | -26662.6541 | -18840.5585 | -19586.6803 | -21865.0139 | -19274.0067 | -19044.8406 | -17536.9211 | -18888.2218 | -18139.8743 | -16081.7171 | -17424.0483 | -15444.0438 | -19451.931 | -16200.65 | -16874.2072
IRP_2018 Energy of Utah MTSUN
NETPOS - Net Position (MWh)
MEAN | 1130.1139 | 32512.6893 | 31839.8533 | 32261.1348 | 32285.3019 | 32393.1403 | 32443.1102 | 32473.4863 | 31607.9268 | 32401.0371 | 32230.486 | 32454.5568 | 32440.219 | 31622.6276 | 32402.088 | 31230.6743
P5 | 719.792 | 12594.7723 | 11921.7237 | 12668.3897 | 12787.8159 | 11968.7295 | 11696.1303 | 12000.7951 | 13230.1173 | 12122.4238 | 11730.1919 | 13156.16 | 12139.1472 | 12561.7769 | 11732.4816 | 12024.5452
P95 | 1773.8283 | 51787.1285 | 50509.8106 | 51435.4798 | 51209.4109 | 51186.9121 | 50759.5116 | 51965.6743 | 50118.5434 | 50936.6111 | 51392.378 | 51180.6066 | 51825.2896 | 49915.3709 | 52072.2977 | 50386.4128
NETREVENUE - Net Revenue $
MEAN | -5242.9989 | -380930.0525 | -348198.136 | -365321.7213 | -369412.5541 | -391823.5377 | -40598.5687 | -52407.4357 | -45510.1559 | -29205.4738 | -4892.5044 | 17843.9182 | 35396.3294 | 71360.8438 | 74775.54 | 84008.6445
P5 | -11540.5992 | -644423.5869 | -656816.9956 | -650213.0327 | -698608.4188 | -706888.1524 | -225015.915 | -305133.1612 | -224458.0062 | -253383.9369 | -240292.2486 | -189101.9365 | -179753.4153 | -121329.5035 | -162918.4483 | -113307.9225
P95 | 3590.2721 | -134232.5477 | -73680.0796 | -111159.9126 | -111689.2167 | -140030.5603 | 138512.9896 | 166307.9086 | 161884.4455 | 172484.6847 | 190063.6247 | 223375.1219 | 267022.5004 | 290571.1708 | 368908.9388 | 358174.6105
IRP_2018 Great Divide Solar
NETPOS - Net Position (MWh)
MEAN | 1189.3888 | 1215.8257 | 1180.3167 | 1198.0359 | 1192.7161 | 1191.2931 | 1207.6291 | 1202.5966 | 1172.366 | 1198.3464 | 1187.4584 | 1184.9773 | 1200.9584 | 1168.1279 | 1199.505 | 1190.8469 | 1192.8332 | 1191.9452 | 1199.7043 | 1166.0776
P5 | 415.3305 | 433.418 | 372.4205 | 434.1513 | 452.0065 | 373.8991 | 427.873 | 412.1943 | 394.8089 | 430.7449 | 439.7345 | 440.5726 | 455.2274 | 416.6631 | 436.8905 | 452.2069 | 441.2924 | 463.1757 | 454.3657 | 376.4773
P95 | 1823.7962 | 1860.6793 | 1791.8782 | 1784.0965 | 1839.3236 | 1796.4573 | 1808.8427 | 1864.7408 | 1751.2877 | 1816.592 | 1791.6594 | 1799.569 | 1820.4234 | 1743.9686 | 1806.6102 | 1790.82 | 1799.2625 | 1810.0779 | 1801.0617 | 1786.4725
NETREVENUE - Net Revenue $
MEAN | -61503.3858 | -63419.3889 | -60597.998 | -62001.2403 | -61850.5149 | -62563.5218 | -50424.8872 | -50591.9321 | -49105.2094 | -49846.6319 | -48446.7331 | -47356.1705 | -47462.2046 | -44608.1493 | -45908.3751 | -44557.316 | -43980.4704 | -43104.938 | -43208.3508 | -40277.6452
P5 | -97310.0547 | -95393.5943 | -93145.9433 | -94569.5249 | -97825.9442 | -94253.6282 | -75504.3414 | -80937.0663 | -74964.4049 | -80293.4984 | -77348.3789 | -75092.8773 | -72579.0969 | -68350.7579 | -72918.2513 | -68846.5956 | -70677.4497 | -69210.6795 | -71243.3844 | -65070.2746
P95 | -20299.4918 | -24404.8542 | -19627.1895 | -23314.6237 | -24360.8298 | -21392.4184 | -19724.6607 | -16141.6041 | -17910.1303 | -17445.9449 | -18199.4804 | -18674.7644 | -18968.5899 | -15845.4155 | -17000.5013 | -15711.5748 | -16346.8725 | -17444.2597 | -15681.1319 | -14928.1889
IRP_2018 Green Meadow Solar
NETPOS - Net Position (MWh)
MEAN | 1135.163 | 1141.392 | 1118.9721 | 1140.6501 | 1131.3738 | 1133.7641 | 1139.6622 | 1136.3775 | 1110.5004 | 1141.6768 | 1125.6142 | 1133.8276 | 1141.2376 | 1115.0929 | 1135.5891 | 1131.3273 | 1123.5081 | 1143.1083 | 1137.4772 | 1109.7703
P5 | 493.5523 | 477.0401 | 429.4043 | 503.3573 | 528.203 | 483.5779 | 496.8079 | 479.9006 | 488.5298 | 454.5774 | 461.772 | 538.7102 | 486.8252 | 465.4316 | 480.2736 | 523.5873 | 442.6015 | 485.4672 | 517.47 | 444.8166
P95 | 1957.7568 | 1938.8487 | 1881.4466 | 1832.0354 | 1927.6315 | 1873.3979 | 1842.6835 | 1890.2187 | 1859.973 | 1890.1732 | 1863.4933 | 1844.4626 | 1908.713 | 1870.6648 | 1945.4267 | 1882.8411 | 1905.7223 | 1894.5014 | 1887.5732 | 1879.1723
NETREVENUE - Net Revenue $
MEAN | -59016.6926 | -59990.7444 | -57855.378 | -59706.2511 | -59547.635 | -60570.2807 | -48406.3661 | -48954.0544 | -47570.9202 | -48484.0461 | -46930.6381 | -46653.435 | -46277.8016 | -43968.3493 | -44490.4454 | -43622.3396 | -42579.7779 | -42572.6074 | -42078.1992 | -39444.4147
P5 | -98784.6902 | -101766.8295 | -97772.0983 | -96012.6406 | -102557.8475 | -100472.0921 | -79126.2932 | -80195.4556 | -76617.9494 | -86358.1474 | -73659.8336 | -76568.7224 | -76117.9957 | -74869.9546 | -76774.093 | -72675.5161 | -73978.3397 | -70397.8628 | -71946.2513 | -64842.4981
P95 | -24302.8602 | -20472.687 | -22534.2434 | -26593.9855 | -26399.3641 | -26468.3318 | -20696.373 | -20663.3083 | -20755.4775 | -17099.2922 | -17743.31 | -19858.2649 | -18701.8643 | -15736.8599 | -18913.2395 | -20301.0924 | -16861.2624 | -18067.6774 | -19000.3318 | -16136.9235
IRP_2018 Magpie Solar
NETPOS - Net Position (MWh)
MEAN | 1146.2447 | 1150.5279 | 1125.5477 | 1151.5085 | 1147.8843 | 1142.3333 | 1144.1867 | 1141.5094 | 1124.3887 | 1145.1851 | 1139.8579 | 1142.5544 | 1150.9747 | 1111.7255 | 1154.7713 | 1149.261 | 1150.2217 | 1148.2095 | 1140.7389 | 1112.0374
P5 | 514.1154 | 466.0756 | 426.378 | 447.8319 | 482.1912 | 443.3545 | 427.9723 | 492.2005 | 466.9505 | 465.7616 | 428.1705 | 487.258 | 390.6768 | 484.1235 | 475.6762 | 450.2994 | 443.0241 | 496.7266 | 484.2536 | 455.4123
P95 | 1806.1792 | 1820.2447 | 1763.5111 | 1816.029 | 1836.4018 | 1792.0552 | 1773.473 | 1806.4781 | 1797.8772 | 1792.5368 | 1823.6465 | 1793.0817 | 1837.8327 | 1752.2374 | 1846.4919 | 1787.1772 | 1829.0267 | 1824.6435 | 1771.9638 | 1767.0381
NETREVENUE - Net Revenue $
MEAN | -59310.1063 | -60223.451 | -58206.4962 | -60056.6385 | -60158.231 | -60677.6042 | -48428.6981 | -48808.8536 | -47865.3845 | -48149.4896 | -47142.3768 | -46579.1909 | -46273.7739 | -43428.5288 | -44826.5047 | -43685.2343 | -43169.9277 | -42353.3752 | -41664.5121 | -39193.1215
P5 | -97839.5678 | -97757.0243 | -94045.7009 | -96716.2317 | -99693.3836 | -98332.9715 | -77175.0437 | -80717.14 | -78629.3506 | -81988.132 | -79473.7778 | -74924.7152 | -73886.1408 | -70808.2106 | -72724.7689 | -72792.4074 | -74072.1779 | -70099.3397 | -70435.7124 | -65927.5429
P95 | -27303.0593 | -23277.2783 | -23119.8635 | -22759.6335 | -23317.3429 | -22122.5834 | -17449.9286 | -19545.9525 | -18894.9685 | -17210.3803 | -17129.6256 | -17887.4314 | -17011.9516 | -17720.9157 | -17332.1424 | -16256.3808 | -14535.9908 | -16156.5729 | -15740.7583 | -16223.698
IRP_2018 River Bend Solar
NETPOS - Net Position (MWh)
MEAN | 652.5065 | 672.6146 | 639.0379 | 657.4812 | 665.4992 | 656.9057 | 664.7827 | 656.188 | 640.3678 | 663.7979 | 655.9269 | 655.8175 | 664.1093 | 648.2386 | 667.5595 | 660.1231 | 650.6556 | 659.8907 | 661.6463 | 635.3836
P5 | 320.3513 | 291.6117 | 331.8807 | 298.2107 | 350.7433 | 301.2842 | 285.3093 | 321.3229 | 317.3209 | 316.6402 | 332.2409 | 320.7801 | 347.1442 | 316.1665 | 326.4494 | 326.7254 | 296.6579 | 336.1746 | 348.9076 | 296.311
P95 | 977.1796 | 1023.7841 | 940.6919 | 975.4874 | 999.2902 | 1004.8196 | 1007.5554 | 995.6158 | 946.3354 | 1003.6775 | 989.4692 | 974.3022 | 985.2085 | 960.3321 | 1000.2907 | 978.8666 | 969.2666 | 985.3559 | 972.3092 | 958.7792
NETREVENUE - Net Revenue $
MEAN | -33361.0548 | -34959.8094 | -32688.204 | -33930.3858 | -34416.2477 | -34357.1697 | -27700.1896 | -27641.3952 | -26727.0756 | -27483.5862 | -26593.9514 | -26169.5263 | -26188.4962 | -24786.7015 | -25399.9804 | -24512.9874 | -23791.6494 | -23756.0313 | -23579.4668 | -21844.6868
P5 | -51477.5053 | -52561.1073 | -49546.1731 | -51943.1334 | -54295.5445 | -52497.2144 | -41501.8631 | -42910.9888 | -40309.6773 | -43615.1659 | -41155.5149 | -39382.5225 | -38160.6224 | -38811.7898 | -39400.3885 | -37689.3732 | -38288.6715 | -36048.7315 | -37538.1949 | -33533.9661
P95 | -16950.9134 | -15879.2967 | -15687.3223 | -14627.1642 | -16667.0443 | -15240.0502 | -11259.5182 | -12778.8489 | -12691.2594 | -12201.6039 | -13487.4083 | -13407.01 | -12584.623 | -11545.1389 | -11857.0158 | -12407.2687 | -10861.3513 | -10932.9602 | -10821.4346 | -9727.4876
IRP_2018 South Mills Solar
NETPOS - Net Position (MWh)
MEAN | 1007.9819 | 1021.6026 | 975.6705 | 1004.5178 | 1001.5106 | 1006.3299 | 1016.3759 | 1015.4603 | 981.0173 | 1006.3419 | 992.5226 | 1008.671 | 1004.5362 | 987.6617 | 997.4904 | 999.5294 | 994.7323 | 1003.0352 | 1015.3734 | 976.1221
P5 | 442.8412 | 380.0104 | 395.1268 | 425.2491 | 425.2565 | 396.9287 | 385.2515 | 370.5469 | 408.5973 | 374.3479 | 429.4941 | 432.4705 | 420.3202 | 402.2888 | 434.4507 | 413.5188 | 365.9863 | 395.929 | 448.4351 | 399.7992
P95 | 1653.615 | 1658.5146 | 1594.7979 | 1626.8519 | 1613.4987 | 1670.9485 | 1695.7824 | 1669.2573 | 1618.5132 | 1626.6437 | 1651.5314 | 1628.0131 | 1631.6514 | 1603.09 | 1640.9246 | 1632.5206 | 1632.1486 | 1649.8859 | 1649.0897 | 1610.5692
NETREVENUE - Net Revenue $
MEAN | -51335.6971 | -52644.1449 | -49434.185 | -51278.1445 | -51179.3589 | -52123.5674 | -41670.0726 | -41935.253 | -40265.8836 | -40767.8888 | -39354.8505 | -39457.7583 | -38654.0268 | -36733.5696 | -37023.6221 | -36154.3353 | -35501.0546 | -34971.5028 | -35146.5314 | -32627.7119
P5 | -85933.2647 | -86750.7966 | -82326.816 | -83962.3913 | -88492.8607 | -88949.4584 | -72371.4711 | -73989.1808 | -69142.9444 | -73024.5633 | -68225.5236 | -69255.174 | -61918.3814 | -61126.5123 | -63789.4741 | -62215.9482 | -64457.83 | -59647.3398 | -63880.7799 | -58006.0444
P95 | -22722.9659 | -18320.0715 | -18158.4083 | -20632.3527 | -21417.8879 | -19569.019 | -15049.5413 | -15041.6373 | -16400.9982 | -14892.8652 | -16031.1372 | -15356.6512 | -16057.331 | -14862.873 | -14934.9096 | -13323.812 | -12090.7302 | -13737.7885 | -12891.7339 | -11786.1582
Wind Asset - Total
NETPOS - Net Position (MWh)
MEAN | 557830.5073 | 803965.3914 | 800104.0921 | 797134.3229 | 802900.3556 | 803543.0797 | 802393.7665 | 800397.1585 | 604134.2427 | 612046.1791 | 604231.1869 | 606379.0139 | 605922.7791 | 605053.272 | 603319.6754 | 572549.109 | 1121888.0771 | 1100533.986 | 1088051.4194 | 1432100.9749
P5 | 508851.2288 | 750623.26 | 730209.1686 | 743170.1355 | 748547.013 | 756451.624 | 746723.9084 | 734296.0818 | 561792.7551 | 565185.1134 | 561716.9492 | 559305.8788 | 562883.7179 | 560809.6137 | 562473.8634 | 523690.2136 | 1033775.264 | 1023956.6711 | 1005781.0868 | 1330914.646
P95 | 599883.272 | 860901.8022 | 859469.5645 | 852996.452 | 870263.7123 | 868608.992 | 862920.4004 | 866235.3461 | 655853.944 | 662735.7791 | 654432.7298 | 658499.2778 | 659100.5672 | 655170.9685 | 648528.9044 | 625237.9314 | 1198325.5545 | 1182618.4551 | 1175302.9713 | 1535221.338
NETREVENUE - Net Revenue $
MEAN | -11847206.4526 | -14120998.9936 | -13804103.8779 | -14420672.7554 | -14889210.9459 | -15601889.2865 | -6755130.4813 | -7095733.9696 | -7384753.4774 | -7083097.6323 | -6645468.1951 | -6300308.9498 | -5942343.55 | -5503956.3471 | -5159556.243 | -4478936.5165 | 13638327.5714 | 15650804.973 | 17057299.8582 | 27761874.8318
P5 | -14028218.1964 | -18717674.0027 | -18065362.9379 | -19286885.6568 | -19720877.5431 | -19353878.7863 | -11591769.1689 | -11792181.9554 | -11116971.4858 | -11213754.9236 | -10532663.1731 | -10361174.1988 | -9836600.0286 | -9104187.3327 | -9019699.634 | -8646532.1302 | 6023115.8062 | 8071039.1269 | 7534661.3336 | 16194372.5724
P95 | -9610063.6568 | -9582134.771 | -9018215.3306 | -9082395.9513 | -10145717.2305 | -10496204.65 | -1546467.5127 | -1070307.3947 | -2948648.4742 | -2604348.1265 | -2811519.4083 | -2369521.1529 | -2385407.5765 | -1438552.2897 | -585684.714 | -540470.682 | 22498808.1691 | 22634714.9344 | 25438959.5225 | 39708604.3705
Total
Total - Total
Total - Total - Total
CAPACITYFACTOR - Net Generation Capacity Factor
MEAN | 0.40779 | 0.39926 | 0.39041 | 0.401 | 0.35972 | 0.30534 | 0.24652 | 0.22207 | 0.20123 | 0.19656 | 0.16777 | 0.16016 | 0.16159 | 0.15991 | 0.15507 | 0.15482 | 0.13953 | 0.13184 | 0.12822 | 0.11794
P5 | 0.37422 | 0.35352 | 0.34425 | 0.34575 | 0.29931 | 0.25201 | 0.20439 | 0.1883 | 0.17639 | 0.1731 | 0.14849 | 0.14091 | 0.14241 | 0.14189 | 0.13571 | 0.1383 | 0.12071 | 0.1153 | 0.10954 | 0.10002
P95 | 0.43907 | 0.43731 | 0.43135 | 0.45556 | 0.42325 | 0.35988 | 0.28934 | 0.26132 | 0.23209 | 0.22286 | 0.19708 | 0.17815 | 0.18052 | 0.17848 | 0.17694 | 0.17007 | 0.15446 | 0.14762 | 0.14681 | 0.13543
CO2EMISSIONS - CO2 Emissions
MEAN | 254821.9541 | 236446.8284 | 221932.3055 | 356243.3567 | 427692.6994 | 457250.6636 | 375881.1101 | 332886.8812 | 275374.2272 | 279476.6561 | 295313.5008 | 285861.2673 | 297105.2241 | 291470.3497 | 276828.5392 | 286069.3178 | 245124.8875 | 223367.5675 | 221278.5337 | 196043.4108
P5 | 185570.131 | 142589.7411 | 124258.1991 | 218499.5145 | 260342.0732 | 286685.7 | 262190.1615 | 242878.8431 | 207144.7214 | 213635.7946 | 238597.5128 | 232016.8654 | 243257.6074 | 242636.9469 | 224775.1482 | 237688.4545 | 192639.1565 | 181651.9722 | 169950.528 | 144127.154
P95 | 318939.0614 | 310002.6547 | 305904.017 | 495485.0255 | 603430.6495 | 632551.935 | 516037.8173 | 438001.8289 | 378268.067 | 348637.7283 | 383921.7391 | 335153.2851 | 353129.9619 | 343197.5822 | 340445.1013 | 329762.2226 | 293056.4965 | 268521.3085 | 276481.8891 | 246501.1717
FUELCONSUMED - Fuel Consumed
MEAN | 5387150.2109 | 5289678.3209 | 5284527.4931 | 7256466.6421 | 8384451.7115 | 9166985.0479 | 8621274.2007 | 7976030.7445 | 7233057.1251 | 7107962.5938 | 7351338.0072 | 7410909.0584 | 7446792.9671 | 7346408.944 | 7293073.9516 | 7248979.1022 | 6591737.947 | 6458254.8737 | 6246035.1688 | 5839127.2731
P5 | 4732891.5628 | 4332001.5649 | 4316585.5206 | 5760793.1772 | 6494450.2265 | 7166401.0941 | 6986303.8782 | 6672388.7229 | 6235110.374 | 6164194.0574 | 6604025.5854 | 6644886.7744 | 6622765.5395 | 6564646.0271 | 6512395.0748 | 6584207.955 | 5823013.2468 | 5769950.4917 | 5457395.0964 | 5058055.3198
P95 | 6042594.2896 | 6110348.5206 | 6194084.6178 | 8732437.2308 | 10477946.9787 | 11215967.3069 | 10337464.6153 | 9573243.8594 | 8549127.7033 | 8153977.7901 | 8502450.2609 | 8174192.709 | 8222913.5685 | 8137758.0595 | 8214961.0535 | 7888529.0032 | 7225925.9862 | 7089022.2911 | 7034461.0669 | 6512691.465
FUELCOST - Fuel Cost
MEAN | 5499126.2147 | 5386453.7533 | 5637960.1382 | 9380229.9431 | 11262089.0832 | 13022539.6442 | 13538068.6778 | 12766712.2548 | 11696788.1132 | 11787271.03 | 12592024.9386 | 12841851.5592 | 13335636.9611 | 13408667.8201 | 13454498.9178 | 13800839.2234 | 12547812.1787 | 12480050.1223 | 12526338.8326 | 11881669.5511
P5 | 4619951.6597 | 4102320.1842 | 4276006.2569 | 6372916.3757 | 7180304.3995 | 8387358.4414 | 8458400.1967 | 8726248.2259 | 8261021.2769 | 8187361.4512 | 9301370.1667 | 9410474.2722 | 9815647.2066 | 10247073.3865 | 10250268.4933 | 9985663.1782 | 9257042.9116 | 9535269.4893 | 9341808.5886 | 8727904.5188
P95 | 6451919.0782 | 6686373.2759 | 7172777.9508 | 12995418.5306 | 16288415.6792 | 19037696.4244 | 20073356.4953 | 19355773.1518 | 17159341.6944 | 16147091.4151 | 17793548.5974 | 16103841.8961 | 16721752.8807 | 16979658.5237 | 18077793.7036 | 17255166.9685 | 16028934.2759 | 16296559.9356 | 16578040.3652 | 15738872.6326
NETPOS - Net Position (MWh)
MEAN | 4300.968 | 245473.8383 | 240895.2907 | 492698.6256 | 610798.9542 | 636842.3492 | 516268.4439 | 429772.8843 | 141117.8514 | 119881.4361 | -63505.3624 | -69649.7513 | -66408.5456 | -88836.7456 | -128387.6832 | -184019.0724 | 277611.5391 | 234048.0133 | 162236.2209 | 441457.4873
P5 | -125091.8446 | 99224.0473 | 107534.0495 | 327748.8862 | 413010.4091 | 427736.8413 | 299369.1719 | 272827.2529 | -9818.1574 | -48631.6191 | -216372.3117 | -185975.7125 | -211206.3411 | -235733.6792 | -267410.0089 | -329081.0442 | 124825.8687 | 98837.3323 | -16524.5557 | 294957.559
P95 | 130420.725 | 386253.9525 | 400592.795 | 675514.3362 | 820958.8763 | 874563.4703 | 734356.3185 | 617420.3557 | 351137.2982 | 251301.375 | 92809.9017 | 73837.6918 | 106872.9561 | 40458.9623 | 40674.2036 | -56413.0169 | 450968.2366 | 379782.717 | 312115.5007 | 615986.7712
NETREVENUE - Net Revenue $
MEAN | -207177763.1927 | -208682361.0192 | -207321845.366 | -207486205.3203 | -211191909.8835 | -205962079.2515 | -203006072.9958 | -205137583.2698 | -206657243.4836 | -209204046.5343 | -193460064.8684 | -195025296.6308 | -195959515.6717 | -195481588.0801 | -197893135.3609 | -201207215.9758 | -180195508.2754 | -179382816.0318 | -180413002.1581 | -171075033.6825
P5 | -209690715.7784 | -210644666.5196 | -209750246.26 | -210021500.0304 | -214107797.9672 | -208397003.7813 | -206269818.0017 | -207974737.3878 | -211407363.9756 | -213945449.4718 | -198838872.7202 | -201092641.9018 | -202348591.0135 | -202498713.4267 | -203963620.961 | -209055416.299 | -185534374.4355 | -185531520.3911 | -185558996.2634 | -177315033.159
P95 | -205077200.3091 | -206422740.6727 | -204786399.3009 | -204303546.9967 | -207270571.1042 | -202509445.8618 | -198921407.6654 | -201644211.7171 | -203261656.7402 | -205365927.9467 | -187899621.0515 | -189876176.5574 | -189342647.8927 | -190098474.5185 | -191690374.7475 | -194405833.9439 | -175379655.3715 | -174195569.7811 | -174733552.8851 | -165050447.0367
STARTS - Number Starts
MEAN | 2272.51 | 2394.11 | 2263.26 | 3538.09 | 5100.65 | 6077.3 | 7925.14 | 7837.63 | 6980.61 | 7186.75 | 7381.68 | 7256.95 | 7750.75 | 7647.93 | 7286.04 | 7434.53 | 7042.56 | 6597.63 | 6840.41 | 6235.37
P5 | 2086.5 | 2255 | 2134.5 | 3071.5 | 4442.5 | 5185 | 7117.5 | 6912.5 | 6252.5 | 6376 | 6515 | 6328.5 | 6620.5 | 6533.5 | 6177 | 6486.5 | 5720.5 | 5517.5 | 5667.5 | 4934
P95 | 2433.5 | 2544.5 | 2418 | 4070.5 | 5796 | 7007.5 | 8749.5 | 8764.5 | 7970 | 8120 | 8312.5 | 8251.5 | 8660.5 | 8506.5 | 8238.5 | 8272 | 7916 | 7556 | 8011 | 7235
TOTALEMISSIONCOSTS - Emission Costs
MEAN | [6 empty] | 7518309.6905 | 6971980.9629 | 6004310.4754 | 6347687.0328 | 6941582.4833 | 7050627.214 | 7610256.188 | 7775279.0118 | 7709064.9216 | 8292782.1417 | 7399672.447 | 7018044.0861 | 7267944.7398 | 6700318.1982
P5 | [6 empty] | 4398395.4923 | 4147176.1154 | 3408170.6243 | 3543542.0811 | 4111534.1832 | 4188859.0977 | 4508380.0489 | 4765003.0388 | 4369048.7773 | 5386013.848 | 4493576.7766 | 4423126.5283 | 3785429.8056 | 3522263.7327
P95 | [6 empty] | 10836919.372 | 10371333.8638 | 8849111.3339 | 9886413.1401 | 10094825.2042 | 9750288.6436 | 10715622.4721 | 11436309.1864 | 11595714.8696 | 12228210.4802 | 10528769.6606 | 10036878.8628 | 10493351.0876 | 9710061.4092
VOMCOSTS - VOM Costs
MEAN | 1637153.851 | 1667728.492 | 1679564.9128 | 1681120.4194 | 1757929.6372 | 1828863.0694 | 1523752.9644 | 1444534.3141 | 1378194.0223 | 1393945.57 | 1445027.4793 | 1479056.9595 | 1489505.0183 | 1499138.2071 | 1539677.1645 | 1546884.1239 | 1482554.3576 | 1520150.1576 | 1475959.5506 | 1442692.1956
P5 | 1385456.7388 | 1273727.0597 | 1262845.9202 | 1248620.4282 | 1297917.5842 | 1381113.5197 | 1225970.042 | 1224374.3559 | 1182873.0171 | 1203576.4539 | 1269745.2197 | 1290727.0154 | 1310313.2183 | 1337711.7181 | 1383654.2156 | 1377746.1741 | 1298959.4712 | 1376798.4942 | 1300837.1432 | 1288676.3691
P95 | 1882549.8315 | 1997166.3904 | 2089259.9208 | 2104600.4886 | 2278239.9469 | 2302891.4868 | 1928356.4094 | 1758118.6265 | 1716484.7649 | 1634494.7866 | 1746704.83 | 1690508.7474 | 1675525.1377 | 1719386.4794 | 1785424.7473 | 1700407.6089 | 1698103.0057 | 1704236.7475 | 1688520.9833 | 1664726.1802

## High Gas
Books | Montana
Study Portfolios | 2019.01.25 IRP Base - ARS Base High Gas - IRP Planning MAIN load dispatch v8 High Gas scenario
Date Intervals | Annual
Peak Period Label | Light Load
Value | Column Labels
Row Labels | 2019-01 | 2020-01 | 2021-01 | 2022-01 | 2023-01 | 2024-01 | 2025-01 | 2026-01 | 2027-01 | 2028-01 | 2029-01 | 2030-01 | 2031-01 | 2032-01 | 2033-01 | 2034-01 | 2035-01 | 2036-01 | 2037-01 | 2038-01
Ancillary Reserve
2018 IRP Anc Req v6 with candidate assets
15010: New 2022JAN 18V50DF_NG_B #1
NETREVENUE - Net Revenue $
MEAN | -22973.2904 | -107106.5719 | -79352.6441 | -17689.3547 | -15627.3263 | -4277.7441 | -404679.7675 | -348847.0388 | -182933.1317 | -223081.4851 | -245221.0306 | -248903.774 | -281027.9176 | -295328.6689 | -283694.9548 | -317344.9494 | -225721.7924 | -197852.4879 | -193837.9189 | -171388.9385
P5 | -58678.4293 | -158425.5135 | -117144.5414 | -35971.4354 | -36298.2076 | -15222.2585 | -645660.596 | -602406.3341 | -351270.7526 | -349856.9686 | -385114.0462 | -366535.5052 | -395440.7585 | -421313.609 | -414030.4795 | -418657.0966 | -341776.4917 | -275707.1825 | -258202.3104 | -240589.6782
P95 | -6430.3555 | -64826.2969 | -42512.9974 | -5558.7881 | -2528.9153 | -199.6165 | -184574.9823 | -170906.0137 | -74421.5313 | -129484.0376 | -130516.165 | -136899.4115 | -167385.2265 | -178376.9292 | -171455.5988 | -194147.2814 | -156109.2661 | -132416.265 | -128769.3103 | -110033.7232
2018 IRP Anc Req v6 with candidate assets - Total
NETREVENUE - Net Revenue $
MEAN | -314149.0735 | -548654.0941 | -564097.5828 | -347975.045 | -414041.3563 | -469643.798 | -1211849.1165 | -1226714.5054 | -1159575.6919 | -1123495.4401 | -1150983.8138 | -1327753.6101 | -1257591.068 | -1306762.4396 | -1461913.6712 | -1356442.3076 | -1395750.5115 | -1440699.7586 | -1427765.5007 | -1457163.5457
P5 | -397856.3594 | -663426.9465 | -680443.5024 | -424198.4594 | -492602.1161 | -530024.8379 | -1419712.8323 | -1426113.3014 | -1307980.2394 | -1245831.7456 | -1278874.1445 | -1443766.5012 | -1369227.4432 | -1413304.9676 | -1580084.2444 | -1461605.8482 | -1486682.0296 | -1510677.781 | -1494846.063 | -1524527.6512
P95 | -258702.8542 | -445014.0536 | -472834.0852 | -282862.4339 | -336656.2084 | -401646.0016 | -993323.0872 | -1084560.8623 | -1035104.7199 | -1006930.7319 | -1036149.7063 | -1191254.093 | -1138646.4985 | -1191637.0541 | -1342851.6363 | -1243800.5363 | -1318023.8168 | -1372037.2153 | -1357917.8658 | -1392027.5977
2888218
NETREVENUE - Net Revenue $
MEAN | -291175.7831 | -441547.5221 | -484744.9386 | -330285.6903 | -398414.03 | -465366.0539 | -807169.349 | -877867.4666 | -976642.5602 | -900413.9551 | -905762.7831 | -1078849.8362 | -976563.1504 | -1011433.7707 | -1178218.7164 | -1039097.3581 | -1170028.7191 | -1242847.2707 | -1233927.5819 | -1285774.6072
P5 | -353372.6845 | -528298.6706 | -591678.5625 | -406002.615 | -458930.4525 | -520407.4671 | -919118.6949 | -982669.9032 | -1046927.2946 | -961265.3773 | -967875.7383 | -1145249.8175 | -1045143.2563 | -1074280.768 | -1239066.3831 | -1118448.2421 | -1220329.8548 | -1288041.2532 | -1288369.184 | -1344316.5225
P95 | -236485.5055 | -358854.9835 | -393901.8748 | -269866.9055 | -327422.277 | -401326.8621 | -712214.1726 | -777222.486 | -886777.3542 | -846272.2739 | -834917.941 | -1000732.7231 | -883833.1099 | -930216.9242 | -1109332.9612 | -961003.6378 | -1118966.5704 | -1198673.6182 | -1164158.7844 | -1230703.2675
Ancillary Reserve - Total
NETREVENUE - Net Revenue $
MEAN | -314149.0735 | -548654.0941 | -564097.5828 | -347975.045 | -414041.3563 | -469643.798 | -1211849.1165 | -1226714.5054 | -1159575.6919 | -1123495.4401 | -1150983.8138 | -1327753.6101 | -1257591.068 | -1306762.4396 | -1461913.6712 | -1356442.3076 | -1395750.5115 | -1440699.7586 | -1427765.5007 | -1457163.5457
P5 | -397856.3594 | -663426.9465 | -680443.5024 | -424198.4594 | -492602.1161 | -530024.8379 | -1419712.8323 | -1426113.3014 | -1307980.2394 | -1245831.7456 | -1278874.1445 | -1443766.5012 | -1369227.4432 | -1413304.9676 | -1580084.2444 | -1461605.8482 | -1486682.0296 | -1510677.781 | -1494846.063 | -1524527.6512
P95 | -258702.8542 | -445014.0536 | -472834.0852 | -282862.4339 | -336656.2084 | -401646.0016 | -993323.0872 | -1084560.8623 | -1035104.7199 | -1006930.7319 | -1036149.7063 | -1191254.093 | -1138646.4985 | -1191637.0541 | -1342851.6363 | -1243800.5363 | -1318023.8168 | -1372037.2153 | -1357917.8658 | -1392027.5977
Battery Storage
NETPOS - Net Position (MWh)
MEAN
P5
P95
Financial Instrument
NETREVENUE - Net Revenue $
MEAN | -4468253.75 | -2197268.75
P5 | -4796800.3222 | -2430648.3252
P95 | -4108727.5897 | -1967674.9187
Fixed Cost
NETREVENUE - Net Revenue $
MEAN | -121157947.0263 | -121133735.2685 | -120725709.4923 | -120770799.5701 | -121487394.786 | -121569496.6134 | -121820161.4476 | -121668440.2689 | -121018910.6762 | -122140311.8572 | -121917087.0109 | -122126168.9306 | -122344148.5928 | -121981892.1233 | -122298385.0149 | -123056649.3173 | -123314662.1434 | -122287065.5493 | -121423591.8946 | -120975842.0177
P5 | -121157947.0263 | -121133735.2685 | -120725709.4923 | -120770799.5701 | -121487394.786 | -121569496.6134 | -121820161.4476 | -121668440.2689 | -121018910.6762 | -122140311.8572 | -121917087.0109 | -122126168.9306 | -122344148.5928 | -121981892.1233 | -122298385.0149 | -123056649.3173 | -123314662.1434 | -122287065.5493 | -121423591.8946 | -120975842.0177
P95 | -121157947.0263 | -121133735.2685 | -120725709.4923 | -120770799.5701 | -121487394.786 | -121569496.6134 | -121820161.4476 | -121668440.2689 | -121018910.6762 | -122140311.8572 | -121917087.0109 | -122126168.9306 | -122344148.5928 | -121981892.1233 | -122298385.0149 | -123056649.3173 | -123314662.1434 | -122287065.5493 | -121423591.8946 | -120975842.0177
Generation Asset
16069: New 2022JAN 18V50DF_NG_B #1
CAPACITYFACTOR - Net Generation Capacity Factor
MEAN |  |  |  | 0.49244 | 0.34153 | 0.21818 | 0.1691 | 0.13824 | 0.10608 | 0.10788 | 0.11286 | 0.10644 | 0.11134 | 0.11411 | 0.10688 | 0.1096 | 0.10324 | 0.08993 | 0.087308 | 0.076776
P5 |  |  |  | 0.4412 | 0.28975 | 0.15105 | 0.10575 | 0.086149 | 0.063416 | 0.080128 | 0.083324 | 0.07502 | 0.08405 | 0.084182 | 0.078795 | 0.081877 | 0.078113 | 0.070941 | 0.06839 | 0.057423
P95 |  |  |  | 0.53786 | 0.38266 | 0.27114 | 0.23303 | 0.20564 | 0.16662 | 0.15201 | 0.14944 | 0.14169 | 0.14177 | 0.1421 | 0.14166 | 0.13163 | 0.13526 | 0.11256 | 0.10858 | 0.094411
CO2EMISSIONS - CO2 Emissions
MEAN |  |  |  | 15879.9411 | 11117.1816 | 7031.0462 | 5390.0096 | 4402.929 | 3362.5744 | 3472.5039 | 3587.5259 | 3381.2083 | 3567.1743 | 3602.0208 | 3411.0295 | 3522.6067 | 3305.4585 | 2877.3198 | 2788.9704 | 2437.8919
P5 |  |  |  | 14276.2717 | 9410.9677 | 4831.288 | 3372.8985 | 2716.116 | 2014.1657 | 2577.4745 | 2658.528 | 2395.542 | 2695.0837 | 2659.9535 | 2520.576 | 2614.3065 | 2503.5802 | 2269.41 | 2177.137 | 1808.57
P95 |  |  |  | 17320.0907 | 12486.263 | 8765.6598 | 7392.7878 | 6598.2058 | 5266.8133 | 4919.2355 | 4728.939 | 4522.683 | 4518.0998 | 4489.9367 | 4536.2243 | 4268.3485 | 4338.6653 | 3610.736 | 3477.311 | 2992.602
FUELCONSUMED - Fuel Consumed
MEAN |  |  |  | 259018.455 | 181311.7117 | 114652.8372 | 87859.0719 | 71773.1592 | 54818.2833 | 56596.9196 | 58475.9238 | 55112.4287 | 58149.5987 | 58708.453 | 55603.9352 | 57416.8013 | 53881.982 | 46905.8461 | 45456.3696 | 39736.5723
P5 |  |  |  | 232869.6092 | 153452.1792 | 78763.3856 | 54979.2634 | 44275.8826 | 32835.8118 | 42009.0984 | 43333.3454 | 39046.2941 | 43933.2384 | 43353.9199 | 41088.3581 | 42611.8056 | 40810.6128 | 36995.725 | 35484.3216 | 29478.8818
P95 |  |  |  | 282496.2902 | 203654.6081 | 142983.7192 | 120505.1382 | 107558.6112 | 85862.6308 | 80177.5451 | 77080.9841 | 73718.3834 | 73650.681 | 73180.7058 | 73946.2456 | 69572.5795 | 70724.151 | 58862.0925 | 56675.3594 | 48778.8501
FUELCOST - Fuel Cost
MEAN |  |  |  | 377359.6042 | 279559.9441 | 208953.7785 | 175185.9353 | 148925.5054 | 119877.8999 | 126544.6167 | 136763.6983 | 133638.0956 | 149052.9474 | 158852.1187 | 153415.2596 | 162625.6544 | 155526.4325 | 140212.768 | 139532.7107 | 125641.0632
P5 |  |  |  | 234418.7733 | 176087.4533 | 104957.8778 | 74506.4087 | 69716.0183 | 52708.8685 | 72784.9739 | 77796.1422 | 71478.0421 | 86446.0503 | 88134.9208 | 80534.5462 | 88102.3916 | 94118.0542 | 86586.2439 | 90885.4496 | 73480.6103
P95 |  |  |  | 519530.0533 | 400400.9956 | 301076.3392 | 285043.4327 | 295349.7388 | 247404.832 | 221048.5619 | 233099.8597 | 218351.241 | 234568.8299 | 262723.6424 | 247841.3246 | 234632.2459 | 240269.7443 | 203860.8598 | 198608.3643 | 182748.1569
NETPOS - Net Position (MWh)
MEAN |  |  |  | 30064.1377 | 21023.0508 | 13374.7648 | 10320.9279 | 8425.2939 | 6430.6835 | 6634.6911 | 6850.0683 | 6450.6416 | 6869.7978 | 6930.9122 | 6559.0539 | 6768.0476 | 6347.1888 | 5521.5057 | 5347.1546 | 4670.9788
P5 |  |  |  | 27005.7169 | 17878.7896 | 9236.5486 | 6459.03 | 5197.92 | 3852.16 | 4924.865 | 5076.54 | 4570.56 | 5190.6 | 5118.115 | 4847.04 | 5023.2 | 4807.47 | 4355 | 4174.135 | 3465.25
P95 |  |  |  | 32829.4082 | 23589.0585 | 16562.5311 | 14155.7425 | 12626.2495 | 10071.01 | 9396.635 | 9028.89 | 8627.48 | 8701.64 | 8639.4998 | 8721.93 | 8199.92 | 8331.27 | 6928.4491 | 6666.905 | 5731.925
NETREVENUE - Net Revenue $
MEAN |  |  |  | -9838.3731 | 4579.332 | 87308.9386 | 81599.507 | 68547.1872 | 52623.7465 | 63673.1746 | 67364.5972 | 66562.6985 | 76408.4803 | 79734.0688 | 78328.0229 | 85946.5076 | 79175.982 | 67767.8212 | 67102.3851 | 56662.5216
P5 |  |  |  | -101592.9181 | -57471.8703 | 42943.3642 | 34681.5213 | 33923.4799 | 24790.8777 | 36702.6701 | 36567.8585 | 36614.4281 | 44505.6744 | 46710.8243 | 45545.5834 | 52240.1243 | 50072.7218 | 42415.2168 | 41791.589 | 32191.8877
P95 |  |  |  | 74686.3949 | 54413.007 | 128489.8636 | 135086.1413 | 120633.3646 | 99409.0319 | 101580.1267 | 120393.4786 | 97057.2774 | 109389.294 | 119113.9715 | 123923.8834 | 124571.5472 | 127322.4085 | 100664.1892 | 95917.0152 | 84134.0062
STARTS - Number Starts
MEAN |  |  |  | 130.75 | 139.75 | 140.46 | 119.29 | 103.82 | 88.66 | 89.99 | 95.5 | 91.07 | 93.92 | 93.81 | 90.01 | 89.08 | 89.04 | 78.78 | 78 | 71.88
P5 |  |  |  | 109 | 120 | 109.5 | 98 | 76.5 | 64 | 72.5 | 73 | 70 | 75 | 70 | 69.5 | 64.5 | 69.5 | 59 | 62 | 54.5
P95 |  |  |  | 151 | 160 | 170.5 | 142.5 | 125 | 109 | 110 | 122 | 112 | 112 | 112.5 | 113.5 | 107 | 109 | 94.5 | 96 | 88.5
VOMCOSTS - VOM Costs
MEAN |  |  |  | 20142.9723 | 14295.6745 | 9362.3353 | 7327.8588 | 6066.2116 | 4758.7058 | 4976.0183 | 5274.5526 | 5031.5004 | 5495.8383 | 5683.348 | 5444.0147 | 5752.8404 | 5522.0543 | 4858.925 | 4812.4391 | 4297.3005
P5 |  |  |  | 18093.8303 | 12157.5769 | 6465.584 | 4585.9113 | 3742.5024 | 2850.5984 | 3693.6487 | 3908.9358 | 3565.0368 | 4152.48 | 4196.8543 | 4023.0432 | 4269.72 | 4182.4989 | 3832.4 | 3756.7215 | 3188.03
P95 |  |  |  | 21995.7035 | 16040.5598 | 11593.7717 | 10050.5771 | 9090.8996 | 7452.5474 | 7047.4762 | 6952.2453 | 6729.4344 | 6961.312 | 7084.3898 | 7239.2019 | 6969.932 | 7248.2049 | 6097.0352 | 6000.2145 | 5273.371
16069: New 2022JAN 18V50DF_NG_B #2
CAPACITYFACTOR - Net Generation Capacity Factor
MEAN |  |  |  | 0.4812 | 0.32835 | 0.23034 | 0.16795 | 0.13866 | 0.10581 | 0.10773 | 0.11216 | 0.10637 | 0.10998 | 0.11273 | 0.10549 | 0.10864 | 0.10308 | 0.089057 | 0.086536 | 0.075727
P5 |  |  |  | 0.43525 | 0.28116 | 0.15893 | 0.10492 | 0.086802 | 0.063355 | 0.079292 | 0.083674 | 0.076923 | 0.08562 | 0.081852 | 0.076441 | 0.076549 | 0.08063 | 0.068249 | 0.067674 | 0.056838
P95 |  |  |  | 0.52585 | 0.3813 | 0.29409 | 0.23413 | 0.2013 | 0.16593 | 0.15018 | 0.15149 | 0.14188 | 0.13664 | 0.14413 | 0.13955 | 0.13035 | 0.13232 | 0.11031 | 0.11123 | 0.094977
CO2EMISSIONS - CO2 Emissions
MEAN |  |  |  | 15500.1235 | 10654.8388 | 7377.3328 | 5362.3234 | 4415.6393 | 3357.1027 | 3465.0367 | 3561.8523 | 3382.4713 | 3527.8046 | 3559.5933 | 3363.8298 | 3489.3311 | 3293.276 | 2852.7492 | 2763.8732 | 2406.9301
P5 |  |  |  | 14125.44 | 9089.6647 | 5068.0115 | 3355.4675 | 2777.0545 | 2009.8155 | 2551.3955 | 2667.216 | 2460.6382 | 2769.582 | 2583.1675 | 2459.312 | 2456.9235 | 2573.4882 | 2177.7607 | 2168.411 | 1812.928
P95 |  |  |  | 16916.9385 | 12433.0965 | 9457.1148 | 7467.624 | 6420.9738 | 5227.1467 | 4868.08 | 4811.6485 | 4505.324 | 4398.431 | 4585.3607 | 4446.5925 | 4215.0365 | 4229.434 | 3554.8505 | 3551.482 | 3007.02
FUELCONSUMED - Fuel Consumed
MEAN |  |  |  | 252812.853 | 173755.2632 | 120275.291 | 87407.6916 | 71980.3099 | 54729.0753 | 56475.1919 | 58057.4444 | 55133.0111 | 57507.7788 | 58016.8893 | 54834.5586 | 56874.4521 | 53683.4502 | 46505.2819 | 45047.3108 | 39231.8895
P5 |  |  |  | 230404.431 | 148203.514 | 82619.9936 | 54695.1328 | 45269.2517 | 32764.8922 | 41584.0485 | 43474.9577 | 40107.3347 | 45147.6531 | 42102.2525 | 40089.6827 | 40046.5464 | 41950.1762 | 35501.6669 | 35342.0999 | 29549.9152
P95 |  |  |  | 275910.5892 | 202788.2755 | 154189.7723 | 121725.1075 | 104670.0253 | 85215.7097 | 79342.648 | 78429.3611 | 73435.4392 | 71700.6957 | 74736.6327 | 72485.1005 | 68703.4919 | 68943.5833 | 57951.0195 | 57884.2441 | 49013.0805
FUELCOST - Fuel Cost
MEAN |  |  |  | 368605.1885 | 270014.4932 | 221729.749 | 174528.5287 | 149079.7984 | 119682.5648 | 126283.9694 | 135799.573 | 133548.87 | 147268.6489 | 157197.27 | 151242.6078 | 161212.9056 | 154849.8076 | 139050.2712 | 138521.8364 | 124307.5574
P5 |  |  |  | 238757.8466 | 164432.2597 | 106320.5521 | 74229.1917 | 70956.0853 | 51134.7568 | 69684.5553 | 77441.7103 | 73709.9165 | 88869.1555 | 84666.253 | 80678.8675 | 83458.2143 | 95101.4042 | 84948.4591 | 90538.6293 | 75240.9255
P95 |  |  |  | 509457.8181 | 403094.5561 | 341380.8464 | 290600.4717 | 291786.5153 | 246186.0568 | 214987.6432 | 237326.2059 | 225177.0199 | 233797.2309 | 263224.0344 | 245410.3307 | 238418.2855 | 241808.7827 | 205923.461 | 195788.8745 | 186563.8113
NETPOS - Net Position (MWh)
MEAN |  |  |  | 29373.0368 | 20191.2945 | 14099.9963 | 10268.1176 | 8449.7529 | 6420.2206 | 6620.4585 | 6801.136 | 6453.0939 | 6794.0218 | 6849.2777 | 6468.2841 | 6704.0502 | 6323.6866 | 5474.3971 | 5299.0602 | 4611.7022
P5 |  |  |  | 26722.5429 | 17279.8325 | 9705.6992 | 6425.65 | 5314.54 | 3843.84 | 4875.035 | 5093.13 | 4694.76 | 5334.08 | 4970.75 | 4729.23 | 4720.8 | 4941.71 | 4179.125 | 4157.405 | 3473.6
P95 |  |  |  | 32081.6484 | 23482.5766 | 18042.0302 | 14298.3546 | 12286.47 | 9995.8906 | 9301.6 | 9186.0209 | 8594.36 | 8469.19 | 8820.395 | 8550.0097 | 8097.32 | 8121.52 | 6821.37 | 6809.11 | 5761.5
NETREVENUE - Net Revenue $
MEAN |  |  |  | 2818.1854 | 22836.4135 | 99532.6956 | 81943.2316 | 69231.4226 | 52875.735 | 63904.5583 | 67720.3085 | 67593.6218 | 76803.5344 | 80037.596 | 78375.1847 | 85845.4208 | 79138.9375 | 67944.4906 | 67148.4424 | 57330.216
P5 |  |  |  | -101095.9119 | -37524.6937 | 42776.4244 | 33451.7708 | 36304.8791 | 24384.1027 | 36554.3922 | 37864.674 | 37633.1302 | 44673.3463 | 47105.8421 | 45100.4721 | 51510.3667 | 50522.6704 | 41258.0623 | 43188.9307 | 31135.1518
P95 |  |  |  | 100592.2158 | 82469.0676 | 162111.5456 | 137594.6536 | 119617.3986 | 103917.3812 | 100541.4144 | 120246.3195 | 98260.9321 | 109030.633 | 120213.9961 | 122515.5932 | 121711.7919 | 127679.7359 | 100858.219 | 93420.3762 | 84240.166
STARTS - Number Starts
MEAN |  |  |  | 132 | 142.57 | 140.27 | 117.69 | 103.57 | 88.75 | 89.88 | 94.75 | 90.81 | 92.85 | 92.89 | 89.72 | 88.43 | 88.89 | 79.15 | 77.52 | 71.39
P5 |  |  |  | 110.5 | 120 | 111 | 96.5 | 76.5 | 67 | 70.5 | 74.5 | 71.5 | 74.5 | 70.5 | 67.5 | 64.5 | 70.5 | 62.5 | 59.5 | 53
P95 |  |  |  | 151.5 | 165 | 175.5 | 141 | 128 | 110.5 | 108 | 119.5 | 111 | 110.5 | 113 | 111.5 | 108 | 109 | 94.5 | 98 | 88.5
VOMCOSTS - VOM Costs
MEAN |  |  |  | 19679.9346 | 13730.0802 | 9869.9974 | 7290.3635 | 6083.8221 | 4750.9632 | 4965.3439 | 5236.8748 | 5033.4132 | 5435.2174 | 5616.4077 | 5368.6758 | 5698.4427 | 5501.6073 | 4817.4694 | 4769.1542 | 4242.766
P5 |  |  |  | 17904.1037 | 11750.2861 | 6793.9894 | 4562.2115 | 3826.4688 | 2844.4416 | 3656.2762 | 3921.7101 | 3661.9128 | 4267.264 | 4076.015 | 3925.2609 | 4012.68 | 4299.2877 | 3677.63 | 3741.6645 | 3195.712
P95 |  |  |  | 21494.7044 | 15968.1521 | 12629.4211 | 10151.8318 | 8846.2584 | 7396.959 | 6976.2 | 7073.2361 | 6703.6008 | 6775.352 | 7232.7239 | 7096.508 | 6882.722 | 7065.7224 | 6002.8056 | 6128.199 | 5300.58
16069: New 2022JAN 18V50DF_NG_B #3
CAPACITYFACTOR - Net Generation Capacity Factor
MEAN |  |  |  | 0.46413 | 0.32557 | 0.23155 | 0.16942 | 0.13862 | 0.10611 | 0.10788 | 0.1126 | 0.10691 | 0.11023 | 0.11287 | 0.10611 | 0.10887 | 0.1036 | 0.089331 | 0.086973 | 0.076785
P5 |  |  |  | 0.41217 | 0.26369 | 0.15487 | 0.1073 | 0.089692 | 0.063052 | 0.079474 | 0.081244 | 0.076189 | 0.085663 | 0.082766 | 0.077133 | 0.07609 | 0.079651 | 0.070392 | 0.065535 | 0.058954
P95 |  |  |  | 0.51214 | 0.38409 | 0.30503 | 0.23239 | 0.2012 | 0.16749 | 0.15183 | 0.15067 | 0.14118 | 0.13722 | 0.14205 | 0.14151 | 0.12932 | 0.1334 | 0.1097 | 0.10791 | 0.094241
CO2EMISSIONS - CO2 Emissions
MEAN |  |  |  | 14948.8329 | 10550.7517 | 7417.4806 | 5408.8424 | 4408.5024 | 3366.1384 | 3469.5968 | 3578.5464 | 3400.0792 | 3531.6787 | 3562.6872 | 3385.4099 | 3498.0954 | 3310.5199 | 2858.5483 | 2778.4053 | 2439.4072
P5 |  |  |  | 13394.2065 | 8503.6248 | 4982.4115 | 3429.5493 | 2842.3457 | 2014.1657 | 2538.356 | 2606.4 | 2425.9203 | 2747.6708 | 2583.5008 | 2454.936 | 2430.693 | 2521.0572 | 2247.5887 | 2098.603 | 1882.656
P95 |  |  |  | 16541.4588 | 12518.375 | 9782.193 | 7381.009 | 6369.0745 | 5326.7115 | 4857.7155 | 4783.074 | 4473.1375 | 4422.0275 | 4487.7842 | 4519.0538 | 4144.7537 | 4282.5355 | 3508.857 | 3446.77 | 2980.872
FUELCONSUMED - Fuel Consumed
MEAN |  |  |  | 243812.6116 | 172037.087 | 120923.671 | 88166.0255 | 71863.9685 | 54876.3952 | 56549.5454 | 58329.5724 | 55419.9852 | 57570.9457 | 58067.2805 | 55186.3281 | 57017.2859 | 53964.5094 | 46599.8215 | 45284.1671 | 39761.2614
P5 |  |  |  | 218502.7167 | 138631.5824 | 81222.3301 | 55902.6877 | 46333.5758 | 32835.8118 | 41371.5236 | 42483.672 | 39541.4464 | 44790.4723 | 42107.9961 | 40018.3488 | 39619.0032 | 41095.5037 | 36639.9969 | 34204.3261 | 30686.4504
P95 |  |  |  | 269766.7295 | 204105.75 | 159476.3642 | 120313.7362 | 103824.3105 | 86840.148 | 79174.2088 | 77963.2198 | 72910.7725 | 72084.8891 | 73146.2341 | 73666.644 | 67557.6012 | 69809.8049 | 57201.0825 | 56177.5834 | 48586.8798
FUELCOST - Fuel Cost
MEAN |  |  |  | 357285.2773 | 269197.3006 | 223942.9094 | 175773.2677 | 148685.9665 | 119866.3971 | 126266.459 | 136467.6171 | 134186.7131 | 147272.1452 | 157497.8617 | 152203.7738 | 161678.6822 | 155644.7042 | 139348.0812 | 139140.0111 | 125797.6469
P5 |  |  |  | 222752.0653 | 159082.0691 | 108350.5276 | 74004.8905 | 71713.9407 | 52515.054 | 71772.6908 | 75204.3152 | 76770.9829 | 87881.8076 | 84265.0878 | 79865.6451 | 81861.3987 | 97228.5438 | 88600.5431 | 90562.1397 | 76394.9876
P95 |  |  |  | 502602.4653 | 404233.3942 | 349190.2186 | 287804.524 | 301636.8271 | 257793.4397 | 213563.1351 | 234610.1999 | 215011.2213 | 227415.3919 | 257872.5399 | 248513.5613 | 239917.5119 | 243376.5904 | 205187.2643 | 196132.5101 | 185240.102
NETPOS - Net Position (MWh)
MEAN |  |  |  | 28352.6144 | 20046.8051 | 14193.5807 | 10357.1119 | 8436.1625 | 6437.4824 | 6629.0956 | 6832.9494 | 6486.7369 | 6801.5378 | 6855.322 | 6509.707 | 6720.9282 | 6356.8385 | 5485.5162 | 5326.9142 | 4673.9055
P5 |  |  |  | 25288.895 | 16221.7687 | 9546.18 | 6567.515 | 5439.49 | 3852.16 | 4850.12 | 4977 | 4628.52 | 5291.88 | 4970.605 | 4720.815 | 4670.4 | 4841.03 | 4313.125 | 4023.565 | 3607.2
P95 |  |  |  | 31420.4193 | 23727.0129 | 18713.6967 | 14131.75 | 12186.37 | 10182.84 | 9280.635 | 9132.65 | 8533.4381 | 8515.82 | 8632.386 | 8688.125 | 7963.06 | 8221.92 | 6733.5 | 6608.35 | 5711.4
NETREVENUE - Net Revenue $
MEAN |  |  |  | 15176.2813 | 37128.5232 | 103031.8527 | 81913.2257 | 68854.0051 | 52744.1946 | 64155.5383 | 67637.555 | 67123.0502 | 76834.0682 | 79975.7192 | 78437.991 | 86047.3962 | 78936.6114 | 67591.1452 | 66903.3532 | 57245.7848
P5 |  |  |  | -85049.5509 | -26055.4876 | 44485.8882 | 33647.057 | 37213.8922 | 24079.9039 | 37414.519 | 37443.08 | 36914.9667 | 45247.4202 | 47440.9701 | 45530.2387 | 51884.3423 | 51355.1874 | 41002.8759 | 40976.2423 | 31761.1743
P95 |  |  |  | 105097.9233 | 106601.9886 | 163016.9618 | 139802.4406 | 122423.0644 | 101620.6759 | 100299.0636 | 119401.5338 | 95630.8964 | 111251.4534 | 123056.3082 | 125318.1531 | 123995.7685 | 124863.2901 | 99171.6173 | 95679.602 | 83897.335
STARTS - Number Starts
MEAN |  |  |  | 140.33 | 143.02 | 139.73 | 118.85 | 103.06 | 88.96 | 90.16 | 94.43 | 90.57 | 92.37 | 92.82 | 89.72 | 88.52 | 89.42 | 78.37 | 78.62 | 71.66
P5 |  |  |  | 117 | 124 | 110 | 96.5 | 76.5 | 64 | 72 | 73.5 | 73 | 73.5 | 68.5 | 68 | 64 | 71.5 | 62 | 62 | 54
P95 |  |  |  | 161.5 | 167 | 169 | 141.5 | 126 | 111.5 | 107 | 121 | 110.5 | 110.5 | 113.5 | 114 | 111 | 107.5 | 94 | 97 | 88.5
VOMCOSTS - VOM Costs
MEAN |  |  |  | 18996.2517 | 13631.8274 | 9935.5065 | 7353.5495 | 6074.037 | 4763.737 | 4971.8217 | 5261.371 | 5059.6548 | 5441.2303 | 5621.3641 | 5403.0569 | 5712.789 | 5530.4495 | 4827.2542 | 4794.2228 | 4299.9931
P5 |  |  |  | 16943.5596 | 11030.8027 | 6682.326 | 4662.9357 | 3916.4328 | 2850.5984 | 3637.59 | 3832.29 | 3610.2456 | 4233.504 | 4075.8961 | 3918.2764 | 3969.84 | 4211.6961 | 3795.55 | 3621.2085 | 3318.624
P95 |  |  |  | 21051.681 | 16134.3688 | 13099.5877 | 10033.5425 | 8774.1864 | 7535.3016 | 6960.4762 | 7032.1405 | 6656.0817 | 6812.656 | 7078.5565 | 7211.1438 | 6768.601 | 7153.0704 | 5925.48 | 5947.515 | 5254.488
16069: New 2022JAN 18V50DF_NG_B #4
CAPACITYFACTOR - Net Generation Capacity Factor
MEAN |  |  |  | 0.45771 | 0.33115 | 0.23366 | 0.16898 | 0.13877 | 0.1061 | 0.10753 | 0.11264 | 0.10665 | 0.11078 | 0.1132 | 0.10615 | 0.10901 | 0.10357 | 0.089588 | 0.087207 | 0.076219
P5 |  |  |  | 0.404 | 0.27643 | 0.15256 | 0.10541 | 0.087818 | 0.06539 | 0.078475 | 0.081345 | 0.077398 | 0.086366 | 0.082131 | 0.076825 | 0.080808 | 0.07971 | 0.070238 | 0.069898 | 0.058284
P95 |  |  |  | 0.50204 | 0.3883 | 0.30685 | 0.2339 | 0.20348 | 0.16351 | 0.14743 | 0.15409 | 0.13941 | 0.13655 | 0.14191 | 0.14121 | 0.13173 | 0.13417 | 0.10953 | 0.11122 | 0.094943
CO2EMISSIONS - CO2 Emissions
MEAN |  |  |  | 14729.7076 | 10713.0059 | 7481.4736 | 5389.0359 | 4422.0619 | 3360.808 | 3456.8452 | 3579.2933 | 3390.5243 | 3551.9834 | 3577.8072 | 3387.207 | 3500.2083 | 3311.5805 | 2868.0643 | 2783.0301 | 2422.3172
P5 |  |  |  | 12964.6445 | 9000.4032 | 4816.533 | 3368.5408 | 2833.6402 | 2053.318 | 2525.3165 | 2580.336 | 2447.619 | 2791.4932 | 2605.0588 | 2459.312 | 2609.9347 | 2538.5343 | 2243.2245 | 2220.767 | 1852.15
P95 |  |  |  | 16166.9158 | 12628.6058 | 9822.6243 | 7502.0323 | 6500.999 | 5160.762 | 4724.6455 | 4865.61 | 4411.8535 | 4364.721 | 4491.6687 | 4512.323 | 4225.4637 | 4303.7113 | 3513.2213 | 3560.208 | 3011.378
FUELCONSUMED - Fuel Consumed
MEAN |  |  |  | 240228.3474 | 174674.2809 | 121965.273 | 87843.0961 | 72084.9961 | 54789.5284 | 56341.7137 | 58341.744 | 55264.258 | 57901.9968 | 58313.7419 | 55215.599 | 57051.7034 | 53981.7783 | 46754.9449 | 45359.5446 | 39482.6952
P5 |  |  |  | 211436.1445 | 146744.5698 | 78518.7536 | 54908.2307 | 46191.6659 | 33474.089 | 41158.9987 | 42058.8353 | 39895.1266 | 45504.8339 | 42459.0512 | 40089.6827 | 42540.5484 | 41380.3945 | 36568.8512 | 36195.4303 | 30189.2163
P95 |  |  |  | 263674.851 | 205897.9976 | 160133.8417 | 122285.5412 | 105974.0751 | 84134.75 | 77004.8736 | 79308.536 | 71911.7569 | 71150.4154 | 73209.366 | 73556.776 | 68872.9716 | 70154.3693 | 57272.2281 | 58026.4658 | 49084.1139
FUELCOST - Fuel Cost
MEAN |  |  |  | 353025.1529 | 273218.8659 | 226145.3266 | 175222.5092 | 149229.1557 | 119612.1713 | 125818.4296 | 136645.2315 | 133653.5411 | 148113.6703 | 157991.5463 | 152387.8043 | 161576.3558 | 155562.2801 | 139688.8379 | 139595.1747 | 125091.4054
P5 |  |  |  | 219612.175 | 170150.5975 | 103331.2311 | 74451.8723 | 70055.4137 | 52372.0166 | 70271.9547 | 72913.4511 | 78062.9771 | 87500.7713 | 84868.3979 | 80551.0973 | 88206.245 | 97178.3725 | 87720.8527 | 92762.3831 | 74577.5448
P95 |  |  |  | 501648.8107 | 411021.3887 | 354587.8738 | 292472.0865 | 305780.8992 | 246972.3823 | 210484.6174 | 230976.5342 | 213134.4761 | 235178.5079 | 261878.4047 | 240000.874 | 233004.0145 | 238846.4991 | 203248.4108 | 199677.3824 | 184663.2758
NETPOS - Net Position (MWh)
MEAN |  |  |  | 27965.4304 | 20377.0403 | 14322.6807 | 10319.3642 | 8462.1585 | 6427.2157 | 6604.7527 | 6834.3688 | 6468.4885 | 6840.3985 | 6884.3775 | 6513.2231 | 6725.0587 | 6358.9454 | 5503.7947 | 5335.7811 | 4641.1763
P5 |  |  |  | 24626.2739 | 17139.611 | 9229.9213 | 6450.685 | 5422.83 | 3927.04 | 4825.205 | 4927.23 | 4669.92 | 5376.28 | 5012.875 | 4729.23 | 5014.8 | 4874.59 | 4304.75 | 4257.785 | 3548.75
P95 |  |  |  | 30648.2033 | 24039.4434 | 18798.1818 | 14365.845 | 12440.785 | 9865.3316 | 9027.535 | 9290.255 | 8416.41 | 8406.24 | 8640.6159 | 8675.575 | 8118.53 | 8264.15 | 6741.875 | 6825.84 | 5769.85
NETREVENUE - Net Revenue $
MEAN |  |  |  | 23519.0195 | 39900.3484 | 104673.3697 | 82087.2485 | 68961.9295 | 52425.1281 | 63712.0066 | 67632.0626 | 67126.2401 | 76413.1178 | 79825.9895 | 78727.6999 | 86175.1923 | 78638.6581 | 67702.872 | 67066.5277 | 57013.5964
P5 |  |  |  | -72293.1016 | -44393.9791 | 43404.017 | 34602.4889 | 35363.5277 | 24415.7199 | 37294.125 | 37036.3751 | 38287.2336 | 44383.4646 | 47481.6788 | 46156.9919 | 53372.2369 | 50081.9058 | 39126.1714 | 42665.0595 | 32784.8715
P95 |  |  |  | 109893.9699 | 126428.6954 | 161847.061 | 136228.3606 | 124114.3241 | 100809.2292 | 101164.0917 | 117592.6929 | 98363.6073 | 107659.3644 | 122549.3334 | 122985.2674 | 125423.5192 | 127503.3874 | 98266.4893 | 94443.5508 | 85440.6398
STARTS - Number Starts
MEAN |  |  |  | 141.95 | 143.05 | 139.87 | 117.34 | 103.91 | 88.84 | 89.37 | 95.04 | 90.31 | 93.37 | 92.93 | 89.44 | 87.7 | 89.45 | 79.22 | 77.81 | 71.05
P5 |  |  |  | 119 | 119 | 113 | 97 | 77.5 | 67 | 72.5 | 73 | 72.5 | 74 | 70 | 67.5 | 64 | 69 | 62 | 60.5 | 54.5
P95 |  |  |  | 165 | 164.5 | 172.5 | 141.5 | 129.5 | 111 | 106.5 | 119.5 | 110.5 | 114.5 | 112 | 115.5 | 111.5 | 108 | 94 | 97 | 89
VOMCOSTS - VOM Costs
MEAN |  |  |  | 18736.8384 | 13856.3874 | 10025.8765 | 7326.7486 | 6092.7541 | 4756.1396 | 4953.5645 | 5262.464 | 5045.421 | 5472.3188 | 5645.1896 | 5405.9752 | 5716.2999 | 5532.2825 | 4843.3393 | 4802.203 | 4269.8822
P5 |  |  |  | 16499.6035 | 11654.9354 | 6460.9449 | 4579.9864 | 3904.4376 | 2906.0096 | 3618.9037 | 3793.9671 | 3642.5376 | 4301.024 | 4110.5575 | 3925.2609 | 4262.58 | 4240.8933 | 3788.18 | 3832.0065 | 3264.85
P95 |  |  |  | 20534.2962 | 16346.8215 | 13158.7272 | 10199.7499 | 8957.3652 | 7300.3454 | 6770.6512 | 7153.4964 | 6564.7998 | 6724.992 | 7085.3051 | 7200.7272 | 6900.7505 | 7189.8105 | 5932.85 | 6143.256 | 5308.262
16069: New 2022JAN 18V50DF_NG_B #5
CAPACITYFACTOR - Net Generation Capacity Factor
MEAN |  |  |  | 0.45148 | 0.32842 | 0.23469 | 0.16961 | 0.13852 | 0.10593 | 0.10736 | 0.11217 | 0.10684 | 0.11052 | 0.11305 | 0.10578 | 0.10944 | 0.10376 | 0.089321 | 0.086675 | 0.075751
P5 |  |  |  | 0.3912 | 0.27368 | 0.15516 | 0.10555 | 0.08545 | 0.063793 | 0.079666 | 0.079802 | 0.078493 | 0.086462 | 0.082339 | 0.077301 | 0.077008 | 0.080491 | 0.069742 | 0.067761 | 0.059016
P95 |  |  |  | 0.49661 | 0.39144 | 0.30517 | 0.23149 | 0.19634 | 0.16464 | 0.14625 | 0.1536 | 0.13726 | 0.13615 | 0.14224 | 0.13967 | 0.13402 | 0.13737 | 0.11051 | 0.11029 | 0.093284
CO2EMISSIONS - CO2 Emissions
MEAN |  |  |  | 14510.576 | 10616.059 | 7509.4398 | 5414.0115 | 4417.1039 | 3355.8905 | 3449.3495 | 3565.651 | 3392.3918 | 3549.2501 | 3568.4786 | 3370.5558 | 3516.3669 | 3319.0743 | 2862.8542 | 2769.9074 | 2404.8436
P5 |  |  |  | 12460.4575 | 8850.188 | 4977.7328 | 3403.4028 | 2716.116 | 2018.516 | 2573.128 | 2549.928 | 2486.6768 | 2765.1998 | 2600.6805 | 2450.56 | 2465.667 | 2569.119 | 2217.039 | 2159.685 | 1882.656
P95 |  |  |  | 15975.5385 | 12685.049 | 9749.2118 | 7428.613 | 6233.4717 | 5215.9473 | 4692.5485 | 4876.305 | 4361.8855 | 4367.0808 | 4466.1483 | 4429.0408 | 4291.3747 | 4378.3237 | 3557.2015 | 3529.667 | 2976.514
FUELCONSUMED - Fuel Consumed
MEAN |  |  |  | 236650.0316 | 173086.3405 | 122420.218 | 88250.2693 | 72004.1465 | 54709.4005 | 56219.5229 | 58119.3711 | 55294.6612 | 57857.4087 | 58161.7151 | 54944.1915 | 57315.035 | 54103.9525 | 46670.0354 | 45145.6723 | 39197.8822
P5 |  |  |  | 203211.5525 | 144302.4423 | 81146.0466 | 55476.4918 | 44275.8826 | 32906.7315 | 41938.2568 | 41563.1924 | 40531.7509 | 45076.217 | 42387.6915 | 39947.0148 | 40189.0608 | 41878.9535 | 36141.9775 | 35199.8782 | 30686.4504
P95 |  |  |  | 260556.0038 | 206818.6227 | 158936.2329 | 121089.3923 | 101613.2185 | 85034.5678 | 76482.2261 | 79482.7105 | 71096.7279 | 71189.0353 | 72792.6886 | 72199.6039 | 69947.6051 | 71370.93 | 57989.5004 | 57528.6898 | 48515.8463
FUELCOST - Fuel Cost
MEAN |  |  |  | 348084.797 | 272594.09 | 227054.3894 | 176044.7289 | 149106.4656 | 119430.7934 | 125478.1697 | 136079.1657 | 133732.4568 | 147826.715 | 157443.3372 | 151386.5721 | 162380.4204 | 155891.4209 | 139379.179 | 138807.4489 | 124147.7064
P5 |  |  |  | 210338.9968 | 166142.0253 | 106800.048 | 75731.0705 | 68673.3287 | 51147.9981 | 73186.8837 | 74332.6229 | 77275.8261 | 90221.5413 | 88411.9446 | 80008.0498 | 86049.595 | 96411.3166 | 84701.7676 | 92065.7903 | 76062.5384
P95 |  |  |  | 500250.1874 | 425893.3835 | 354744.9144 | 291950.7314 | 295440.2804 | 253401.1411 | 213391.9627 | 237104.997 | 217081.1883 | 229028.1957 | 256015.7022 | 228247.4175 | 236541.6275 | 241039.2944 | 200610.0423 | 197152.4852 | 182749.9031
NETPOS - Net Position (MWh)
MEAN |  |  |  | 27561.0958 | 20212.6407 | 14381.1091 | 10367.1003 | 8452.671 | 6417.7345 | 6590.4937 | 6808.3348 | 6472.077 | 6835.268 | 6866.3835 | 6481.1986 | 6756.1709 | 6373.2802 | 5493.7339 | 5310.5981 | 4607.7055
P5 |  |  |  | 23677.6718 | 16833.4105 | 9538.8418 | 6517.445 | 5197.92 | 3860.48 | 4916.56 | 4869.165 | 4744.44 | 5325.64 | 5004.45 | 4712.4 | 4737.6 | 4933.32 | 4254.5 | 4140.675 | 3607.2
P95 |  |  |  | 30304.7863 | 24153.5523 | 18661.0038 | 14223.69 | 11928.42 | 9970.61 | 8965.18 | 9311.065 | 8321.4808 | 8410.39 | 8593.355 | 8515.3977 | 8244.39 | 8406.64 | 6825.625 | 6767.285 | 5703.05
NETREVENUE - Net Revenue $
MEAN |  |  |  | 27434.2764 | 46590.9335 | 105562.5396 | 82222.1823 | 68798.0898 | 52607.0954 | 63848.0154 | 67547.6997 | 66507.1021 | 76531.663 | 79446.5007 | 78465.3609 | 85830.8479 | 78938.4103 | 67929.4008 | 67430.6111 | 57077.3503
P5 |  |  |  | -64903.1998 | -42354.3104 | 44576.6393 | 35253.3742 | 35670.514 | 23861.2058 | 37360.1953 | 37070.1083 | 38749.6716 | 43233.4137 | 47356.5186 | 45005.3447 | 51605.3698 | 50173.164 | 40283.3814 | 41931.6929 | 33037.1094
P95 |  |  |  | 119575.8958 | 131489.1822 | 165220.3165 | 140087.9034 | 121007.8977 | 98831.1095 | 102196.3799 | 117247.5642 | 95679.6216 | 108829.2832 | 121359.4761 | 127113.4143 | 124515.3921 | 127047.3362 | 99670.4579 | 93289.7809 | 82460.2877
STARTS - Number Starts
MEAN |  |  |  | 145.64 | 143.88 | 140.02 | 118.5 | 103.16 | 88.33 | 89.61 | 94.68 | 90.71 | 93.3 | 93.53 | 89.2 | 88.39 | 89.02 | 79.03 | 77.61 | 71.15
P5 |  |  |  | 120 | 121 | 115 | 97 | 77 | 65.5 | 72 | 72.5 | 72.5 | 76 | 70 | 69.5 | 64 | 72 | 61 | 61.5 | 54.5
P95 |  |  |  | 166.5 | 164.5 | 169.5 | 139.5 | 127 | 109 | 108 | 120.5 | 112 | 114.5 | 110.5 | 114.5 | 107.5 | 107.5 | 95.5 | 95.5 | 89.5
VOMCOSTS - VOM Costs
MEAN |  |  |  | 18465.9342 | 13744.5957 | 10066.7764 | 7360.6412 | 6085.9231 | 4749.1235 | 4942.8703 | 5242.4178 | 5048.2201 | 5468.2144 | 5630.4344 | 5379.3948 | 5742.7453 | 5544.7538 | 4834.4858 | 4779.5383 | 4239.0891
P5 |  |  |  | 15864.0401 | 11446.7191 | 6677.1893 | 4627.3859 | 3742.5024 | 2856.7552 | 3687.42 | 3749.2571 | 3700.6632 | 4260.512 | 4103.649 | 3911.292 | 4026.96 | 4291.9884 | 3743.96 | 3726.6075 | 3318.624
P95 |  |  |  | 20304.2068 | 16424.4156 | 13062.7026 | 10098.8199 | 8588.4624 | 7378.2514 | 6723.885 | 7169.5201 | 6490.755 | 6728.312 | 7046.5511 | 7067.7801 | 7007.7315 | 7313.7768 | 6006.55 | 6090.5565 | 5246.806
16069: New 2022JAN 18V50DF_NG_B #6
CAPACITYFACTOR - Net Generation Capacity Factor
MEAN |  |  |  | 0.44688 | 0.32197 | 0.23571 | 0.16975 | 0.1387 | 0.10629 | 0.10843 | 0.11273 | 0.10694 | 0.11088 | 0.11392 | 0.10581 | 0.10909 | 0.10338 | 0.08894 | 0.086386 | 0.076131
P5 |  |  |  | 0.37502 | 0.26169 | 0.15711 | 0.10707 | 0.089555 | 0.065427 | 0.08007 | 0.08182 | 0.075996 | 0.084423 | 0.084025 | 0.077487 | 0.078998 | 0.080256 | 0.069935 | 0.067454 | 0.058775
P95 |  |  |  | 0.49813 | 0.39743 | 0.31366 | 0.23153 | 0.19813 | 0.16398 | 0.15093 | 0.15036 | 0.13954 | 0.13866 | 0.14389 | 0.13986 | 0.13071 | 0.13539 | 0.10909 | 0.10851 | 0.094489
CO2EMISSIONS - CO2 Emissions
MEAN |  |  |  | 14380.9294 | 10392.4844 | 7540.7964 | 5413.2391 | 4428.9021 | 3371.5259 | 3484.0637 | 3579.8934 | 3395.9626 | 3560.1055 | 3595.707 | 3370.8849 | 3505.632 | 3304.02 | 2844.202 | 2756.4628 | 2418.1268
P5 |  |  |  | 12060.817 | 8405.253 | 5005.584 | 3403.4028 | 2859.7568 | 2078.0963 | 2577.4745 | 2584.68 | 2423.9163 | 2721.3773 | 2657.5977 | 2468.064 | 2557.4738 | 2582.2267 | 2243.2245 | 2155.322 | 1869.582
P95 |  |  |  | 16071.5487 | 12916.3415 | 9976.0623 | 7398.1088 | 6344.6337 | 5225.9173 | 4890.4815 | 4739.634 | 4435.688 | 4448.321 | 4540.8285 | 4380.7095 | 4212.6833 | 4312.4497 | 3521.9498 | 3490.4 | 3002.662
FUELCONSUMED - Fuel Consumed
MEAN |  |  |  | 234536.1251 | 169435.6428 | 122931.0523 | 88237.6108 | 72196.4988 | 54964.2588 | 56785.3091 | 58351.5211 | 55352.8665 | 58034.3596 | 58605.5603 | 54949.4986 | 57140.0938 | 53858.5363 | 46365.9528 | 44926.5366 | 39414.3879
P5 |  |  |  | 196702.6353 | 137050.82 | 81600.5347 | 55476.4918 | 46617.3956 | 33878.0644 | 42009.0984 | 42129.6414 | 39508.9358 | 44361.8554 | 43315.3682 | 40232.3506 | 41685.462 | 42092.6216 | 36568.8512 | 35128.7673 | 30473.3501
P95 |  |  |  | 262112.8822 | 210576.545 | 162635.2288 | 120592.1638 | 103425.4417 | 85196.14 | 79708.4095 | 77255.1585 | 72300.9753 | 72513.506 | 74010.7181 | 71411.0231 | 68664.9755 | 70296.8148 | 57414.5194 | 56888.692 | 48942.0471
FUELCOST - Fuel Cost
MEAN |  |  |  | 345434.2233 | 267991.764 | 227853.3249 | 175834.0215 | 149267.9293 | 119787.4389 | 126733.1884 | 136485.5236 | 133771.9585 | 148581.7765 | 158697.198 | 151243.0672 | 161809.5661 | 155239.7324 | 138377.6931 | 138103.8374 | 124580.8469
P5 |  |  |  | 205378.758 | 163816.5506 | 105759.513 | 74899.8584 | 73153.6999 | 52678.7518 | 72338.4351 | 75640.7846 | 74437.9044 | 88869.3497 | 88095.5717 | 82776.6007 | 86797.2045 | 98237.1348 | 87260.9015 | 90550.8674 | 76485.0338
P95 |  |  |  | 493555.0512 | 436926.5009 | 354989.5182 | 289085.7101 | 292551.9629 | 252236.7508 | 218172.3906 | 229953.2688 | 210317.7592 | 225985.8067 | 267867.9289 | 232384.6602 | 234984.0442 | 242620.5546 | 204754.5272 | 195548.5189 | 178649.0799
NETPOS - Net Position (MWh)
MEAN |  |  |  | 27313.2794 | 19801.2601 | 14442.6013 | 10365.691 | 8475.2247 | 6447.6835 | 6656.7952 | 6835.4795 | 6478.909 | 6856.2238 | 6918.6587 | 6481.9295 | 6735.4635 | 6344.4187 | 5457.9794 | 5284.8368 | 4633.1631
P5 |  |  |  | 22900.8158 | 15980.1853 | 9591.7021 | 6517.445 | 5472.81 | 3974.1723 | 4924.865 | 4935.525 | 4624.31 | 5241.24 | 5113.975 | 4746.06 | 4914 | 4958.49 | 4304.75 | 4132.31 | 3582.15
P95 |  |  |  | 30517.9899 | 24614.0405 | 19096.64 | 14165.275 | 12140.765 | 9992.457 | 9342.855 | 9049.7 | 8459.786 | 8566.46 | 8736.2586 | 8423.27 | 8093.19 | 8280.93 | 6758.625 | 6692 | 5753.15
NETREVENUE - Net Revenue $
MEAN |  |  |  | 27541.9219 | 52081.9275 | 105671.2183 | 81695.5123 | 68986.2872 | 52422.5289 | 63756.7045 | 67923.887 | 67062.157 | 76891.9797 | 79941.5544 | 78326.9694 | 86081.8005 | 79110.6324 | 67505.0088 | 67389.6345 | 57624.4017
P5 |  |  |  | -51809.0878 | -35381.2934 | 43312.1297 | 34149.3872 | 36574.8134 | 24419.2647 | 37620.8577 | 38459.7253 | 38058.8246 | 43796.1814 | 46790.2899 | 45852.2054 | 51088.6212 | 51249.3309 | 41132.0528 | 40641.7877 | 33257.5187
P95 |  |  |  | 109619.392 | 138157.4165 | 165795.6089 | 141606.206 | 123870.5588 | 100298.4625 | 102001.0794 | 116586.802 | 100700.8311 | 112282.0743 | 120374.5783 | 124050.3205 | 125369.6468 | 128983.3291 | 99949.7521 | 96612.9398 | 83180.2082
STARTS - Number Starts
MEAN |  |  |  | 148.07 | 145.43 | 139.68 | 119.28 | 103.85 | 89.97 | 90.18 | 94.64 | 90.51 | 92.99 | 93.91 | 89.53 | 88.58 | 89.03 | 78.68 | 77.32 | 71.16
P5 |  |  |  | 120 | 122 | 110 | 100 | 76 | 67 | 72 | 73.5 | 70 | 75 | 71.5 | 67.5 | 67.5 | 72.5 | 61.5 | 61 | 54.5
P95 |  |  |  | 170 | 167 | 175.5 | 140.5 | 126 | 116 | 109.5 | 118.5 | 111 | 112.5 | 111.5 | 114 | 106.5 | 107 | 94 | 95.5 | 88
VOMCOSTS - VOM Costs
MEAN |  |  |  | 18299.8972 | 13464.8569 | 10109.8209 | 7359.6406 | 6102.1618 | 4771.2858 | 4992.5964 | 5263.3192 | 5053.549 | 5484.979 | 5673.3001 | 5380.0014 | 5725.144 | 5519.6443 | 4803.0219 | 4756.3531 | 4262.5101
P5 |  |  |  | 15343.5466 | 10866.526 | 6714.1915 | 4627.3859 | 3940.4232 | 2940.8875 | 3693.6487 | 3800.3542 | 3606.9618 | 4192.992 | 4193.4595 | 3939.2298 | 4176.9 | 4313.8863 | 3788.18 | 3719.079 | 3295.578
P95 |  |  |  | 20447.0532 | 16737.5476 | 13367.648 | 10057.3453 | 8741.3508 | 7394.4182 | 7007.1412 | 6968.269 | 6598.6331 | 6853.168 | 7163.7321 | 6991.3141 | 6879.2115 | 7204.4091 | 5947.59 | 6022.8 | 5292.898
16069: New 2022JAN 18V50DF_NG_B #7
CAPACITYFACTOR - Net Generation Capacity Factor
MEAN |  |  |  | 0.45007 | 0.31634 | 0.23706 | 0.17242 | 0.13962 | 0.10762 | 0.10882 | 0.1136 | 0.10701 | 0.11092 | 0.11358 | 0.10616 | 0.10899 | 0.10406 | 0.090044 | 0.086433 | 0.076235
P5 |  |  |  | 0.37235 | 0.25986 | 0.1567 | 0.113 | 0.090212 | 0.067222 | 0.080871 | 0.082368 | 0.078907 | 0.086473 | 0.082329 | 0.076527 | 0.081178 | 0.080506 | 0.070441 | 0.067588 | 0.05695
P95 |  |  |  | 0.50331 | 0.38433 | 0.31009 | 0.2342 | 0.20113 | 0.16623 | 0.14859 | 0.15303 | 0.14221 | 0.14106 | 0.14227 | 0.13789 | 0.12981 | 0.13418 | 0.11248 | 0.10967 | 0.093022
CO2EMISSIONS - CO2 Emissions
MEAN |  |  |  | 14491.5032 | 10211.3478 | 7591.4803 | 5496.2028 | 4451.4451 | 3411.6716 | 3497.9085 | 3612.2165 | 3401.1525 | 3558.1838 | 3587.0717 | 3380.8277 | 3500.6695 | 3330.1185 | 2878.9414 | 2760.4298 | 2420.0119
P5 |  |  |  | 11945.931 | 8313.4227 | 5045.2582 | 3603.8592 | 2855.404 | 2140.323 | 2581.821 | 2628.12 | 2508.3755 | 2769.582 | 2605.0588 | 2450.56 | 2609.9347 | 2582.2267 | 2247.5887 | 2142.233 | 1817.286
P95 |  |  |  | 16203.8577 | 12397.7678 | 9897.8882 | 7413.9857 | 6409.925 | 5282.115 | 4749.994 | 4859.259 | 4544.3817 | 4532.0487 | 4519.0205 | 4437.931 | 4164.594 | 4310.4327 | 3600.5062 | 3481.674 | 2946.008
FUELCONSUMED - Fuel Consumed
MEAN |  |  |  | 236341.0438 | 166477.2195 | 123756.9189 | 89589.9815 | 72563.966 | 55618.6746 | 57010.9324 | 58878.3695 | 55437.4621 | 58002.9862 | 58464.7514 | 55111.6364 | 57059.1357 | 54283.988 | 46932.2719 | 44991.1903 | 39445.1234
P5 |  |  |  | 194810.2134 | 135566.3864 | 82247.0278 | 58743.9933 | 46546.4406 | 34892.4826 | 42079.9401 | 42837.7026 | 40885.4311 | 45147.6531 | 42459.0512 | 39947.0148 | 42540.5484 | 42092.6216 | 36639.9969 | 34915.4347 | 29620.9486
P95 |  |  |  | 264268.8777 | 202112.9987 | 161356.4302 | 120850.3047 | 104489.7658 | 86112.502 | 77418.5172 | 79205.1677 | 74072.0636 | 73878.4281 | 73654.7492 | 72344.0987 | 67881.1463 | 70264.0907 | 58695.1406 | 56746.4703 | 48018.6122
FUELCOST - Fuel Cost
MEAN |  |  |  | 348374.0976 | 264285.3116 | 229412.6521 | 178242.7222 | 149853.3574 | 120957.8271 | 127126.5338 | 137631.8132 | 133884.9831 | 148309.8746 | 158020.8423 | 151701.0204 | 161082.8421 | 156396.2797 | 139986.0532 | 138251.3426 | 124705.7621
P5 |  |  |  | 204107.1886 | 152674.5458 | 107983.1817 | 79646.2244 | 71383.4023 | 54907.4404 | 72643.777 | 75841.3595 | 76823.3607 | 88992.6821 | 88630.6362 | 81579.5196 | 89183.9821 | 97138.1409 | 88544.1944 | 92428.657 | 75231.3075
P95 |  |  |  | 498505.5435 | 404909.6367 | 354759.4765 | 288636.817 | 299838.1719 | 256272.9682 | 217601.7929 | 236357.1117 | 218344.7038 | 240314.9923 | 263441.0438 | 238748.5562 | 233613.3391 | 242194.9354 | 207354.4783 | 194090.8654 | 181898.0897
NETPOS - Net Position (MWh)
MEAN |  |  |  | 27517.7054 | 19469.8802 | 14541.0778 | 10524.4956 | 8518.382 | 6524.6393 | 6683.3541 | 6897.2862 | 6488.8075 | 6852.5411 | 6902.1165 | 6500.9405 | 6726.1021 | 6394.5282 | 5524.6444 | 5292.4504 | 4636.7519
P5 |  |  |  | 22724.1984 | 15773.576 | 9668.6686 | 6901.315 | 5464.48 | 4093.44 | 4933.17 | 5018.475 | 4785.84 | 5334.08 | 5012.875 | 4712.4 | 5014.8 | 4958.49 | 4313.125 | 4107.215 | 3481.95
P95 |  |  |  | 30761.9519 | 23656.9367 | 18955.4369 | 14197.0652 | 12265.715 | 10099.0236 | 9074.1507 | 9277.74 | 8668.88 | 8726.9512 | 8694.31 | 8532.52 | 8000.79 | 8276.665 | 6909.375 | 6675.27 | 5644.6
NETREVENUE - Net Revenue $
MEAN |  |  |  | 25085.0058 | 57102.7936 | 105640.91 | 81161.7617 | 68782.2118 | 52342.905 | 63549.9489 | 67692.0965 | 66965.0177 | 76517.285 | 79889.4325 | 78470.3559 | 85601.7632 | 79021.4351 | 67732.6798 | 67147.6284 | 57434.5791
P5 |  |  |  | -45555.236 | -18631.4119 | 44083.4229 | 33632.1341 | 36001.5427 | 23828.725 | 37671.3773 | 37177.8598 | 37767.5583 | 44494.9701 | 46754.2155 | 45555.7615 | 52030.8005 | 50063.6113 | 41222.1909 | 39026.1396 | 32452.034
P95 |  |  |  | 115746.2731 | 155655.3517 | 166720.283 | 133924.1605 | 123229.9343 | 99217.0119 | 100496.4405 | 118536.402 | 97561.6179 | 109249.2182 | 123622.8625 | 125249.743 | 121126.6233 | 126016.3601 | 100125.7842 | 94521.38 | 83490.3395
STARTS - Number Starts
MEAN |  |  |  | 147.56 | 147.44 | 140.21 | 120.19 | 104.22 | 90.38 | 90.11 | 95.49 | 91.49 | 93.32 | 94.54 | 89.76 | 87.97 | 89.63 | 79.57 | 78.15 | 71.54
P5 |  |  |  | 120 | 125 | 113.5 | 102.5 | 79 | 68 | 72.5 | 73 | 73 | 76 | 72 | 69 | 65 | 70.5 | 62.5 | 60 | 53.5
P95 |  |  |  | 169.5 | 169.5 | 167.5 | 144 | 127.5 | 113.5 | 109 | 120.5 | 112.5 | 114 | 114 | 115 | 108 | 108.5 | 98.5 | 97 | 88
VOMCOSTS - VOM Costs
MEAN |  |  |  | 18436.8626 | 13239.5185 | 10178.7545 | 7472.3919 | 6133.235 | 4828.2331 | 5012.5156 | 5310.9104 | 5061.2699 | 5482.0329 | 5659.7355 | 5395.7806 | 5717.1868 | 5563.2395 | 4861.6871 | 4763.2054 | 4265.8117
P5 |  |  |  | 15225.213 | 10726.0317 | 6768.068 | 4899.9336 | 3934.4256 | 3029.1456 | 3699.8775 | 3864.2258 | 3732.9552 | 4267.264 | 4110.5575 | 3911.292 | 4262.58 | 4313.8863 | 3795.55 | 3696.4935 | 3203.394
P95 |  |  |  | 20610.5078 | 16086.717 | 13268.8058 | 10079.9163 | 8831.3148 | 7473.2774 | 6805.613 | 7143.8598 | 6761.7264 | 6981.561 | 7129.3342 | 7081.9916 | 6800.6715 | 7200.6986 | 6080.25 | 6007.743 | 5193.032
16069: New 2022JAN DGGS Build-out 18V50DF_NG_A Cumulative #1
CAPACITYFACTOR - Net Generation Capacity Factor
MEAN |  |  |  | 0.31851 | 0.22469 | 0.16769 | 0.15041 | 0.12349 | 0.094527 | 0.097441 | 0.099663 | 0.094023 | 0.097084 | 0.098778 | 0.093728 | 0.09603 | 0.091444 | 0.079756 | 0.079204 | 0.069031
P5 |  |  |  | 0.22508 | 0.14021 | 0.1199 | 0.0916 | 0.079733 | 0.056165 | 0.073169 | 0.07171 | 0.068551 | 0.073716 | 0.071538 | 0.068569 | 0.071023 | 0.07059 | 0.061552 | 0.060002 | 0.052476
P95 |  |  |  | 0.39817 | 0.31604 | 0.20999 | 0.20857 | 0.17879 | 0.14478 | 0.13308 | 0.13558 | 0.12149 | 0.11945 | 0.12276 | 0.12357 | 0.116 | 0.12211 | 0.098813 | 0.10085 | 0.086069
CO2EMISSIONS - CO2 Emissions
MEAN |  |  |  | 31553.0348 | 22330.8568 | 16838.9306 | 14751.3806 | 12120.1814 | 9246.5537 | 9675.2297 | 9742.0569 | 9192.3172 | 9502.2072 | 9655.704 | 9093.5192 | 9401.6482 | 8911.4433 | 7731.8274 | 7801.9466 | 6769.0176
P5 |  |  |  | 22382.9797 | 13947.3307 | 11890.8985 | 8967.6022 | 7831.7653 | 5489.6472 | 7267.355 | 7008.09 | 6687.6565 | 7230.1007 | 6990.7875 | 6659.078 | 6970.7235 | 6896.6255 | 5927.976 | 5923.0813 | 5152.896
P95 |  |  |  | 39563.269 | 31366.7997 | 21130.1985 | 20509.0873 | 17546.2333 | 14163.5925 | 13267.08 | 13233.7717 | 11887.076 | 11723.4472 | 11954.0155 | 11972.9375 | 11406.4052 | 11876.5665 | 9561.41 | 9903.7772 | 8461.0272
FUELCONSUMED - Fuel Consumed
MEAN |  |  |  | 506529.1707 | 358293.3668 | 271237.1045 | 236640.641 | 194444.2678 | 148322.8986 | 155203.0138 | 156279.642 | 147473.4096 | 152417.496 | 154892.6896 | 145859.018 | 150812.3806 | 142945.4615 | 124033.2057 | 125136.8966 | 108579.0298
P5 |  |  |  | 359322.057 | 223810.6292 | 191014.4397 | 143849.5625 | 125642.8048 | 88059.4897 | 116573.688 | 112417.553 | 107293.6771 | 115974.129 | 112137.3915 | 106808.761 | 111817.7158 | 110627.2177 | 95097.9528 | 95000.1812 | 82654.7904
P95 |  |  |  | 635279.9653 | 503229.6236 | 340288.1282 | 329012.8109 | 281518.2701 | 227196.7227 | 212821.0673 | 212289.1377 | 190711.4263 | 188039.4743 | 191754.0615 | 192039.3004 | 182966.8435 | 190506.2148 | 153382.8944 | 158848.5644 | 135719.4291
FUELCOST - Fuel Cost
MEAN |  |  |  | 783404.9683 | 595707.3647 | 487392.0478 | 472658.0465 | 402183.2116 | 324103.8409 | 345930.6395 | 365433.7671 | 356328.8402 | 389522.509 | 418834.7697 | 402025.0101 | 427151.44 | 412465.9236 | 370981.6303 | 384901.9784 | 344143.0369
P5 |  |  |  | 384638.263 | 270235.0494 | 260527.8535 | 195953.4175 | 187694.6455 | 139428.1272 | 202132.1683 | 202281.856 | 198307.3444 | 232073.5587 | 232273.9838 | 217738.1585 | 232705.8973 | 258676.212 | 227499.0194 | 242562.0479 | 207542.2134
P95 |  |  |  | 1279259.8173 | 1046577.8546 | 703582.6766 | 792411.6486 | 799090.1975 | 665227.3028 | 586793.3059 | 626411.2196 | 564224.0761 | 598944.3469 | 694299.3747 | 640355.3588 | 616370.9314 | 648843.2503 | 545227.3042 | 549918.0486 | 501263.0899
NETPOS - Net Position (MWh)
MEAN |  |  |  | 59343.2158 | 42005.7179 | 31285.6479 | 27838.3995 | 22860.4977 | 17430.7278 | 18226.6155 | 18337.2475 | 17291.6109 | 17857.3556 | 18134.6874 | 17064.4562 | 17631.9857 | 16702.5012 | 14482.7294 | 14747.2785 | 12787.1497
P5 |  |  |  | 42076.9727 | 26221.5478 | 22355.3317 | 16927.514 | 14774.4955 | 10348.0772 | 13692 | 13193 | 12579.2804 | 13586.5292 | 13132.0731 | 12497.1849 | 13072.739 | 12926.0586 | 11103.1112 | 11196.25 | 9734.4
P95 |  |  |  | 74390.8712 | 59022.9227 | 39273.3695 | 38699.5368 | 33083.2903 | 26699.2794 | 24992.9082 | 24911.0603 | 22357.5155 | 22034.6863 | 22454.3777 | 22470.0837 | 21392.8 | 22260.6 | 17909.9805 | 18720.4196 | 15983.4705
NETREVENUE - Net Revenue $
MEAN |  |  |  | 357416.3232 | 311070.6804 | 213413.8318 | 251110.9217 | 212264.3874 | 164672.697 | 198548.4509 | 209658.5848 | 207883.1054 | 225558.568 | 235002.3144 | 229100.3481 | 252048.6581 | 232990.1999 | 199211.7242 | 208730.3783 | 178574.1981
P5 |  |  |  | 97180.2514 | 101859.1982 | 123568.1176 | 108656.3705 | 112309.8349 | 78542.7976 | 116813.0067 | 119221.2463 | 117785.9078 | 129055.1249 | 139699.1462 | 129537.6569 | 148675.4898 | 147476.765 | 122530.1056 | 131953.9727 | 104506.9252
P95 |  |  |  | 668913.2944 | 578206.0495 | 295185.8302 | 424561.1794 | 375411.3407 | 311834.8283 | 314917.6942 | 367671.9105 | 311791.4398 | 323516.8452 | 351762.6623 | 365344.8928 | 367923.0695 | 372964.5745 | 290591.8315 | 293283.1846 | 258548.643
STARTS - Number Starts
MEAN |  |  |  | 488.07 | 390.25 | 383.6 | 326.27 | 283.26 | 243.9 | 247.6 | 263.16 | 248.83 | 253.61 | 256.73 | 246.69 | 241.09 | 243.42 | 216.43 | 218.51 | 200.08
P5 |  |  |  | 393.5 | 324.5 | 285.5 | 267.5 | 201 | 176 | 195.5 | 196.5 | 188 | 198 | 193 | 181.5 | 173 | 197 | 163 | 173 | 147.5
P95 |  |  |  | 558.5 | 465 | 471 | 396.5 | 364 | 311 | 301.5 | 347 | 311.5 | 311.5 | 307.5 | 322 | 303.5 | 299.5 | 263 | 272.5 | 250.5
VOMCOSTS - VOM Costs
MEAN |  |  |  | 39759.9546 | 28563.8882 | 21591.7666 | 23168.1963 | 19489.4273 | 15037.2547 | 16093.8295 | 16563.7346 | 15970.2221 | 16673.9726 | 17301.0331 | 16626.3836 | 17537.2466 | 16951.7923 | 14992.8674 | 15566.0826 | 13756.6828
P5 |  |  |  | 28191.5717 | 17830.6525 | 15428.5155 | 14087.734 | 12595.8087 | 8927.1472 | 12089.8316 | 11917.0203 | 11617.9981 | 12686.1682 | 12528.3897 | 12176.3616 | 13002.4974 | 13118.9849 | 11494.2058 | 11817.8925 | 10472.4709
P95 |  |  |  | 49841.8837 | 40135.5874 | 27104.4867 | 32207.2563 | 28204.7394 | 23033.1097 | 22068.3649 | 22501.7518 | 20649.0009 | 20574.4772 | 21422.1466 | 21893.2398 | 21277.8536 | 22592.8478 | 18540.8395 | 19759.822 | 17195.3515
16069: New 2022JAN J920_A #1
CAPACITYFACTOR - Net Generation Capacity Factor
MEAN |  |  |  | 0.77014 | 0.644 | 0.55987 | 0.37233 | 0.31619 | 0.26995 | 0.2529 | 0.26683 | 0.23665 | 0.25828 | 0.25447 | 0.23927 | 0.23471 | 0.23242 | 0.21482 | 0.20556 | 0.19391
P5 |  |  |  | 0.73958 | 0.59235 | 0.51904 | 0.32468 | 0.27725 | 0.23794 | 0.22083 | 0.23667 | 0.20187 | 0.22681 | 0.22465 | 0.20678 | 0.20069 | 0.20302 | 0.18448 | 0.17976 | 0.16861
P95 |  |  |  | 0.79323 | 0.68317 | 0.59667 | 0.41582 | 0.35677 | 0.32509 | 0.29645 | 0.30725 | 0.2789 | 0.29771 | 0.2941 | 0.27784 | 0.26818 | 0.26769 | 0.24679 | 0.23696 | 0.22199
CO2EMISSIONS - CO2 Emissions
MEAN |  |  |  | 12516.7737 | 10537.8284 | 9125.3427 | 5948.6107 | 5050.7607 | 4291.0553 | 4073.757 | 4250.0506 | 3770.4368 | 4150.8376 | 4032.0429 | 3827.3982 | 3780.5016 | 3727.8865 | 3452.2029 | 3293.9553 | 3092.9444
P5 |  |  |  | 12006.9827 | 9731.1192 | 8568.2427 | 5165.8737 | 4416.0212 | 3766.667 | 3560.537 | 3764.762 | 3227.7778 | 3633.5453 | 3541.3308 | 3314.1303 | 3240.6498 | 3236.8913 | 2957.8367 | 2871.9 | 2710.9645
P95 |  |  |  | 12992.6892 | 11242.1305 | 9773.0982 | 6665.5337 | 5745.1348 | 5175.2532 | 4760.7675 | 4911.3363 | 4460.3185 | 4845.8305 | 4685.859 | 4429.9073 | 4340.0427 | 4301.1782 | 3986.4093 | 3821.793 | 3554.04
FUELCONSUMED - Fuel Consumed
MEAN |  |  |  | 211956.0061 | 178445.9995 | 154517.4117 | 100716.1723 | 85497.0534 | 72643.4244 | 68962.8188 | 71956.3769 | 63834.1113 | 70282.9064 | 68237.4083 | 64800.4868 | 64005.6628 | 63113.2861 | 58441.0938 | 55767.142 | 52363.1846
P5 |  |  |  | 203320.7278 | 164786.628 | 145090.6463 | 87464.5222 | 74751.9656 | 63765.9014 | 60274.7586 | 63739.3616 | 54647.0388 | 61523.6627 | 59935.8517 | 56110.2161 | 54864.8116 | 54800.1133 | 50071.6591 | 48621.9101 | 45895.7044
P95 |  |  |  | 220013.804 | 190371.7904 | 165485.8588 | 112854.1365 | 97252.0545 | 87613.2546 | 80593.0302 | 83154.5081 | 75514.4753 | 82052.3044 | 79239.2792 | 75001.765 | 73479.5745 | 72820.3322 | 67484.5744 | 64704.3953 | 60168.9926
FUELCOST - Fuel Cost
MEAN |  |  |  | 299854.6641 | 265654.945 | 267159.8819 | 188925.9524 | 167517.3114 | 149431.122 | 148620.1886 | 163836.932 | 151475.0971 | 177302.2136 | 180921.9043 | 175568.0665 | 179331.0537 | 180127.4757 | 172611.3704 | 170279.4508 | 164366.5224
P5 |  |  |  | 209400.9078 | 187555.0523 | 189433.2187 | 128000.7938 | 114421.1757 | 99349.7937 | 106949.0225 | 114259.1739 | 100295.8192 | 125180.6652 | 120900.7044 | 120565.703 | 121252.138 | 125371.6835 | 118557.5222 | 123349.292 | 116620.4269
P95 |  |  |  | 399112.9651 | 358804.7236 | 356263.6941 | 262956.3412 | 262271.739 | 248665.4952 | 223617.006 | 244808.5872 | 223598.3095 | 258005.3783 | 278073.5057 | 242999.0821 | 244751.7984 | 248145.2874 | 237146.1215 | 235131.2568 | 228540.4744
NETPOS - Net Position (MWh)
MEAN |  |  |  | 25566.642 | 21503.1487 | 18655.3821 | 12352.6254 | 10476.7208 | 8894.9715 | 8437.1147 | 8795.2954 | 7796.4524 | 8662.2292 | 8405.6742 | 7973.1147 | 7868.7573 | 7757.0928 | 7176.266 | 6843.5937 | 6420.7554
P5 |  |  |  | 24544.6955 | 19823.4327 | 17447.1624 | 10727.1742 | 9163.1198 | 7812.2049 | 7379.0292 | 7796.8511 | 6671.9 | 7585.075 | 7383.6409 | 6911.5024 | 6753.1428 | 6741.92 | 6153.435 | 5968.5354 | 5634.14
P95 |  |  |  | 26558.2125 | 22945.9514 | 19991.9196 | 13842.11 | 11912.5974 | 10713.4259 | 9855.3373 | 10144.3013 | 9212.1324 | 10100.9936 | 9742.5828 | 9221.9113 | 9028.5102 | 8938.5315 | 8280.1228 | 7927.106 | 7378.289
NETREVENUE - Net Revenue $
MEAN |  |  |  | -54217.5229 | -63552.2667 | -31035.3775 | 31422.5298 | 24469.8214 | 14121.4537 | 23196.9834 | 23808.2678 | 28451.2268 | 29829.9855 | 33464.6396 | 32820.7333 | 37362.4594 | 33829.6163 | 26045.5443 | 26566.5524 | 19264.87
P5 |  |  |  | -116754.3766 | -108540.4157 | -79977.2474 | -9442.0575 | -5288.3058 | -10339.3919 | 3630.2594 | 2041.0994 | 9091.7577 | 8918.9353 | 11477.1844 | 12249.9534 | 15928.801 | 15423.7197 | 9309.1019 | 10885.9031 | 3648.1782
P95 |  |  |  | 15817.9275 | -4701.3583 | 17485.2831 | 72543.0707 | 64289.1456 | 46686.8521 | 51223.4542 | 51964.6658 | 49310.1088 | 51296.0635 | 57006.2503 | 60657.9232 | 60590.1417 | 62140.2383 | 46429.941 | 44389.0639 | 33048.4359
STARTS - Number Starts
MEAN |  |  |  | 93.98 | 163.65 | 117.33 | 179 | 174.03 | 166.76 | 166.17 | 172.46 | 149.04 | 169.75 | 163.27 | 163.47 | 155.37 | 158.04 | 149.17 | 148.93 | 141.25
P5 |  |  |  | 70 | 132 | 99.5 | 152 | 152.5 | 136.5 | 141 | 150 | 122 | 149.5 | 136.5 | 143 | 132 | 130.5 | 125 | 126.5 | 118
P95 |  |  |  | 127.5 | 197.5 | 133.5 | 213 | 199.5 | 191 | 189 | 194 | 169.5 | 193 | 188.5 | 190 | 176 | 181.5 | 171 | 171.5 | 166
VOMCOSTS - VOM Costs
MEAN |  |  |  | 13550.3203 | 11611.7003 | 10260.4602 | 6917.4702 | 5971.7309 | 5159.0835 | 4977.8977 | 5277.1772 | 4833.8005 | 5457.2044 | 5379.6315 | 5182.5246 | 5272.0674 | 5274.8231 | 4951.6236 | 4858.9516 | 4622.9439
P5 |  |  |  | 13008.6886 | 10704.6537 | 9595.9393 | 6007.2176 | 5222.9783 | 4531.0789 | 4353.6272 | 4678.1107 | 4136.578 | 4778.5972 | 4725.5302 | 4492.4765 | 4524.6057 | 4584.5056 | 4245.8701 | 4237.6601 | 4056.5808
P95 |  |  |  | 14075.8526 | 12390.8138 | 10995.5558 | 7751.5816 | 6790.1805 | 6213.787 | 5814.649 | 6086.5808 | 5711.5221 | 6363.626 | 6235.253 | 5994.2423 | 6049.1018 | 6078.2014 | 5713.2848 | 5628.2453 | 5312.3681
16069: New 2023JAN 18V50DF_NG_B #1
CAPACITYFACTOR - Net Generation Capacity Factor
MEAN |  |  |  |  | 0.30894 | 0.23853 | 0.17381 | 0.1404 | 0.10898 | 0.11061 | 0.11543 | 0.10745 | 0.11226 | 0.11404 | 0.10655 | 0.11003 | 0.10417 | 0.090541 | 0.08768 | 0.077673
P5 |  |  |  |  | 0.24016 | 0.16032 | 0.11441 | 0.092451 | 0.066406 | 0.082809 | 0.084246 | 0.075846 | 0.087251 | 0.084492 | 0.076495 | 0.081736 | 0.079898 | 0.071389 | 0.069644 | 0.060245
P95 |  |  |  |  | 0.39412 | 0.30937 | 0.236 | 0.19678 | 0.16273 | 0.14993 | 0.15062 | 0.14067 | 0.13842 | 0.14587 | 0.14181 | 0.13273 | 0.1348 | 0.11307 | 0.10896 | 0.094098
CO2EMISSIONS - CO2 Emissions
MEAN |  |  |  |  | 9960.1212 | 7627.2062 | 5531.2001 | 4471.9198 | 3454.7128 | 3553.5917 | 3672.7867 | 3414.1274 | 3602.3277 | 3603.4939 | 3395.3743 | 3537.6068 | 3332.4348 | 2902.4011 | 2801.6635 | 2466.8962
P5 |  |  |  |  | 7757.071 | 5089.8845 | 3637.189 | 2968.5755 | 2101.1708 | 2673.0975 | 2680.248 | 2421.5805 | 2804.64 | 2675.1107 | 2433.056 | 2649.2805 | 2547.2728 | 2273.7742 | 2225.13 | 1921.878
P95 |  |  |  |  | 12650.809 | 9954.5255 | 7544.224 | 6240.1677 | 5176.5427 | 4813.916 | 4785.411 | 4461.5948 | 4452.366 | 4636.734 | 4505.2587 | 4298.4345 | 4356.1422 | 3624.6785 | 3507.852 | 3002.662
FUELCONSUMED - Fuel Consumed
MEAN |  |  |  |  | 162372.8971 | 124339.0972 | 90160.4337 | 72897.6943 | 56320.381 | 57918.5571 | 59865.6871 | 55648.9284 | 58722.6133 | 58732.4249 | 55348.7572 | 57661.2502 | 54321.7283 | 47314.7311 | 45663.2451 | 40209.3098
P5 |  |  |  |  | 126465.8478 | 82974.3568 | 59287.4078 | 48391.2691 | 34254.2054 | 43567.6148 | 43687.376 | 39470.7103 | 45719.1424 | 43600.8072 | 39661.679 | 43181.8632 | 41522.8399 | 37066.8706 | 36266.5411 | 31325.7514
P95 |  |  |  |  | 206223.5652 | 162280.2292 | 122973.8941 | 101722.5231 | 84390.647 | 78460.0157 | 78001.4636 | 72722.364 | 72579.1386 | 75574.2727 | 73441.1738 | 70063.1543 | 71009.0419 | 59089.3495 | 57173.1355 | 48942.0471
FUELCOST - Fuel Cost
MEAN |  |  |  |  | 259406.4056 | 230400.5296 | 178893.8865 | 150045.617 | 122265.6463 | 128902.7958 | 139595.0427 | 134545.2119 | 150097.7841 | 158924.8545 | 152206.9188 | 163154.0109 | 156509.838 | 141251.8095 | 140301.5515 | 127005.8996
P5 |  |  |  |  | 145022.327 | 107292.0373 | 79879.9083 | 73992.439 | 55747.47 | 73527.046 | 77631.5952 | 76156.1294 | 90442.0153 | 89587.2308 | 78378.3343 | 90255.6204 | 96714.8528 | 88947.8442 | 97635.1615 | 78861.949
P95 |  |  |  |  | 418468.6832 | 356493.3289 | 287029.2764 | 290128.4619 | 245548.8763 | 214073.2391 | 233716.7619 | 217745.5299 | 224631.7569 | 269158.0546 | 237488.3171 | 246751.6662 | 246114.0474 | 208289.0668 | 203015.0435 | 184331.3066
NETPOS - Net Position (MWh)
MEAN |  |  |  |  | 19012.0757 | 14610.2355 | 10591.5241 | 8557.6526 | 6606.9013 | 6789.608 | 7012.8491 | 6513.6045 | 6937.486 | 6933.7267 | 6528.917 | 6796.9466 | 6398.9677 | 5569.6087 | 5371.4982 | 4726.5982
P5 |  |  |  |  | 14788.3313 | 9754.395 | 6964.8438 | 5681.06 | 4018.56 | 5107.575 | 5118.015 | 4620.24 | 5401.6 | 5147.675 | 4678.74 | 5090.4 | 4891.37 | 4363.375 | 4266.15 | 3682.35
P95 |  |  |  |  | 24167.5665 | 19063.0217 | 14445.5296 | 11940.985 | 9899.4194 | 9197.72 | 9136.725 | 8511.7 | 8575.04 | 8919.8763 | 8663.17 | 8256.78 | 8364.83 | 6955.37 | 6725.46 | 5753.15
NETREVENUE - Net Revenue $
MEAN |  |  |  |  | 65494.2018 | 105416.5649 | 80723.4537 | 68287.6952 | 52061.0161 | 63189.6927 | 67034.3943 | 66851.109 | 76772.152 | 79756.0047 | 78535.259 | 86058.0999 | 78672.8548 | 67441.8091 | 67182.8575 | 56983.6534
P5 |  |  |  |  | -13043.9457 | 43505.3397 | 31802.1927 | 36047.3003 | 24081.399 | 37251.5131 | 36762.2598 | 37961.8595 | 43819.0084 | 48616.4928 | 45779.0235 | 52004.7914 | 49767.2409 | 41378.4484 | 42631.3866 | 33476.4866
P95 |  |  |  |  | 148980.2556 | 164812.498 | 134446.4284 | 122504.4832 | 101002.2207 | 100016.5091 | 120775.1349 | 100332.523 | 107474.0968 | 120816.6205 | 124216.9898 | 124181.609 | 127012.3167 | 101202.81 | 97570.5455 | 83628.0964
STARTS - Number Starts
MEAN |  |  |  |  | 147.34 | 140.25 | 120.13 | 104.75 | 90.38 | 91.43 | 95.96 | 91.11 | 93.58 | 94.97 | 90.14 | 88.62 | 90.18 | 79.86 | 78.28 | 71.77
P5 |  |  |  |  | 127.5 | 113.5 | 102.5 | 80 | 67.5 | 74 | 76 | 70.5 | 75.5 | 72.5 | 69 | 64.5 | 70.5 | 63 | 61 | 54
P95 |  |  |  |  | 165 | 168 | 144 | 128 | 112.5 | 109.5 | 118.5 | 111 | 113.5 | 115 | 111.5 | 109 | 110.5 | 96 | 97.5 | 89
VOMCOSTS - VOM Costs
MEAN |  |  |  |  | 12928.2115 | 10227.1649 | 7519.9821 | 6161.5099 | 4889.1069 | 5092.206 | 5399.8938 | 5080.6115 | 5549.9888 | 5685.6559 | 5419.0011 | 5777.4046 | 5567.1019 | 4901.2557 | 4834.3484 | 4348.4703
P5 |  |  |  |  | 10056.0653 | 6828.0765 | 4945.0391 | 4090.3632 | 2973.7344 | 3830.6813 | 3940.8715 | 3603.7872 | 4321.28 | 4221.0935 | 3883.3542 | 4326.84 | 4255.4919 | 3839.77 | 3839.535 | 3387.762
P95 |  |  |  |  | 16433.9452 | 13344.1152 | 10256.326 | 8597.5092 | 7325.5703 | 6898.29 | 7035.2783 | 6639.126 | 6860.032 | 7314.2986 | 7190.4311 | 7018.263 | 7277.4021 | 6120.7256 | 6052.914 | 5292.898
16069: New 2023JAN 18V50DF_NG_B #10
CAPACITYFACTOR - Net Generation Capacity Factor
MEAN |  |  |  |  | 0.31085 | 0.23926 | 0.18933 | 0.15582 | 0.1225 | 0.12139 | 0.13267 | 0.12257 | 0.12334 | 0.12256 | 0.11449 | 0.11715 | 0.11396 | 0.098619 | 0.09511 | 0.084436
P5 |  |  |  |  | 0.24369 | 0.16371 | 0.1376 | 0.1114 | 0.086505 | 0.094791 | 0.1082 | 0.099555 | 0.09956 | 0.0933 | 0.08522 | 0.087849 | 0.089503 | 0.076542 | 0.07571 | 0.065343
P95 |  |  |  |  | 0.38408 | 0.31375 | 0.24629 | 0.2071 | 0.16895 | 0.15621 | 0.16595 | 0.15114 | 0.14796 | 0.14798 | 0.14691 | 0.14193 | 0.14344 | 0.11997 | 0.11713 | 0.1033
CO2EMISSIONS - CO2 Emissions
MEAN |  |  |  |  | 10024.0199 | 7661.1991 | 6035.3974 | 4965.0914 | 3880.1236 | 3900.5471 | 4216.4291 | 3888.6476 | 3952.9657 | 3866.2638 | 3647.1303 | 3765.0944 | 3641.4753 | 3155.9673 | 3037.6681 | 2682.3088
P5 |  |  |  |  | 7898.4445 | 5239.2345 | 4375.9005 | 3564.6067 | 2743.2288 | 3028.799 | 3449.136 | 3159.338 | 3190.278 | 2959.697 | 2735 | 2806.6635 | 2835.6433 | 2430.8873 | 2408.376 | 2083.124
P95 |  |  |  |  | 12447.4195 | 10031.539 | 7855.5112 | 6610.4852 | 5325.5297 | 5071.0285 | 5302.677 | 4817.103 | 4752.7188 | 4655.4128 | 4713.2855 | 4553.9847 | 4577.2923 | 3845.242 | 3747.817 | 3285.932
FUELCONSUMED - Fuel Consumed
MEAN |  |  |  |  | 163422.9027 | 124892.8167 | 98379.2749 | 80937.1326 | 63255.6751 | 63573.5751 | 68727.0276 | 63383.5455 | 64438.5743 | 63015.2714 | 59452.7407 | 61369.2559 | 59359.4242 | 51448.3445 | 49509.8032 | 43720.4357
P5 |  |  |  |  | 128765.2156 | 85409.5775 | 71328.6559 | 58107.4938 | 44721.4189 | 49364.8905 | 56220.0593 | 51495.8371 | 52005.5245 | 48239.191 | 44583.7219 | 45747.1224 | 46223.5388 | 39628.1131 | 39253.1975 | 33953.9891
P95 |  |  |  |  | 202914.2675 | 163535.7974 | 128047.1679 | 107759.4374 | 86820.6187 | 82651.2263 | 86433.0735 | 78517.8891 | 77475.4173 | 75878.3887 | 76832.4037 | 74229.2534 | 74614.4505 | 62685.1116 | 61084.233 | 53559.2213
FUELCOST - Fuel Cost
MEAN |  |  |  |  | 260776.5454 | 231281.292 | 193055.4488 | 164797.5186 | 135117.0975 | 139938.5022 | 158426.551 | 150935.6682 | 163666.6534 | 169744.8161 | 163417.2322 | 173474.0959 | 170860.4793 | 153442.3379 | 152121.2463 | 138528.6711
P5 |  |  |  |  | 151646.1934 | 113169.8573 | 95679.6734 | 88700.6496 | 70874.5285 | 88164.2632 | 102490.3308 | 95569.5806 | 103757.8526 | 96491.7514 | 91663.0897 | 97531.1485 | 103992.587 | 99020.7968 | 103296.8673 | 84167.9913
P95 |  |  |  |  | 412105.517 | 360120.6796 | 305478.6359 | 301384.465 | 254116.4457 | 223397.2813 | 255664.4052 | 234604.4827 | 247017.9983 | 272855.102 | 266009.1157 | 250619.4098 | 259397.192 | 224054.0328 | 209910.3137 | 201812.341
NETPOS - Net Position (MWh)
MEAN |  |  |  |  | 19113.1035 | 14676.7839 | 11556.3438 | 9501.0812 | 7420.2859 | 7452.1815 | 8050.7224 | 7418.5965 | 7612.6038 | 7439.2322 | 7012.8462 | 7233.9422 | 6992.2894 | 6056.1861 | 5823.9567 | 5139.3401
P5 |  |  |  |  | 15066.5514 | 10038.3079 | 8379.053 | 6821.6468 | 5246.1724 | 5787.0884 | 6586.23 | 6027.84 | 6144.32 | 5695.3 | 5259.375 | 5392.8 | 5445.11 | 4664.875 | 4617.48 | 3991.3
P95 |  |  |  |  | 23775.3228 | 19209.1524 | 15042.8462 | 12648.755 | 10181.1948 | 9687.445 | 10123.685 | 9186.5743 | 9153.11 | 8955.775 | 9062.81 | 8747.3391 | 8788.315 | 7378.24 | 7185.535 | 6295.9
NETREVENUE - Net Revenue $
MEAN |  |  |  |  | 56320.0148 | 106203.9517 | 75923.0422 | 64230.6137 | 47770.4974 | 59912.0286 | 61971.897 | 62864.651 | 73078.5997 | 77522.0613 | 76592.6771 | 83845.7752 | 76428.2455 | 65058.8607 | 65468.6555 | 55706.4562
P5 |  |  |  |  | -15680.2656 | 42335.6484 | 24336.7638 | 29024.8267 | 17201.1308 | 32774.9566 | 28835.9708 | 31165.9644 | 38870.5777 | 43107.9587 | 43330.8785 | 49548.6076 | 47493.8176 | 39586.3838 | 39375.2753 | 31947.4494
P95 |  |  |  |  | 139427.1693 | 169067.9351 | 133125.9885 | 120566.9635 | 97726.4715 | 103026.5601 | 114838.4686 | 96737.4604 | 107476.0627 | 118143.0353 | 124517.4386 | 121777.8021 | 122578.3635 | 96294.3064 | 93986.7567 | 80663.9541
STARTS - Number Starts
MEAN |  |  |  |  | 150.07 | 140.91 | 131.28 | 114.46 | 99.36 | 97.8 | 105.91 | 97.94 | 99.41 | 97.52 | 93.21 | 91.05 | 91.82 | 82.18 | 81.47 | 74.34
P5 |  |  |  |  | 127 | 112 | 114.5 | 89.5 | 82 | 81.5 | 89.5 | 81 | 84 | 75 | 73.5 | 70 | 72.5 | 62.5 | 63.5 | 56.5
P95 |  |  |  |  | 171.5 | 169.5 | 152.5 | 135.5 | 117.5 | 114 | 124.5 | 116.5 | 118 | 117 | 114 | 113.5 | 110 | 98 | 99 | 91
VOMCOSTS - VOM Costs
MEAN |  |  |  |  | 12996.9104 | 10273.7488 | 8205.0041 | 6840.7785 | 5491.0116 | 5589.1361 | 6199.0562 | 5786.5053 | 6090.083 | 6100.1704 | 5820.6624 | 6148.8508 | 6083.2918 | 5329.4437 | 5241.561 | 4728.1929
P5 |  |  |  |  | 10245.255 | 7026.8156 | 5949.1276 | 4911.5857 | 3882.1676 | 4340.3163 | 5071.3971 | 4701.7152 | 4915.456 | 4670.146 | 4365.2812 | 4583.88 | 4737.2457 | 4105.09 | 4155.732 | 3671.996
P95 |  |  |  |  | 16167.2195 | 13446.4067 | 10680.4208 | 9107.1036 | 7534.0841 | 7265.5837 | 7795.2374 | 7165.528 | 7322.488 | 7343.7355 | 7522.1323 | 7435.2382 | 7645.8341 | 6492.8512 | 6466.9815 | 5792.228
16069: New 2023JAN 18V50DF_NG_B #2
CAPACITYFACTOR - Net Generation Capacity Factor
MEAN |  |  |  |  | 0.30455 | 0.23936 | 0.17565 | 0.1432 | 0.11061 | 0.11144 | 0.11777 | 0.10981 | 0.11349 | 0.11565 | 0.10741 | 0.11073 | 0.10561 | 0.091759 | 0.088852 | 0.077471
P5 |  |  |  |  | 0.2387 | 0.15819 | 0.11558 | 0.094494 | 0.069923 | 0.083503 | 0.085898 | 0.078811 | 0.087057 | 0.087188 | 0.079088 | 0.081084 | 0.083161 | 0.071518 | 0.069406 | 0.059234
P95 |  |  |  |  | 0.38438 | 0.31192 | 0.23704 | 0.20095 | 0.16352 | 0.15144 | 0.15444 | 0.14327 | 0.14044 | 0.14416 | 0.14197 | 0.13327 | 0.13713 | 0.11306 | 0.11085 | 0.095424
CO2EMISSIONS - CO2 Emissions
MEAN |  |  |  |  | 9818.6647 | 7653.3993 | 5604.7354 | 4564.1009 | 3504.7637 | 3585.7208 | 3740.3658 | 3485.1006 | 3645.3395 | 3651.684 | 3425.9161 | 3558.7 | 3375.6484 | 2938.3445 | 2838.2478 | 2462.4443
P5 |  |  |  |  | 7673.1698 | 5057.02 | 3673.5833 | 2985.9865 | 2214.2773 | 2686.137 | 2745.408 | 2521.3947 | 2795.8755 | 2740.7845 | 2520.576 | 2592.4477 | 2660.8733 | 2269.41 | 2220.767 | 1882.656
P95 |  |  |  |  | 12430.042 | 9986.681 | 7563.0408 | 6464.1675 | 5156.049 | 4870.4205 | 4878.642 | 4554.7335 | 4514.392 | 4553.7132 | 4512.323 | 4304.1552 | 4399.8347 | 3583.0493 | 3534.03 | 3050.6
FUELCONSUMED - Fuel Consumed
MEAN |  |  |  |  | 160063.0677 | 124765.9254 | 91359.1594 | 74400.3901 | 57136.3689 | 58442.2267 | 60967.24 | 56805.7734 | 59423.8342 | 59517.8768 | 55846.637 | 58005.0609 | 55026.1753 | 47900.6734 | 46259.5176 | 40136.7406
P5 |  |  |  |  | 125098.0341 | 82438.4508 | 59880.5155 | 48675.0888 | 36098.1171 | 43780.1397 | 44749.4678 | 41097.6392 | 45576.2701 | 44671.2035 | 41088.3581 | 42255.5196 | 43374.6304 | 36995.725 | 36195.4303 | 30686.4504
P95 |  |  |  |  | 202646.4501 | 162803.4475 | 123279.9982 | 105373.8303 | 84057.0506 | 79380.9571 | 79520.9544 | 74240.3314 | 73590.8521 | 74219.8836 | 73556.776 | 70155.6012 | 71721.269 | 58410.5581 | 57599.8006 | 49723.415
FUELCOST - Fuel Cost
MEAN |  |  |  |  | 256399.1496 | 230953.284 | 180996.3983 | 152932.3346 | 123808.5128 | 130022.0569 | 141999.3039 | 137031.3959 | 151825.2831 | 160828.197 | 153551.1652 | 164156.7707 | 158318.2846 | 142807.6868 | 141934.7837 | 126920.2908
P5 |  |  |  |  | 145452.4812 | 107641.4827 | 81397.1066 | 75771.6816 | 57243.2232 | 77614.2727 | 81413.0221 | 77753.9513 | 91548.0371 | 91068.9684 | 83589.2131 | 87715.8885 | 101636.5339 | 90554.2071 | 94820.0228 | 77222.9224
P95 |  |  |  |  | 422169.9241 | 347897.6481 | 290561.9898 | 292909.2296 | 246508.7674 | 216474.4682 | 241965.8582 | 208614.2579 | 238049.2553 | 265524.1767 | 241153.8785 | 239070.0124 | 241549.1869 | 208526.9478 | 200539.1572 | 185593.3269
NETPOS - Net Position (MWh)
MEAN |  |  |  |  | 18751.8592 | 14660.8305 | 10732.2032 | 8734.0269 | 6702.4947 | 6850.9244 | 7141.8068 | 6648.9792 | 7020.1834 | 7026.4129 | 6587.6311 | 6837.4798 | 6481.9399 | 5638.5975 | 5441.6274 | 4718.084
P5 |  |  |  |  | 14628.9323 | 9691.8 | 7034.835 | 5714.38 | 4234.88 | 5132.49 | 5242.44 | 4810.68 | 5384.72 | 5274.05 | 4847.04 | 4981.2 | 5109.51 | 4355 | 4257.785 | 3607.2
P95 |  |  |  |  | 23724.5424 | 19119.895 | 14482.675 | 12369.91 | 9858.78 | 9305.685 | 9315.14 | 8689.79 | 8692.92 | 8761.855 | 8675.575 | 8269.73 | 8448.73 | 6875.875 | 6775.65 | 5845
NETREVENUE - Net Revenue $
MEAN |  |  |  |  | 68599.2043 | 104934.5533 | 80393.3912 | 68011.1077 | 51666.8205 | 62975.9188 | 66740.9058 | 66559.9304 | 76282.3166 | 79692.7158 | 78089.5502 | 85738.4379 | 78605.963 | 67237.9694 | 66669.3107 | 56688.2197
P5 |  |  |  |  | -10979.3015 | 42117.2048 | 31772.974 | 34975.2611 | 23686.6467 | 35720.0947 | 36366.3974 | 36777.0887 | 43715.0744 | 47948.6398 | 45282.6493 | 50525.1632 | 48965.8547 | 40989.5657 | 40186.0304 | 31481.3251
P95 |  |  |  |  | 152635.4073 | 169235.9172 | 135827.2015 | 122348.7305 | 102651.6041 | 99229.9524 | 118636.3971 | 100181.5651 | 110076.1449 | 120960.4644 | 124548.7095 | 125712.6791 | 126886.2143 | 99212.0939 | 94569.5811 | 81746.8266
STARTS - Number Starts
MEAN |  |  |  |  | 146.99 | 141.18 | 122.02 | 106.18 | 91.62 | 91.7 | 97.33 | 92.69 | 94.4 | 94.69 | 90.9 | 89.47 | 90.97 | 80.23 | 79.14 | 72.35
P5 |  |  |  |  | 127.5 | 113.5 | 102 | 81 | 69 | 74.5 | 77.5 | 72.5 | 76 | 72.5 | 72 | 68 | 72 | 62.5 | 60 | 55
P95 |  |  |  |  | 168.5 | 168 | 145.5 | 128 | 114.5 | 110.5 | 122 | 113 | 112 | 114 | 112.5 | 112 | 111 | 97 | 99 | 90
VOMCOSTS - VOM Costs
MEAN |  |  |  |  | 12751.2642 | 10262.5814 | 7619.8643 | 6288.4994 | 4959.8461 | 5138.1933 | 5499.1913 | 5186.2038 | 5616.1467 | 5761.6586 | 5467.7338 | 5811.8578 | 5639.2877 | 4961.9658 | 4897.4646 | 4340.6373
P5 |  |  |  |  | 9947.674 | 6784.26 | 4994.7329 | 4114.3536 | 3133.8112 | 3849.3675 | 4036.6788 | 3752.3304 | 4307.776 | 4324.721 | 4023.0432 | 4234.02 | 4445.2737 | 3832.4 | 3832.0065 | 3318.624
P95 |  |  |  |  | 16132.6889 | 13383.9265 | 10282.6992 | 8906.3352 | 7295.4972 | 6979.2637 | 7172.6578 | 6778.0362 | 6954.336 | 7184.7211 | 7200.7272 | 7029.2705 | 7350.3951 | 6050.77 | 6098.085 | 5377.4
16069: New 2023JAN 18V50DF_NG_B #3
CAPACITYFACTOR - Net Generation Capacity Factor
MEAN |  |  |  |  | 0.30243 | 0.24314 | 0.17725 | 0.14426 | 0.11166 | 0.11279 | 0.11837 | 0.1112 | 0.11534 | 0.1164 | 0.10918 | 0.11171 | 0.10764 | 0.093841 | 0.09054 | 0.079333
P5 |  |  |  |  | 0.2308 | 0.16828 | 0.12348 | 0.095312 | 0.068622 | 0.083105 | 0.086707 | 0.083106 | 0.090174 | 0.084561 | 0.083303 | 0.08375 | 0.085375 | 0.073775 | 0.071396 | 0.061925
P95 |  |  |  |  | 0.38728 | 0.31424 | 0.23779 | 0.20458 | 0.16822 | 0.15156 | 0.15113 | 0.14334 | 0.14227 | 0.14508 | 0.14273 | 0.13255 | 0.13553 | 0.1137 | 0.11403 | 0.09684
CO2EMISSIONS - CO2 Emissions
MEAN |  |  |  |  | 9742.1383 | 7766.9145 | 5656.4591 | 4591.1361 | 3541.4532 | 3627.1346 | 3760.8809 | 3533.2241 | 3698.1509 | 3679.1979 | 3484.6576 | 3588.9422 | 3444.246 | 3004.5043 | 2890.1854 | 2520.9487
P5 |  |  |  |  | 7453.896 | 5361.2058 | 3930.6905 | 3046.925 | 2170.7748 | 2681.7905 | 2758.44 | 2651.5873 | 2879.1382 | 2688.2455 | 2664.984 | 2701.7415 | 2739.5197 | 2343.6022 | 2281.849 | 1978.532
P95 |  |  |  |  | 12454.4693 | 9984.6365 | 7607.2807 | 6517.7747 | 5327.3758 | 4879.448 | 4843.203 | 4529.6902 | 4575.4062 | 4573.582 | 4570.8988 | 4238.3318 | 4308.0805 | 3657.2415 | 3634.379 | 3094.18
FUELCONSUMED - Fuel Consumed
MEAN |  |  |  |  | 158812.7098 | 126616.2401 | 92202.323 | 74841.1373 | 57734.4771 | 59117.2418 | 61301.6623 | 57590.2774 | 60284.729 | 59966.3062 | 56804.178 | 58498.0063 | 56144.3618 | 48979.1897 | 47106.0274 | 41090.3548
P5 |  |  |  |  | 121510.2523 | 87397.8071 | 64071.4413 | 49668.458 | 35388.9203 | 43709.298 | 44961.8862 | 43219.7204 | 46933.5571 | 43814.8865 | 43442.3786 | 44036.9496 | 44656.6392 | 38205.2006 | 37190.9824 | 32249.1863
P95 |  |  |  |  | 203029.6254 | 162769.8081 | 124001.7305 | 106247.6193 | 86849.6382 | 79528.417 | 78944.6697 | 73833.0597 | 74585.1547 | 74543.8743 | 74511.1831 | 69082.9412 | 70225.5921 | 59620.0338 | 59235.3505 | 50433.7495
FUELCOST - Fuel Cost
MEAN |  |  |  |  | 254326.7417 | 233964.9345 | 182369.3901 | 154022.2241 | 125044.8217 | 131355.0847 | 142856.9095 | 138645.7352 | 153835.6029 | 161858.7855 | 156003.4363 | 165187.9447 | 161270.3106 | 145875.6736 | 144642.5703 | 129630.3815
P5 |  |  |  |  | 143113.2562 | 113488.8418 | 83387.3092 | 77115.864 | 56091.9827 | 75477.7718 | 79984.1765 | 83861.4429 | 95721.8526 | 90227.0711 | 88690.1326 | 91184.8348 | 102391.7921 | 92324.759 | 95924.93 | 81137.5255
P95 |  |  |  |  | 412416.8763 | 352803.3114 | 294467.9336 | 292325.5867 | 250623.7092 | 218595.4852 | 239356.6587 | 213233.9283 | 239786.4184 | 260657.2956 | 245386.976 | 237808.1695 | 245202.3515 | 212146.3843 | 199920.8276 | 187326.5365
NETPOS - Net Position (MWh)
MEAN |  |  |  |  | 18612.605 | 14879.0916 | 10831.1429 | 8785.6058 | 6772.7101 | 6929.9948 | 7180.9161 | 6740.586 | 7121.871 | 7079.3611 | 6700.6103 | 6895.586 | 6613.6468 | 5765.5918 | 5541.2255 | 4830.1326
P5 |  |  |  |  | 14242.073 | 10273.7379 | 7527.19 | 5831 | 4151.68 | 5124.185 | 5267.325 | 5059.08 | 5545.08 | 5172.95 | 5124.735 | 5191.2 | 5260.53 | 4497.375 | 4374.895 | 3790.9
P95 |  |  |  |  | 23782.5958 | 19121.4955 | 14565.835 | 12471.9226 | 10187.6153 | 9322.16 | 9243.98 | 8639.69 | 8811.22 | 8799.695 | 8789.395 | 8143.2071 | 8272.54 | 7018.25 | 6968.045 | 5928.5
NETREVENUE - Net Revenue $
MEAN |  |  |  |  | 70237.0118 | 104481.1836 | 79980.3185 | 67726.8183 | 51598.6365 | 63024.5853 | 66408.5847 | 65874.1924 | 76061.1022 | 79083.8824 | 78285.4897 | 85371.4659 | 78417.1245 | 66748.675 | 66317.393 | 56546.9851
P5 |  |  |  |  | -8111.0586 | 40955.3508 | 30956.799 | 34242.3507 | 23421.2249 | 36280.806 | 37115.5066 | 36399.0391 | 43900.095 | 44439.2816 | 45672.7381 | 51292.3287 | 49922.3258 | 41757.0973 | 38688.7083 | 33642.2041
P95 |  |  |  |  | 154143.4682 | 167501.2317 | 136165.5818 | 120013.6261 | 101821.3251 | 99404.015 | 116286.699 | 98599.635 | 111005.6594 | 123621.8668 | 127629.6536 | 120573.9007 | 123216.5702 | 97535.7659 | 93391.9629 | 83500.4279
STARTS - Number Starts
MEAN |  |  |  |  | 146.69 | 142.36 | 122.77 | 106.34 | 91.68 | 92.36 | 98.01 | 93.07 | 94.48 | 95.03 | 91.35 | 89.97 | 91.31 | 81.14 | 79.67 | 73.35
P5 |  |  |  |  | 124.5 | 119 | 103 | 78.5 | 70 | 74.5 | 78.5 | 73 | 74.5 | 73 | 71.5 | 69 | 73 | 61.5 | 65 | 55
P95 |  |  |  |  | 167.5 | 170.5 | 141.5 | 130 | 117 | 111 | 124.5 | 113 | 112 | 114.5 | 116 | 109.5 | 109.5 | 96 | 98.5 | 91
VOMCOSTS - VOM Costs
MEAN |  |  |  |  | 12656.5714 | 10415.3641 | 7690.1114 | 6325.6362 | 5011.8055 | 5197.4961 | 5529.3054 | 5257.6571 | 5697.4968 | 5805.0761 | 5561.5065 | 5861.2481 | 5753.8727 | 5073.7208 | 4987.103 | 4443.722
P5 |  |  |  |  | 9684.6096 | 7191.6165 | 5344.3049 | 4198.32 | 3072.2432 | 3843.1388 | 4055.8403 | 3946.0824 | 4436.064 | 4241.819 | 4253.5301 | 4412.52 | 4576.6611 | 3957.69 | 3937.4055 | 3487.628
P95 |  |  |  |  | 16172.1652 | 13385.0469 | 10341.7429 | 8979.7842 | 7538.8354 | 6991.62 | 7117.8646 | 6738.9582 | 7048.976 | 7215.7499 | 7295.1978 | 6921.726 | 7197.1098 | 6176.06 | 6271.2405 | 5454.22
16069: New 2023JAN 18V50DF_NG_B #4
CAPACITYFACTOR - Net Generation Capacity Factor
MEAN |  |  |  |  | 0.30324 | 0.24354 | 0.18465 | 0.14699 | 0.11652 | 0.11409 | 0.11992 | 0.11269 | 0.11665 | 0.11862 | 0.11009 | 0.11369 | 0.10822 | 0.094392 | 0.091698 | 0.08132
P5 |  |  |  |  | 0.23869 | 0.16708 | 0.13352 | 0.099986 | 0.080528 | 0.085696 | 0.089159 | 0.087151 | 0.092791 | 0.088209 | 0.085521 | 0.083083 | 0.087079 | 0.073218 | 0.073966 | 0.062959
P95 |  |  |  |  | 0.38272 | 0.3173 | 0.23905 | 0.20599 | 0.16962 | 0.1538 | 0.15983 | 0.14299 | 0.13792 | 0.14677 | 0.13815 | 0.13292 | 0.13957 | 0.1123 | 0.11359 | 0.098172
CO2EMISSIONS - CO2 Emissions
MEAN |  |  |  |  | 9770.0292 | 7794.2758 | 5892.6974 | 4682.323 | 3697.8209 | 3665.6288 | 3812.4196 | 3579.1654 | 3742.3466 | 3744.8163 | 3510.9446 | 3653.1214 | 3460.5131 | 3021.1354 | 2928.0093 | 2582.4837
P5 |  |  |  |  | 7705.4755 | 5359.502 | 4211.931 | 3190.1937 | 2549.2465 | 2760.0275 | 2827.944 | 2764.4208 | 2958.0188 | 2793.3235 | 2726.248 | 2675.511 | 2796.32 | 2352.3308 | 2369.109 | 2017.754
P95 |  |  |  |  | 12370.9368 | 10164.1495 | 7642.5458 | 6553.622 | 5356.1605 | 4905.8615 | 5065.764 | 4522.3512 | 4441.9163 | 4678.66 | 4428.8455 | 4279.9433 | 4452.601 | 3600.5062 | 3643.105 | 3140.106
FUELCONSUMED - Fuel Consumed
MEAN |  |  |  |  | 159268.412 | 127062.0618 | 96053.003 | 76327.5953 | 60283.669 | 59744.6047 | 62141.7069 | 58339.0916 | 61005.1394 | 61035.851 | 57232.7551 | 59544.1975 | 56409.5412 | 49250.3127 | 47722.5015 | 42093.3471
P5 |  |  |  |  | 125625.0079 | 87369.5936 | 68655.898 | 52003.9824 | 41558.9325 | 44984.4477 | 46094.7841 | 45058.8575 | 48219.408 | 45527.5205 | 44441.054 | 43609.4064 | 45582.5344 | 38347.4919 | 38613.1997 | 32888.4874
P95 |  |  |  |  | 201681.3327 | 165696.2294 | 124576.2629 | 106832.3908 | 87319.3559 | 79959.2435 | 82571.2992 | 73712.6685 | 72409.2536 | 76256.5083 | 72195.6966 | 69760.7988 | 72581.716 | 58695.1406 | 59377.5723 | 51182.4781
FUELCOST - Fuel Cost
MEAN |  |  |  |  | 255179.184 | 234686.6746 | 188855.0327 | 156420.5624 | 129475.2937 | 132616.8714 | 144643.3554 | 140262.4735 | 155283.8301 | 164492.7843 | 157024.6516 | 167988.6302 | 162065.3554 | 146367.2945 | 146343.716 | 132794.6929
P5 |  |  |  |  | 144333.9324 | 113452.4665 | 93106.8914 | 82068.6271 | 63198.8057 | 79551.0614 | 82253.6191 | 85042.3276 | 94865.4253 | 89715.5648 | 88888.989 | 92007.411 | 105112.6371 | 97287.1236 | 101284.3694 | 81704.7023
P95 |  |  |  |  | 413310.0106 | 355038.5412 | 301394.5013 | 293481.2348 | 251804.238 | 219060.8161 | 238770.0493 | 219091.1389 | 232655.9867 | 270968.906 | 248435.8288 | 241818.556 | 249192.9402 | 207455.513 | 204255.5013 | 187696.7263
NETPOS - Net Position (MWh)
MEAN |  |  |  |  | 18663.6299 | 14931.9323 | 11283.6784 | 8960.121 | 7071.7724 | 7003.6445 | 7279.3345 | 6828.2446 | 7207.1139 | 7205.4997 | 6751.0468 | 7018.6646 | 6644.852 | 5797.4992 | 5613.7515 | 4948.0346
P5 |  |  |  |  | 14690.3814 | 10270.1426 | 8065.37 | 6105.1058 | 4875.52 | 5273.675 | 5400.045 | 5274.36 | 5697 | 5375.15 | 5242.545 | 5140.8 | 5369.6 | 4514.125 | 4542.195 | 3866.05
P95 |  |  |  |  | 23586.737 | 19466.5292 | 14634.2882 | 12540.7237 | 10241.5 | 9371.855 | 9671.68 | 8627.62 | 8553.73 | 9001.75 | 8515.835 | 8223.6 | 8549.27 | 6909.375 | 6984.775 | 6016.105
NETREVENUE - Net Revenue $
MEAN |  |  |  |  | 68994.9766 | 104232.3892 | 78209.2262 | 67144.4544 | 50384.0483 | 62510.7715 | 66818.9097 | 65231.0548 | 75584.7399 | 78795.4455 | 77652.4912 | 85031.4711 | 77837.2017 | 66599.7563 | 65650.4352 | 55942.2501
P5 |  |  |  |  | -859.557 | 38800.4546 | 27919.3042 | 33190.7966 | 20702.7521 | 37095.7852 | 35655.9655 | 36117.4373 | 42735.9668 | 44619.1824 | 44931.0027 | 50849.9596 | 49264.9637 | 41296.6598 | 41477.718 | 30320.3766
P95 |  |  |  |  | 148881.7692 | 165431.9957 | 136289.9107 | 122470.1583 | 97925.0932 | 101993.7727 | 118366.483 | 98904.8515 | 109295.5778 | 122742.2241 | 122456.9619 | 124761.401 | 124915.1639 | 95872.6102 | 95352.2005 | 82338.5445
STARTS - Number Starts
MEAN |  |  |  |  | 146.67 | 143.51 | 127.72 | 108.3 | 95.27 | 92.84 | 97.6 | 93.44 | 96.02 | 96 | 91.46 | 89.93 | 91.23 | 81.21 | 80.19 | 73.72
P5 |  |  |  |  | 120.5 | 118 | 108 | 81.5 | 73.5 | 76 | 78.5 | 74.5 | 77 | 76.5 | 71.5 | 66 | 70.5 | 62 | 64 | 56
P95 |  |  |  |  | 172 | 175 | 150.5 | 131 | 117.5 | 111.5 | 119 | 112 | 114.5 | 113 | 114.5 | 111.5 | 113 | 98 | 98 | 93
VOMCOSTS - VOM Costs
MEAN |  |  |  |  | 12691.2683 | 10452.3526 | 8011.4116 | 6451.2871 | 5233.1116 | 5252.7334 | 5605.0876 | 5326.0308 | 5765.6911 | 5908.5098 | 5603.3688 | 5965.8649 | 5781.0212 | 5101.7993 | 5052.3763 | 4552.1918
P5 |  |  |  |  | 9989.4594 | 7189.0998 | 5726.4127 | 4395.6762 | 3607.8848 | 3955.2562 | 4158.0346 | 4114.0008 | 4557.6 | 4407.623 | 4351.3124 | 4369.68 | 4671.552 | 3972.43 | 4087.9755 | 3556.766
P95 |  |  |  |  | 16038.9811 | 13626.5705 | 10390.3446 | 9029.3211 | 7578.71 | 7028.8912 | 7447.1936 | 6729.5436 | 6842.984 | 7381.435 | 7068.143 | 6990.06 | 7437.8649 | 6080.25 | 6286.2975 | 5534.8166
16069: New 2023JAN 18V50DF_NG_B #5
CAPACITYFACTOR - Net Generation Capacity Factor
MEAN |  |  |  |  | 0.30493 | 0.2426 | 0.18668 | 0.14976 | 0.11816 | 0.11631 | 0.12155 | 0.11348 | 0.11752 | 0.11895 | 0.11055 | 0.11328 | 0.10931 | 0.094849 | 0.093365 | 0.082123
P5 |  |  |  |  | 0.23072 | 0.16946 | 0.133 | 0.10662 | 0.084661 | 0.090432 | 0.09283 | 0.086423 | 0.094832 | 0.091489 | 0.084337 | 0.08435 | 0.086702 | 0.074834 | 0.072468 | 0.064546
P95 |  |  |  |  | 0.38681 | 0.32008 | 0.24494 | 0.20834 | 0.16666 | 0.15379 | 0.15773 | 0.14001 | 0.13929 | 0.14745 | 0.14454 | 0.13321 | 0.13883 | 0.11364 | 0.1154 | 0.099201
CO2EMISSIONS - CO2 Emissions
MEAN |  |  |  |  | 9817.9843 | 7748.3135 | 5953.2817 | 4772.3357 | 3747.7151 | 3741.4155 | 3865.0965 | 3601.0267 | 3770.8855 | 3753.4927 | 3526.0281 | 3639.9513 | 3495.9779 | 3037.5936 | 2981.6875 | 2606.6136
P5 |  |  |  |  | 7403.7492 | 5443.9355 | 4225.0042 | 3403.442 | 2692.056 | 2892.763 | 2958.264 | 2734.0425 | 3045.6638 | 2885.2667 | 2682.488 | 2706.1132 | 2770.1045 | 2369.7877 | 2308.027 | 2043.902
P95 |  |  |  |  | 12389.3103 | 10142.6432 | 7809.7548 | 6642.6067 | 5284.2142 | 4943.4645 | 5033.349 | 4429.2125 | 4459.4452 | 4635.033 | 4623.4108 | 4295.4118 | 4441.5103 | 3613.5465 | 3704.187 | 3155.192
FUELCONSUMED - Fuel Consumed
MEAN |  |  |  |  | 160049.7946 | 126312.9736 | 97040.5953 | 77794.9078 | 61097.047 | 60979.8348 | 63000.3317 | 58695.3462 | 61470.3566 | 61177.2624 | 57478.6109 | 59329.4049 | 56987.6387 | 49518.6319 | 48597.3937 | 42486.6422
P5 |  |  |  |  | 120697.3593 | 88748.4657 | 68868.996 | 55480.1141 | 43887.3136 | 47148.0064 | 48218.9677 | 44563.7052 | 49648.1312 | 47026.0753 | 43727.7144 | 44108.2068 | 45155.1981 | 38632.0744 | 37617.6476 | 33314.688
P95 |  |  |  |  | 201968.2959 | 165347.3324 | 127301.7122 | 108283.0064 | 86146.3096 | 80571.511 | 82043.0941 | 72194.7011 | 72694.9983 | 75546.9989 | 75367.1905 | 70013.0868 | 72400.772 | 58907.6317 | 60373.1244 | 51428.2178
FUELCOST - Fuel Cost
MEAN |  |  |  |  | 256282.3011 | 233548.2455 | 190504.1531 | 158991.3287 | 130874.0797 | 134874.5529 | 146499.9714 | 140691.2923 | 156465.0391 | 164801.6164 | 157710.885 | 167393.1227 | 163387.1317 | 147254.6644 | 148881.327 | 133997.4502
P5 |  |  |  |  | 139884.7119 | 115266.6377 | 91870.0492 | 87174.0942 | 66101.4621 | 82709.3013 | 89275.8105 | 83049.7285 | 99091.7313 | 94895.9883 | 89593.8115 | 93264.2574 | 106274.2876 | 91682.0471 | 102415.8884 | 83283.747
P95 |  |  |  |  | 409153.9954 | 362466.1238 | 303140.4474 | 301700.1905 | 253875.2372 | 223447.0989 | 245350.7699 | 217246.8622 | 236367.2713 | 273431.928 | 247122.564 | 245293.2522 | 245161.792 | 207078.0102 | 204449.1397 | 193533.5623
NETPOS - Net Position (MWh)
MEAN |  |  |  |  | 18755.5849 | 14843.8427 | 11399.5297 | 9132.3471 | 7167.2217 | 7148.3823 | 7379.9112 | 6870.1034 | 7262.0377 | 7222.248 | 6780.0239 | 6993.5859 | 6712.9844 | 5829.024 | 5716.6352 | 4994.2992
P5 |  |  |  |  | 14137.872 | 10427.1988 | 8090.405 | 6513.1991 | 5148.5027 | 5526.91 | 5648.895 | 5216.4 | 5865.8 | 5552.075 | 5158.395 | 5199.6 | 5319.26 | 4547.625 | 4425.085 | 3916.15
P95 |  |  |  |  | 23654.3092 | 19423.6769 | 14953.959 | 12710.5469 | 10104.29 | 9445.0892 | 9609.395 | 8449.53 | 8587.49 | 8915.4212 | 8890.375 | 8252.93 | 8528.365 | 6934.3887 | 7101.885 | 6045.4
NETREVENUE - Net Revenue $
MEAN |  |  |  |  | 69789.5012 | 104376.7297 | 77315.4529 | 66375.1736 | 49661.6212 | 61767.6917 | 65709.008 | 65197.3894 | 75439.7851 | 78890.2105 | 77429.2486 | 84943.3819 | 77742.9836 | 66533.1945 | 65764.5346 | 55611.9695
P5 |  |  |  |  | -6828.4212 | 39306.5057 | 28466.8708 | 31998.9264 | 18112.8996 | 33873.2271 | 35072.0379 | 33985.6784 | 41335.6278 | 45883.9648 | 43173.3252 | 50855.2538 | 48451.4203 | 39161.9471 | 42206.7068 | 30609.5956
P95 |  |  |  |  | 153883.3878 | 164765.1492 | 135429.1981 | 123413.4193 | 97608.3306 | 102696.9573 | 116945.5037 | 98566.977 | 112162.5245 | 119219.6681 | 124847.1178 | 123741.7718 | 125799.7377 | 97500.0904 | 92744.5778 | 83317.2361
STARTS - Number Starts
MEAN |  |  |  |  | 145.92 | 142.32 | 127.91 | 109.95 | 96.52 | 94.98 | 98.68 | 93.29 | 96.52 | 96 | 91.36 | 90.16 | 91.29 | 81.61 | 80.41 | 73.7
P5 |  |  |  |  | 120.5 | 114.5 | 110 | 87 | 78 | 77 | 79.5 | 72 | 77.5 | 71.5 | 71 | 68 | 72.5 | 63.5 | 61.5 | 56.5
P95 |  |  |  |  | 168 | 170.5 | 146.5 | 130 | 117 | 114 | 121 | 111 | 118 | 114 | 115.5 | 110.5 | 111 | 97 | 98 | 93.5
VOMCOSTS - VOM Costs
MEAN |  |  |  |  | 12753.7978 | 10390.6899 | 8093.6661 | 6575.2899 | 5303.744 | 5361.2867 | 5682.5317 | 5358.6806 | 5809.6302 | 5922.2434 | 5627.4199 | 5944.548 | 5840.2964 | 5129.5411 | 5144.9717 | 4594.7553
P5 |  |  |  |  | 9613.7529 | 7299.0392 | 5744.1875 | 4689.5034 | 3809.892 | 4145.1825 | 4349.6492 | 4068.792 | 4692.64 | 4552.7015 | 4281.4678 | 4419.66 | 4627.7562 | 4001.91 | 3982.5765 | 3602.858
P95 |  |  |  |  | 16084.9303 | 13596.5739 | 10617.3109 | 9151.5938 | 7477.1746 | 7083.8169 | 7399.2342 | 6590.6334 | 6869.992 | 7310.6454 | 7379.0112 | 7014.9905 | 7419.6776 | 6102.262 | 6391.6965 | 5561.768
16069: New 2023JAN 18V50DF_NG_B #6
CAPACITYFACTOR - Net Generation Capacity Factor
MEAN |  |  |  |  | 0.30275 | 0.24231 | 0.18859 | 0.15092 | 0.12052 | 0.11788 | 0.12392 | 0.11379 | 0.11768 | 0.11959 | 0.11101 | 0.1146 | 0.10996 | 0.095548 | 0.094126 | 0.082934
P5 |  |  |  |  | 0.22715 | 0.16975 | 0.13721 | 0.1071 | 0.083891 | 0.09247 | 0.095459 | 0.085839 | 0.092653 | 0.091826 | 0.083478 | 0.086021 | 0.087515 | 0.073781 | 0.075453 | 0.067498
P95 |  |  |  |  | 0.38137 | 0.3138 | 0.24689 | 0.20535 | 0.16668 | 0.15314 | 0.16093 | 0.14266 | 0.14266 | 0.1471 | 0.14431 | 0.13592 | 0.13791 | 0.11754 | 0.11452 | 0.10007
CO2EMISSIONS - CO2 Emissions
MEAN |  |  |  |  | 9748.0471 | 7753.4896 | 6014.6672 | 4812.6349 | 3818.3998 | 3787.5989 | 3937.9797 | 3613.7595 | 3774.4995 | 3775.2057 | 3537.5512 | 3686.3889 | 3518.62 | 3058.2718 | 3005.6033 | 2635.8525
P5 |  |  |  |  | 7360.1168 | 5440.9925 | 4385.4613 | 3386.4395 | 2666.7033 | 2973.006 | 3023.424 | 2725.363 | 2984.3122 | 2917.4938 | 2656.232 | 2767.3178 | 2796.32 | 2343.6022 | 2404.013 | 2122.346
P95 |  |  |  |  | 12265.1732 | 10071.4207 | 7812.7575 | 6514.0572 | 5265.532 | 4896.8162 | 5076.79 | 4494.3088 | 4599.34 | 4665.5252 | 4610.6163 | 4394.9478 | 4415.2948 | 3751.2418 | 3650.1467 | 3181.34
FUELCONSUMED - Fuel Consumed
MEAN |  |  |  |  | 158909.6917 | 126397.3037 | 98041.177 | 78451.8101 | 62249.398 | 61732.576 | 64188.3012 | 58902.9947 | 61529.2212 | 61531.1387 | 57666.4022 | 60086.4069 | 57356.7674 | 49855.7038 | 48987.1955 | 42963.2191
P5 |  |  |  |  | 119978.9539 | 88698.1998 | 71484.6763 | 55202.9433 | 43473.7638 | 48455.6886 | 49281.0595 | 44422.2331 | 48648.025 | 47551.7833 | 43299.7107 | 45105.8076 | 45582.5344 | 38205.2006 | 39182.0866 | 34593.2902
P95 |  |  |  |  | 199949.4253 | 164187.8182 | 127351.6705 | 106186.9399 | 85841.2663 | 79811.4674 | 82750.442 | 73255.7417 | 74975.1517 | 76042.429 | 75158.9229 | 71636.5882 | 71973.4357 | 61152.5727 | 59492.8085 | 51854.4185
FUELCOST - Fuel Cost
MEAN |  |  |  |  | 254350.5226 | 233558.6686 | 192204.7733 | 160019.6824 | 133047.496 | 136210.5526 | 148847.3022 | 141656.8743 | 156588.2708 | 165620.468 | 158110.6623 | 169585.1839 | 164666.6701 | 148287.8918 | 150101.8938 | 135373.7792
P5 |  |  |  |  | 138172.8368 | 116358.5224 | 94849.069 | 87962.8081 | 69742.7591 | 84353.3968 | 89979.059 | 82978.0195 | 97307.1978 | 94121.879 | 87971.4084 | 96090.9123 | 104850.2902 | 94975.0045 | 102080.9696 | 84809.1768
P95 |  |  |  |  | 411338.8925 | 362493.4907 | 304038.1458 | 296206.8712 | 249983.1636 | 218141.247 | 237141.3756 | 218699.7041 | 242421.1448 | 274771.8105 | 245908.5488 | 245604.6652 | 248754.8892 | 211068.8675 | 209263.0042 | 192279.434
NETPOS - Net Position (MWh)
MEAN |  |  |  |  | 18622.4755 | 14853.752 | 11517.1715 | 9209.5519 | 7302.3144 | 7236.6142 | 7519.1158 | 6894.1405 | 7269.1047 | 7264.0295 | 6802.3132 | 7082.6277 | 6756.3624 | 5868.7718 | 5762.4725 | 5050.3291
P5 |  |  |  |  | 14070.2797 | 10426.905 | 8397.5257 | 6480.74 | 5100.16 | 5680.62 | 5773.32 | 5199.84 | 5747.64 | 5613.545 | 5107.905 | 5317.2 | 5369.6 | 4497.375 | 4609.115 | 4066.45
P95 |  |  |  |  | 23410.7954 | 19287.7401 | 14957.76 | 12465.775 | 10069.1549 | 9355.3429 | 9693.1859 | 8573.73 | 8857.71 | 8976.62 | 8864.985 | 8441.44 | 8478.025 | 7198.245 | 6997.105 | 6095.5
NETREVENUE - Net Revenue $
MEAN |  |  |  |  | 68617.7169 | 104815.8002 | 77092.8236 | 65781.8614 | 48597.5483 | 61009.0337 | 65033.9095 | 65250.5406 | 75309.1508 | 78191.214 | 77203.7557 | 84692.8883 | 77640.8008 | 65736.9813 | 65413.0123 | 55998.3796
P5 |  |  |  |  | -4107.1811 | 40014.4664 | 27317.6172 | 29983.6354 | 17976.462 | 33553.8952 | 32686.2794 | 36026.9017 | 42692.5461 | 46255.3988 | 43591.022 | 49702.0134 | 48442.1159 | 39596.5493 | 41382.649 | 30040.3994
P95 |  |  |  |  | 156711.0033 | 166084.2138 | 135518.3424 | 122182.5966 | 97062.7277 | 101273.0828 | 113294.8538 | 97673.0715 | 108485.5391 | 119069.9309 | 120279.1271 | 120937.8653 | 122235.0016 | 97543.0349 | 92652.1901 | 82827.4757
STARTS - Number Starts
MEAN |  |  |  |  | 147.59 | 141.97 | 129.75 | 110.83 | 97.44 | 96.83 | 100.58 | 93.77 | 96.47 | 95.58 | 92.04 | 90.59 | 91.65 | 81.47 | 81.13 | 73.59
P5 |  |  |  |  | 127.5 | 117.5 | 112.5 | 86.5 | 78.5 | 79 | 81 | 73 | 77.5 | 73.5 | 72 | 69.5 | 74 | 64 | 65.5 | 55.5
P95 |  |  |  |  | 167 | 173 | 152 | 130.5 | 118.5 | 116 | 122 | 112 | 117.5 | 115 | 114 | 113.5 | 111.5 | 96 | 101 | 90
VOMCOSTS - VOM Costs
MEAN |  |  |  |  | 12663.2834 | 10397.6264 | 8177.1918 | 6630.8774 | 5403.7126 | 5427.4606 | 5789.7191 | 5377.4296 | 5815.2838 | 5956.5042 | 5645.9199 | 6020.2336 | 5878.0353 | 5164.5192 | 5186.2253 | 4646.3028
P5 |  |  |  |  | 9567.7902 | 7298.8335 | 5962.2433 | 4666.1328 | 3774.1184 | 4260.465 | 4445.4564 | 4055.8752 | 4598.112 | 4603.1069 | 4239.5612 | 4519.62 | 4671.552 | 3957.69 | 4148.2035 | 3741.134
P95 |  |  |  |  | 15919.3409 | 13501.4181 | 10620.0096 | 8975.358 | 7451.1746 | 7016.5072 | 7463.7532 | 6687.5094 | 7086.168 | 7360.8284 | 7357.9375 | 7175.224 | 7375.8817 | 6334.4556 | 6297.3945 | 5607.86
16069: New 2023JAN 18V50DF_NG_B #7
CAPACITYFACTOR - Net Generation Capacity Factor
MEAN |  |  |  |  | 0.30598 | 0.24308 | 0.19042 | 0.15328 | 0.12228 | 0.12079 | 0.12832 | 0.11382 | 0.11924 | 0.12064 | 0.11271 | 0.11538 | 0.11098 | 0.096539 | 0.094343 | 0.082707
P5 |  |  |  |  | 0.23435 | 0.17077 | 0.13497 | 0.11122 | 0.088476 | 0.095051 | 0.10203 | 0.087177 | 0.093864 | 0.090746 | 0.087515 | 0.086317 | 0.08857 | 0.075388 | 0.075907 | 0.064844
P95 |  |  |  |  | 0.38395 | 0.31562 | 0.24715 | 0.21109 | 0.1694 | 0.15264 | 0.16308 | 0.14532 | 0.14205 | 0.14789 | 0.14499 | 0.13485 | 0.13902 | 0.11834 | 0.11685 | 0.09896
CO2EMISSIONS - CO2 Emissions
MEAN |  |  |  |  | 9864.4699 | 7780.7452 | 6073.3177 | 4887.5048 | 3876.9036 | 3890.3247 | 4079.7615 | 3611.5597 | 3827.4201 | 3803.3166 | 3597.5933 | 3708.6008 | 3546.8826 | 3086.358 | 3012.5376 | 2626.3913
P5 |  |  |  |  | 7522.776 | 5477.88 | 4313.0825 | 3525.7275 | 2809.0948 | 3046.8965 | 3236.28 | 2742.722 | 2979.93 | 2876.5102 | 2770.3415 | 2762.946 | 2813.797 | 2409.066 | 2421.465 | 2052.618
P95 |  |  |  |  | 12356.722 | 10205.5163 | 7905.708 | 6728.0095 | 5384.27 | 4935.9525 | 5231.7915 | 4596.7905 | 4557.8772 | 4664.1692 | 4669.5255 | 4354.263 | 4419.664 | 3777.4273 | 3752.18 | 3150.834
FUELCONSUMED - Fuel Consumed
MEAN |  |  |  |  | 160811.8998 | 126841.8756 | 98997.2743 | 79672.2755 | 63203.1809 | 63406.8268 | 66499.4132 | 58867.0559 | 62391.9987 | 61989.3765 | 58645.2207 | 60448.4578 | 57817.4326 | 50313.5781 | 49100.222 | 42809.0104
P5 |  |  |  |  | 122644.477 | 89299.3759 | 70304.576 | 57473.5014 | 45794.9339 | 49659.9967 | 52750.5594 | 44705.1773 | 48576.5888 | 46883.3558 | 45160.1277 | 45034.5504 | 45867.4252 | 39272.385 | 39466.5301 | 33456.755
P95 |  |  |  |  | 201448.2179 | 166372.6754 | 128867.5055 | 109675.2208 | 87777.4622 | 80449.3585 | 85277.5491 | 74926.6109 | 74299.41 | 76021.1082 | 76119.0642 | 70972.1712 | 72044.6584 | 61579.4464 | 61155.3439 | 51357.1844
FUELCOST - Fuel Cost
MEAN |  |  |  |  | 257385.0334 | 234398.2391 | 193765.3373 | 162113.5515 | 134698.2253 | 139658.9934 | 153574.7061 | 141583.6209 | 158898.9906 | 166929.1098 | 160969.5118 | 170547.1153 | 166341.3482 | 150034.3036 | 150561.041 | 134927.1843
P5 |  |  |  |  | 141899.953 | 118004.1085 | 95432.9968 | 89051.6246 | 71426.2946 | 85059.8096 | 96172.3689 | 85406.985 | 97134.9967 | 93527.1345 | 90896.8214 | 95079.1621 | 106032.995 | 95056.9519 | 105866.6055 | 82232.5074
P95 |  |  |  |  | 407721.2139 | 364411.6361 | 303294.5388 | 299966.8106 | 256056.0822 | 222846.7069 | 247023.5099 | 223613.5452 | 241516.131 | 269844.3448 | 255005.6399 | 241618.5771 | 256987.8785 | 219693.717 | 207973.3574 | 189641.438
NETPOS - Net Position (MWh)
MEAN |  |  |  |  | 18833.7898 | 14905.4061 | 11629.3331 | 9352.8164 | 7414.1273 | 7432.9411 | 7789.5994 | 6890.1722 | 7370.8187 | 7318.0382 | 6917.6721 | 7125.3069 | 6810.7255 | 5922.6144 | 5775.7583 | 5032.192
P5 |  |  |  |  | 14347.745 | 10497.99 | 8259.2516 | 6747.3 | 5372.2623 | 5821.805 | 6179.775 | 5232.96 | 5739.2 | 5535.225 | 5326.55 | 5308.8 | 5403.16 | 4623 | 4642.575 | 3932.85
P95 |  |  |  |  | 23567.7229 | 19540.3053 | 15134.3495 | 12873.665 | 10295.65 | 9430.125 | 9988.0602 | 8768.1 | 8777.46 | 8972.19 | 8978.66 | 8366.4 | 8486.415 | 7248.495 | 7193.9 | 6037.05
NETREVENUE - Net Revenue $
MEAN |  |  |  |  | 66411.9138 | 104912.9119 | 75961.7084 | 65245.7142 | 48315.6579 | 60569.6725 | 63484.4159 | 65393.7371 | 75030.3694 | 78274.431 | 76954.4877 | 84412.9697 | 77183.0232 | 65765.3035 | 65642.8654 | 55363.7381
P5 |  |  |  |  | -3184.5483 | 40325.2302 | 26282.7844 | 27346.8432 | 17284.8653 | 33584.7505 | 31160.9936 | 34448.5035 | 41536.1677 | 46985.8996 | 44634.6308 | 48646.056 | 49761.5191 | 38510.0721 | 40788.7468 | 31065.8795
P95 |  |  |  |  | 152087.8259 | 169316.2509 | 137011.9477 | 119069.6596 | 98593.7042 | 100893.64 | 112808.5567 | 97701.0949 | 107883.5392 | 118000.2168 | 125634.5012 | 124071.7602 | 122058.6816 | 95553.2887 | 92533.0476 | 84001.3992
STARTS - Number Starts
MEAN |  |  |  |  | 148.94 | 143.93 | 131.44 | 111.64 | 98.41 | 97.4 | 103.48 | 93.07 | 97.04 | 96.24 | 92.58 | 91.17 | 91.48 | 82.01 | 80.19 | 73.84
P5 |  |  |  |  | 129.5 | 120 | 109.5 | 86 | 79 | 80.5 | 82.5 | 72 | 80 | 72.5 | 72.5 | 69.5 | 72.5 | 61.5 | 65 | 55.5
P95 |  |  |  |  | 169.5 | 173.5 | 151 | 132.5 | 118 | 116.5 | 126 | 112.5 | 119.5 | 114 | 113 | 110.5 | 109 | 99 | 96 | 92
VOMCOSTS - VOM Costs
MEAN |  |  |  |  | 12806.9771 | 10433.7843 | 8256.8265 | 6734.0278 | 5486.4542 | 5574.7058 | 5997.9915 | 5374.3343 | 5896.655 | 6000.7913 | 5741.6679 | 6056.5108 | 5925.3312 | 5211.9007 | 5198.1825 | 4629.6167
P5 |  |  |  |  | 9756.4666 | 7348.593 | 5864.0687 | 4858.056 | 3975.4741 | 4366.3538 | 4758.4267 | 4081.7088 | 4591.36 | 4538.8845 | 4421.0365 | 4512.48 | 4700.7492 | 4068.24 | 4178.3175 | 3618.222
P95 |  |  |  |  | 16026.0516 | 13678.2137 | 10745.3882 | 9269.0388 | 7618.781 | 7072.5937 | 7690.8064 | 6839.118 | 7021.968 | 7357.1958 | 7452.2878 | 7111.44 | 7383.1811 | 6378.6756 | 6474.51 | 5554.086
16069: New 2023JAN 18V50DF_NG_B #8
CAPACITYFACTOR - Net Generation Capacity Factor
MEAN |  |  |  |  | 0.30183 | 0.24336 | 0.1811 | 0.14478 | 0.11213 | 0.11239 | 0.11882 | 0.11261 | 0.11653 | 0.11758 | 0.11002 | 0.11264 | 0.10779 | 0.093878 | 0.090844 | 0.079927
P5 |  |  |  |  | 0.22933 | 0.16616 | 0.12912 | 0.098456 | 0.071526 | 0.084674 | 0.08572 | 0.084556 | 0.091182 | 0.088851 | 0.083272 | 0.08261 | 0.085557 | 0.075254 | 0.072892 | 0.063441
P95 |  |  |  |  | 0.38481 | 0.31241 | 0.24107 | 0.19926 | 0.16573 | 0.1521 | 0.15499 | 0.14164 | 0.14202 | 0.14701 | 0.14444 | 0.13495 | 0.13513 | 0.11453 | 0.11299 | 0.097383
CO2EMISSIONS - CO2 Emissions
MEAN |  |  |  |  | 9716.9659 | 7780.6619 | 5780.0262 | 4608.6849 | 3558.331 | 3613.8193 | 3778.7752 | 3579.5908 | 3735.6006 | 3718.0833 | 3512.0076 | 3621.9892 | 3448.1496 | 3004.553 | 2899.7859 | 2540.2835
P5 |  |  |  |  | 7352.4672 | 5329.9535 | 4109.3583 | 3142.6855 | 2270.8305 | 2712.216 | 2736.72 | 2703.6642 | 2922.9608 | 2810.8365 | 2621.224 | 2666.7675 | 2739.5197 | 2409.066 | 2321.116 | 2030.828
P95 |  |  |  |  | 12442.4652 | 9990.7215 | 7706.8465 | 6356.6825 | 5208.5863 | 4899.1745 | 4952.82 | 4510.208 | 4546.753 | 4639.996 | 4616.68 | 4352.2445 | 4298.2395 | 3648.513 | 3560.208 | 3098.538
FUELCONSUMED - Fuel Consumed
MEAN |  |  |  |  | 158402.6751 | 126840.2674 | 94216.4253 | 75127.1953 | 58009.6173 | 58900.2218 | 61593.2917 | 58345.9953 | 60895.2035 | 60600.143 | 57250.0459 | 59036.6562 | 56207.9961 | 48979.9711 | 47262.4928 | 41405.5093
P5 |  |  |  |  | 119861.8638 | 86888.6046 | 66983.7795 | 51229.4667 | 37020.073 | 44205.1896 | 44607.8556 | 44068.5529 | 47647.9187 | 45812.9595 | 42729.039 | 43466.892 | 44656.6392 | 39272.385 | 37830.9802 | 33101.5877
P95 |  |  |  |  | 202836.2362 | 162868.909 | 125624.0753 | 103621.3777 | 84913.8301 | 79850.0928 | 80730.3401 | 73514.5179 | 74117.9178 | 75626.6857 | 75257.3225 | 70939.4304 | 70065.6159 | 59477.7425 | 58026.4658 | 50504.783
FUELCOST - Fuel Cost
MEAN |  |  |  |  | 253966.6574 | 234100.6526 | 185582.591 | 154332.1719 | 125334.7198 | 130925.3702 | 143432.6372 | 140334.6844 | 155115.8417 | 163405.9665 | 157119.3295 | 166562.3012 | 161394.4135 | 145736.4442 | 144773.3969 | 130567.5412
P5 |  |  |  |  | 140210.7769 | 114176.9612 | 83536.869 | 79240.9112 | 58517.2648 | 78382.4547 | 78744.9944 | 82336.6463 | 94498.2194 | 92091.6205 | 87564.7196 | 93935.5833 | 104006.4984 | 93344.8976 | 96346.1722 | 82029.6928
P95 |  |  |  |  | 411832.4198 | 356674.2135 | 292593.8534 | 300825.0454 | 249013.4342 | 215214.9112 | 234850.4169 | 218163.0308 | 234236.474 | 275641.6387 | 239447.6443 | 237239.71 | 244672.5775 | 210635.8077 | 203394.7784 | 190094.464
NETPOS - Net Position (MWh)
MEAN |  |  |  |  | 18564.2225 | 14905.974 | 11067.9193 | 8819.1488 | 6805.04 | 6904.5666 | 7215.2194 | 6829.088 | 7194.0022 | 7154.1039 | 6753.0935 | 6959.0318 | 6621.154 | 5765.6777 | 5559.6325 | 4867.1587
P5 |  |  |  |  | 14038.0447 | 10213.7001 | 7869.335 | 6014.26 | 4343.04 | 5182.32 | 5225.85 | 5158.44 | 5629.48 | 5408.85 | 5040.585 | 5124 | 5260.53 | 4623 | 4450.18 | 3891.1
P95 |  |  |  |  | 23759.7844 | 19135.1838 | 14757.77 | 12164.4711 | 9958.48 | 9359.465 | 9456.01 | 8604.6203 | 8756.43 | 8927.6384 | 8877.825 | 8362.13 | 8253.4284 | 7001.5 | 6825.84 | 5936.85
NETREVENUE - Net Revenue $
MEAN |  |  |  |  | 70697.9351 | 104308.0099 | 79209.6612 | 67490.9087 | 51085.1673 | 62930.4682 | 66477.4235 | 65698.159 | 75568.2451 | 78880.3875 | 78137.7316 | 85392.7674 | 78085.0665 | 66418.0916 | 66226.0604 | 56070.6129
P5 |  |  |  |  | -7541.6942 | 40760.705 | 29318.9097 | 34850.158 | 22064.2189 | 36985.4829 | 36303.208 | 36826.7695 | 43106.9278 | 47383.2796 | 45157.4604 | 50816.281 | 49170.0471 | 39453.5894 | 41770.6432 | 30974.4952
P95 |  |  |  |  | 155423.5756 | 166376.5333 | 135128.1153 | 124493.8384 | 97322.9019 | 101575.8426 | 116799.6213 | 99262.9293 | 109066.0952 | 120286.031 | 123951.6046 | 121622.7867 | 124081.2997 | 98430.7482 | 92493.9735 | 81493.0298
STARTS - Number Starts
MEAN |  |  |  |  | 145.92 | 142.85 | 124.95 | 107.33 | 93.17 | 92.63 | 97.28 | 93.36 | 95.76 | 94.49 | 91.44 | 89.99 | 91.37 | 81.14 | 79.45 | 73.77
P5 |  |  |  |  | 122 | 118 | 104 | 83 | 74 | 76.5 | 75 | 75 | 77.5 | 71 | 70.5 | 66.5 | 74 | 61.5 | 63.5 | 55
P95 |  |  |  |  | 167.5 | 173.5 | 146 | 128.5 | 113.5 | 110 | 121 | 112 | 115.5 | 114 | 115 | 111 | 110.5 | 96.5 | 98 | 91
VOMCOSTS - VOM Costs
MEAN |  |  |  |  | 12623.6713 | 10434.1818 | 7858.2227 | 6349.7871 | 5035.7296 | 5178.425 | 5555.719 | 5326.6887 | 5755.2018 | 5866.3652 | 5605.0676 | 5915.177 | 5760.404 | 5073.7964 | 5003.6692 | 4477.786
P5 |  |  |  |  | 9545.8704 | 7149.5901 | 5587.2279 | 4330.2672 | 3213.8496 | 3886.74 | 4023.9045 | 4023.5832 | 4503.584 | 4435.257 | 4183.6856 | 4355.4 | 4576.6611 | 4068.24 | 4005.162 | 3579.812
P95 |  |  |  |  | 16156.6534 | 13394.6286 | 10478.0167 | 8758.4192 | 7369.2752 | 7019.5988 | 7281.1277 | 6711.6039 | 7005.144 | 7320.6635 | 7368.5948 | 7107.8105 | 7180.4827 | 6161.32 | 6143.256 | 5461.902
16069: New 2023JAN 18V50DF_NG_B #9
CAPACITYFACTOR - Net Generation Capacity Factor
MEAN |  |  |  |  | 0.30533 | 0.24007 | 0.18897 | 0.15675 | 0.12325 | 0.12235 | 0.13328 | 0.1185 | 0.12058 | 0.12223 | 0.11379 | 0.11645 | 0.11258 | 0.098475 | 0.095195 | 0.083157
P5 |  |  |  |  | 0.23035 | 0.16337 | 0.133 | 0.11684 | 0.083404 | 0.096496 | 0.1085 | 0.094262 | 0.097138 | 0.09063 | 0.086803 | 0.084208 | 0.088173 | 0.077605 | 0.076178 | 0.064904
P95 |  |  |  |  | 0.37673 | 0.31154 | 0.24418 | 0.21006 | 0.16929 | 0.1549 | 0.16477 | 0.15164 | 0.1433 | 0.15194 | 0.14943 | 0.13977 | 0.14231 | 0.12155 | 0.11808 | 0.10171
CO2EMISSIONS - CO2 Emissions
MEAN |  |  |  |  | 9839.7439 | 7677.8253 | 6031.4406 | 4993.031 | 3913.4938 | 3932.9816 | 4240.6884 | 3762.0715 | 3867.8218 | 3856.3063 | 3634.2387 | 3740.7198 | 3597.6076 | 3154.2703 | 3037.1625 | 2639.6585
P5 |  |  |  |  | 7448.593 | 5230.7475 | 4222.3675 | 3734.6595 | 2636.2515 | 3120.4133 | 3447.129 | 2998.7672 | 3089.4862 | 2837.106 | 2765.632 | 2701.7415 | 2805.0585 | 2496.351 | 2399.65 | 2048.26
P95 |  |  |  |  | 12147.1868 | 10013.7722 | 7765.483 | 6714.6175 | 5364.5267 | 4964.0375 | 5249.532 | 4767.3813 | 4604.3967 | 4818.9667 | 4781.2802 | 4441.698 | 4513.4353 | 3908.9403 | 3769.632 | 3236.2078
FUELCONSUMED - Fuel Consumed
MEAN |  |  |  |  | 160409.8267 | 125163.9951 | 98314.6049 | 81392.5154 | 63799.7503 | 64102.1094 | 69122.4474 | 61320.3894 | 63050.6478 | 62852.9795 | 59242.6127 | 60971.938 | 58644.3193 | 51420.6704 | 49501.5603 | 43025.2634
P5 |  |  |  |  | 121430.0497 | 85270.4825 | 68826.0895 | 60879.3385 | 42977.3261 | 50858.2926 | 56187.497 | 48878.6036 | 50362.4928 | 46241.118 | 45083.0596 | 44036.9496 | 45724.9798 | 40695.2975 | 39110.9757 | 33385.7215
P95 |  |  |  |  | 198028.6735 | 163245.3173 | 126581.4503 | 109456.6116 | 87455.452 | 80906.9409 | 85567.8827 | 77706.3974 | 75058.1952 | 78544.0767 | 77940.9471 | 72397.3152 | 73573.0594 | 63722.9864 | 61439.7874 | 52748.8398
FUELCOST - Fuel Cost
MEAN |  |  |  |  | 256538.306 | 231479.6648 | 192916.5744 | 165538.2562 | 136130.0882 | 141086.419 | 159378.5871 | 146862.7751 | 160628.2994 | 169259.4134 | 162956.8665 | 172195.461 | 168933.4117 | 153334.4999 | 151912.918 | 135993.5231
P5 |  |  |  |  | 140583.9825 | 109937.8804 | 94951.7896 | 95339.7252 | 67753.2548 | 89577.3155 | 100252.4719 | 90897.005 | 102152.7196 | 92583.005 | 91240.6467 | 93167.6085 | 106661.4076 | 97188.5337 | 104971.3966 | 81747.6126
P95 |  |  |  |  | 405031.3992 | 360671.1022 | 301494.6226 | 309241.5302 | 258012.011 | 224531.2371 | 251419.2635 | 231359.1815 | 243963.1196 | 287731.3982 | 253562.0007 | 247217.3152 | 260931.482 | 225813.946 | 204855.3629 | 196450.829
NETPOS - Net Position (MWh)
MEAN |  |  |  |  | 18783.6253 | 14708.3556 | 11549.1818 | 9554.6503 | 7483.9816 | 7514.3584 | 8096.983 | 7177.1412 | 7448.5615 | 7420.1272 | 6988.0507 | 7187.0951 | 6908.0868 | 6052.956 | 5822.991 | 5057.5989
P5 |  |  |  |  | 14217.3324 | 10024.6227 | 8085.6885 | 7147.14 | 5041.92 | 5962.2039 | 6582.01 | 5721.48 | 5950.2 | 5459.4 | 5318.28 | 5191.2 | 5386.38 | 4790.5 | 4600.75 | 3924.5
P95 |  |  |  |  | 23173.4949 | 19177.9107 | 14865.671 | 12848.815 | 10258.28 | 9484.04 | 10019.49 | 9095.51 | 8865.87 | 9271.0734 | 9193.17 | 8534.4 | 8666.87 | 7500.9822 | 7227.36 | 6200.2815
NETREVENUE - Net Revenue $
MEAN |  |  |  |  | 63105.7129 | 105415.8642 | 76733.2904 | 64279.7358 | 47487.8338 | 59593.4733 | 62142.9449 | 64213.061 | 74319.6209 | 77925.3059 | 76891.0847 | 83561.4441 | 76947.9772 | 65576.7884 | 65631.1465 | 55715.895
P5 |  |  |  |  | -8584.8296 | 39277.3165 | 25118.2563 | 26955.0664 | 15515.0159 | 32169.3434 | 30394.9175 | 31532.0228 | 41583.2578 | 44247.4941 | 43845.6465 | 50318.4614 | 50088.9655 | 40219.4024 | 40666.808 | 31441.4073
P95 |  |  |  |  | 149886.7242 | 165468.2929 | 132509.969 | 122714.6056 | 97809.9814 | 100534.2773 | 111804.8722 | 97752.4322 | 109302.1194 | 121161.0187 | 126663.0182 | 122920.1868 | 122646.1262 | 98639.2766 | 93353.9559 | 81142.6142
STARTS - Number Starts
MEAN |  |  |  |  | 147.89 | 141.07 | 129.59 | 114.12 | 99.45 | 99.16 | 105.84 | 95.25 | 97.86 | 96.54 | 92.9 | 90.92 | 92.4 | 82.91 | 80.65 | 74.4
P5 |  |  |  |  | 123.5 | 115.5 | 110 | 93 | 79 | 81.5 | 88 | 77 | 79 | 74 | 71 | 69 | 73 | 63 | 63 | 56
P95 |  |  |  |  | 171 | 171.5 | 151 | 136 | 118.5 | 116 | 126 | 113 | 118 | 115.5 | 115.5 | 112.5 | 111 | 100.5 | 97 | 92.5
VOMCOSTS - VOM Costs
MEAN |  |  |  |  | 12772.8652 | 10295.849 | 8199.9191 | 6879.3482 | 5538.1464 | 5635.7688 | 6234.6769 | 5598.1701 | 5958.8492 | 6084.5043 | 5800.0821 | 6109.0308 | 6010.0355 | 5326.6013 | 5240.6919 | 4652.991
P5 |  |  |  |  | 9667.786 | 7017.2359 | 5740.8389 | 5145.9408 | 3731.0208 | 4471.6529 | 5068.1477 | 4462.7544 | 4760.16 | 4476.708 | 4414.1724 | 4412.52 | 4686.1506 | 4215.64 | 4140.675 | 3610.54
P95 |  |  |  |  | 15757.9766 | 13424.5375 | 10554.6264 | 9251.1468 | 7591.1272 | 7113.03 | 7715.0073 | 7094.4978 | 7092.696 | 7602.2802 | 7630.3311 | 7254.24 | 7540.1769 | 6600.8644 | 6504.624 | 5704.259
16069: New 2023JAN J920_A #1
CAPACITYFACTOR - Net Generation Capacity Factor
MEAN |  |  |  |  | 0.64689 | 0.55911 | 0.36816 | 0.3169 | 0.27311 | 0.25554 | 0.26813 | 0.23699 | 0.2565 | 0.25382 | 0.23943 | 0.23366 | 0.23326 | 0.21563 | 0.20487 | 0.19229
P5 |  |  |  |  | 0.60018 | 0.52576 | 0.32255 | 0.28193 | 0.23947 | 0.22365 | 0.23826 | 0.20135 | 0.2234 | 0.22339 | 0.20592 | 0.19737 | 0.20179 | 0.18173 | 0.17944 | 0.17049
P95 |  |  |  |  | 0.68905 | 0.59305 | 0.40957 | 0.35938 | 0.32359 | 0.29385 | 0.30402 | 0.28303 | 0.296 | 0.29997 | 0.27545 | 0.26728 | 0.26434 | 0.24848 | 0.23994 | 0.22313
CO2EMISSIONS - CO2 Emissions
MEAN |  |  |  |  | 10581.9632 | 9100.2812 | 5888.5081 | 5048.2765 | 4350.3419 | 4123.2585 | 4271.3811 | 3776.8969 | 4130.2105 | 4018.1717 | 3829.5779 | 3768.1256 | 3743.202 | 3457.9403 | 3284.2054 | 3063.2372
P5 |  |  |  |  | 9789.2327 | 8507.6935 | 5180.6735 | 4497.821 | 3812.6822 | 3597.761 | 3801.6008 | 3207.3128 | 3574.4565 | 3518.9195 | 3348.4567 | 3194.159 | 3239.0805 | 2885.6017 | 2888.6125 | 2696.0695
P95 |  |  |  |  | 11258.3692 | 9636.5788 | 6509.1257 | 5726.6618 | 5147.059 | 4713.669 | 4812.2167 | 4518.9617 | 4797.595 | 4760.4568 | 4409.7655 | 4305.659 | 4235.921 | 4010.3313 | 3852.4693 | 3572.4985
FUELCONSUMED - Fuel Consumed
MEAN |  |  |  |  | 179193.94 | 154092.8886 | 99698.5983 | 85454.9333 | 73646.9935 | 69800.6145 | 72317.4923 | 63943.4548 | 69933.3935 | 68004.0867 | 64837.3288 | 63796.1702 | 63372.4703 | 58538.147 | 55602.0759 | 51860.0336
P5 |  |  |  |  | 165771.5282 | 144058.6071 | 87714.7758 | 76137.007 | 64544.4256 | 60904.4159 | 64362.6979 | 54299.5965 | 60522.2353 | 59565.2518 | 56690.8462 | 54078.393 | 54837.177 | 48848.8801 | 48904.4661 | 45644.4073
P95 |  |  |  |  | 190650.6764 | 163173.1585 | 110205.9439 | 96939.6237 | 87135.0689 | 79796.1929 | 81475.5779 | 76507.6443 | 81234.0719 | 80518.9691 | 74661.2706 | 72897.0507 | 71715.466 | 67890.9542 | 65223.2237 | 60482.0419
FUELCOST - Fuel Cost
MEAN |  |  |  |  | 266960.9447 | 266416.1777 | 186963.0841 | 167683.5358 | 151346.1606 | 150279.9307 | 164594.684 | 151676.5855 | 176462.975 | 180891.0632 | 176258.37 | 179250.0942 | 180928.4724 | 173297.1313 | 170218.0037 | 163412.661
P5 |  |  |  |  | 189293.9512 | 191115.7146 | 127324.6507 | 114483.0258 | 102902.8155 | 105252.5229 | 115280.4021 | 101543.6804 | 124276.4443 | 117840.0337 | 114943.945 | 116225.2048 | 124665.5659 | 114528.4992 | 125258.9483 | 115625.3544
P95 |  |  |  |  | 354449.486 | 346604.2375 | 256034.6504 | 262125.6119 | 248076.8151 | 220877.0462 | 245334.6435 | 224392.254 | 253159.8713 | 286616.5767 | 246311.4239 | 242085.1715 | 249479.4451 | 240516.1284 | 235705.5362 | 231158.5605
NETPOS - Net Position (MWh)
MEAN |  |  |  |  | 21587.842 | 18605.5189 | 12227.6118 | 10472.2736 | 9018.4348 | 8540.4076 | 8840.2902 | 7810.032 | 8620.2853 | 8377.3261 | 7977.8099 | 7843.8899 | 7789.9435 | 7189.2611 | 6824.0948 | 6359.7095
P5 |  |  |  |  | 19945.0783 | 17385.719 | 10759.2232 | 9334.0639 | 7907.7 | 7455.7519 | 7873.1249 | 6637.7068 | 7465.7193 | 7340.3325 | 6980.2244 | 6650.0196 | 6746.48 | 6004.9603 | 5999.8396 | 5595.3023
P95 |  |  |  |  | 22942.465 | 19739.9293 | 13513.5995 | 11866.1177 | 10659.6387 | 9756.97 | 9946.1848 | 9334.4211 | 10004.9764 | 9905.3859 | 9176.9742 | 8959.342 | 8801.2833 | 8324.3407 | 7999.8551 | 7410.3009
NETREVENUE - Net Revenue $
MEAN |  |  |  |  | -67248.2246 | -30785.7687 | 31605.0322 | 24869.1434 | 14391.5597 | 22996.0985 | 24210.7586 | 28344.072 | 30290.0471 | 33285.3527 | 32665.449 | 37732.3707 | 34117.8766 | 26214.8738 | 27010.9825 | 20083.4111
P5 |  |  |  |  | -108163.8152 | -82289.5209 | -9664.3672 | -4713.0462 | -11362.0452 | 2908.7797 | 1668.1704 | 8923.4588 | 8999.2778 | 11606.2651 | 13800.6978 | 16433.1281 | 15298.7648 | 10983.2513 | 11002.0654 | 5477.2555
P95 |  |  |  |  | -5332.4397 | 18820.5353 | 71908.7535 | 63814.3969 | 49862.0051 | 50489.7948 | 53813.448 | 47703.6357 | 50017.731 | 55544.8557 | 57956.2602 | 59837.0516 | 63258.0547 | 44746.5993 | 43646.072 | 35023.4119
STARTS - Number Starts
MEAN |  |  |  |  | 164.27 | 118.62 | 181.72 | 172.73 | 165.37 | 166.57 | 171.18 | 148.49 | 169.71 | 163.21 | 162.9 | 153.76 | 157.5 | 148.33 | 147.19 | 139.42
P5 |  |  |  |  | 129 | 101.5 | 155 | 150.5 | 140.5 | 144 | 149 | 126.5 | 151.5 | 138.5 | 143.5 | 129 | 132 | 124.5 | 123.5 | 113.5
P95 |  |  |  |  | 194 | 137.5 | 216.5 | 194.5 | 189.5 | 190 | 195.5 | 168 | 192 | 191 | 190.5 | 177.5 | 181.5 | 171 | 170.5 | 164
VOMCOSTS - VOM Costs
MEAN |  |  |  |  | 11657.4347 | 10233.0354 | 6847.4626 | 5969.196 | 5230.6922 | 5038.8405 | 5304.1741 | 4842.2198 | 5430.7798 | 5361.4887 | 5185.5764 | 5255.4062 | 5297.1616 | 4960.5901 | 4845.1073 | 4578.9909
P5 |  |  |  |  | 10770.3423 | 9562.1455 | 6025.165 | 5320.4164 | 4586.466 | 4398.8936 | 4723.8749 | 4115.3782 | 4703.4031 | 4697.8128 | 4537.1459 | 4455.5131 | 4587.6064 | 4143.4226 | 4259.8861 | 4028.6176
P95 |  |  |  |  | 12388.9311 | 10856.9611 | 7567.6157 | 6763.6871 | 6182.5904 | 5756.6123 | 5967.7109 | 5787.3411 | 6303.1351 | 6339.447 | 5965.0332 | 6002.7591 | 5984.8727 | 5743.7951 | 5679.8971 | 5335.4167
16069: New 2024JAN 18V50DF_NG_B #1
CAPACITYFACTOR - Net Generation Capacity Factor
MEAN | [5 empty] | 0.24241 | 0.18963 | 0.15687 | 0.12363 | 0.12232 | 0.13173 | 0.11511 | 0.1197 | 0.12097 | 0.11358 | 0.11616 | 0.11203 | 0.097811 | 0.094462 | 0.082301
P5 | [5 empty] | 0.16925 | 0.13193 | 0.11641 | 0.088045 | 0.094987 | 0.10558 | 0.086968 | 0.094022 | 0.089044 | 0.085818 | 0.085671 | 0.087929 | 0.077017 | 0.074432 | 0.063796
P95 | [5 empty] | 0.3155 | 0.2433 | 0.20959 | 0.16799 | 0.15387 | 0.16147 | 0.14341 | 0.14815 | 0.14972 | 0.14872 | 0.13544 | 0.14086 | 0.11805 | 0.11815 | 0.099682
CO2EMISSIONS - CO2 Emissions
MEAN | [5 empty] | 7764.5501 | 6050.9423 | 4998.4834 | 3918.1436 | 3936.4934 | 4183.2178 | 3654.8262 | 3838.8924 | 3818.972 | 3624.1971 | 3730.3733 | 3585.4981 | 3130.9456 | 3015.4571 | 2611.984
P5 | [5 empty] | 5405.363 | 4178.5725 | 3708.543 | 2805.9113 | 3077.322 | 3344.88 | 2755.7413 | 3014.988 | 2810.8365 | 2735 | 2749.8308 | 2800.6892 | 2465.8012 | 2377.835 | 2017.754
P95 | [5 empty] | 10094.1425 | 7779.9087 | 6700.2632 | 5311.9895 | 4931.2715 | 5139.942 | 4548.7215 | 4764.3218 | 4739.398 | 4742.2298 | 4354.263 | 4504.6968 | 3768.6988 | 3765.269 | 3172.624
FUELCONSUMED - Fuel Consumed
MEAN | [5 empty] | 126577.8261 | 98632.5492 | 81481.3981 | 63875.4705 | 64159.3289 | 68185.7369 | 59572.3764 | 62579.0683 | 62244.5384 | 59078.9335 | 60803.3764 | 58446.9044 | 51040.439 | 49147.7918 | 42574.186
P5 | [5 empty] | 88117.0582 | 68112.1887 | 60453.6089 | 45743.1936 | 50155.8882 | 54520.7124 | 44917.3854 | 49148.0781 | 45812.9595 | 44583.7219 | 44820.7788 | 45653.7571 | 40197.2781 | 38755.4214 | 32888.4874
P95 | [5 empty] | 164555.973 | 126816.0742 | 109222.7275 | 86598.6726 | 80372.7402 | 83780.6849 | 74142.7996 | 77665.4506 | 77247.221 | 77304.6757 | 70972.1712 | 73430.614 | 61437.1552 | 61368.6765 | 51712.3516
FUELCOST - Fuel Cost
MEAN | [5 empty] | 233946.6234 | 193262.1953 | 165498.5688 | 136139.8169 | 141133.2159 | 157085.7766 | 143233.6202 | 159678.0997 | 167872.2692 | 162426.7682 | 171906.1278 | 168312.9904 | 152129.2208 | 150823.4225 | 134177.7688
P5 | [5 empty] | 114896.2411 | 93043.2573 | 95761.8571 | 73227.2952 | 86886.0494 | 99624.3251 | 82715.8877 | 99847.1673 | 91156.3047 | 89835.3194 | 96400.6943 | 105426.3674 | 98146.7224 | 104193.1548 | 81149.4163
P95 | [5 empty] | 367726.4639 | 300089.9755 | 304718.1881 | 255878.1403 | 221939.6138 | 249594.0557 | 219120.7122 | 254098.6813 | 277286.5299 | 258700.5466 | 250652.9541 | 256572.4248 | 220071.7844 | 215685.248 | 188332.5455
NETPOS - Net Position (MWh)
MEAN | [5 empty] | 14874.5414 | 11586.5229 | 9565.1124 | 7493.1016 | 7521.1254 | 7987.1657 | 6972.4625 | 7392.8778 | 7348.194 | 6968.6602 | 7167.0906 | 6884.8918 | 6008.2092 | 5781.3803 | 5004.5655
P5 | [5 empty] | 10359.3201 | 8001.7796 | 7097.16 | 5366.4 | 5879.94 | 6387.15 | 5257.8 | 5806.72 | 5408.85 | 5259.375 | 5283.6 | 5377.99 | 4731.875 | 4558.925 | 3866.05
P95 | [5 empty] | 19334.8466 | 14895.245 | 12821.0937 | 10158.58 | 9421.955 | 9812.55 | 8677.16 | 9174.3006 | 9118.664 | 9117.29 | 8366.4 | 8650.09 | 7231.745 | 7218.995 | 6078.8
NETREVENUE - Net Revenue $
MEAN | [5 empty] | 105103.1411 | 75981.6283 | 64383.5875 | 47712.9781 | 60101.9035 | 62754.7288 | 64984.9234 | 74727.2836 | 78187.7205 | 77198.0389 | 84485.243 | 77361.7516 | 65845.5182 | 65563.3435 | 55484.5143
P5 | [5 empty] | 40325.8697 | 25476.5813 | 29179.2943 | 15279.4236 | 32149.8869 | 29793.1298 | 34462.7123 | 41984.4476 | 44706.4323 | 43752.0148 | 50886.0551 | 49502.4793 | 41099.9872 | 41848.6738 | 32252.8311
P95 | [5 empty] | 169802.0066 | 136592.7708 | 122826.5752 | 96872.5341 | 97176.6957 | 116007.8166 | 96792.5457 | 108167.0023 | 119895.6877 | 124506.9967 | 125611.0785 | 126256.8533 | 98561.5615 | 92875.2909 | 82056.641
STARTS - Number Starts
MEAN | [5 empty] | 142.99 | 131.19 | 114.07 | 98.95 | 98.58 | 104.39 | 93.95 | 96.95 | 96.04 | 92.15 | 90.95 | 91.8 | 82.62 | 80.63 | 73.77
P5 | [5 empty] | 117 | 109.5 | 93 | 80.5 | 80 | 87.5 | 75.5 | 78 | 75.5 | 72 | 69 | 74 | 61 | 62 | 55
P95 | [5 empty] | 172.5 | 153 | 134.5 | 119 | 118 | 126 | 110.5 | 116 | 114.5 | 113 | 113.5 | 110 | 98.5 | 98.5 | 92.5
VOMCOSTS - VOM Costs
MEAN | [5 empty] | 10412.1789 | 8226.4313 | 6886.8809 | 5544.8952 | 5640.8441 | 6150.1176 | 5438.5208 | 5914.3023 | 6025.5191 | 5783.988 | 6092.027 | 5989.8559 | 5287.2241 | 5203.2423 | 4604.2003
P5 | [5 empty] | 7251.524 | 5681.2635 | 5109.9552 | 3971.136 | 4409.955 | 4918.1055 | 4101.084 | 4645.376 | 4435.257 | 4365.2812 | 4491.06 | 4678.8513 | 4164.05 | 4103.0325 | 3556.766
P95 | [5 empty] | 13534.3926 | 10575.6239 | 9231.1875 | 7517.3492 | 7066.4663 | 7555.6635 | 6768.1848 | 7339.4405 | 7477.3045 | 7567.3507 | 7111.44 | 7525.5783 | 6363.9356 | 6497.0955 | 5592.496
16069: New 2024JAN 18V50DF_NG_B #2
CAPACITYFACTOR - Net Generation Capacity Factor
MEAN | [5 empty] | 0.23701 | 0.18978 | 0.15541 | 0.12295 | 0.12186 | 0.13231 | 0.12336 | 0.12574 | 0.12543 | 0.11568 | 0.11748 | 0.1154 | 0.099539 | 0.094969 | 0.084217
P5 | [5 empty] | 0.15793 | 0.13837 | 0.11416 | 0.086053 | 0.095263 | 0.10635 | 0.1 | 0.10281 | 0.099645 | 0.088369 | 0.089375 | 0.092099 | 0.078321 | 0.072366 | 0.0628
P95 | [5 empty] | 0.31086 | 0.24641 | 0.21045 | 0.17217 | 0.15867 | 0.16415 | 0.14908 | 0.14932 | 0.15081 | 0.14773 | 0.14022 | 0.14416 | 0.12139 | 0.11744 | 0.1017
CO2EMISSIONS - CO2 Emissions
MEAN | [5 empty] | 7576.0411 | 6055.3113 | 4952.5093 | 3899.1005 | 3921.7231 | 4210.0127 | 3920.2408 | 4030.2816 | 3956.8402 | 3691.186 | 3772.3569 | 3687.5259 | 3184.3841 | 3032.4595 | 2672.9491
P5 | [5 empty] | 5100.6015 | 4406.8355 | 3625.8407 | 2740.6575 | 3068.629 | 3401.352 | 3181.0368 | 3300.1715 | 3147.9617 | 2796.264 | 2850.381 | 2944.8745 | 2483.2582 | 2316.753 | 1991.606
P95 | [5 empty] | 9967.3945 | 7891.9115 | 6684.482 | 5443.1655 | 5109.478 | 5198.091 | 4750.053 | 4793.585 | 4777.004 | 4699.824 | 4504.5098 | 4600.8202 | 3910.368 | 3739.091 | 3233.636
FUELCONSUMED - Fuel Consumed
MEAN | [5 empty] | 123504.385 | 98703.8213 | 80731.9962 | 63565.114 | 63918.5941 | 68622.4431 | 63898.4769 | 65698.9435 | 64491.6025 | 60170.9928 | 61487.6638 | 60110.0423 | 51911.6088 | 49424.8956 | 43567.8864
P5 | [5 empty] | 83149.3379 | 71832.7284 | 59105.465 | 44679.3984 | 50014.2049 | 55441.192 | 51849.5173 | 53797.2321 | 51307.6603 | 45582.3972 | 46459.6944 | 48004.1065 | 40481.8606 | 37759.8693 | 32462.2866
P95 | [5 empty] | 162489.0534 | 128641.043 | 108965.6714 | 88737.7495 | 83277.2479 | 84728.045 | 77424.5737 | 78142.5133 | 77859.2309 | 76612.6677 | 73421.6257 | 74997.5136 | 63746.48 | 60942.0113 | 52706.8199
FUELCOST - Fuel Cost
MEAN | [5 empty] | 229009.7038 | 193403.3349 | 164450.3137 | 135762.3813 | 140972.7587 | 158314.2022 | 152093.0542 | 166467.0499 | 173449.7399 | 165626.3515 | 173800.6169 | 172730.3699 | 154742.2851 | 152026.2037 | 137843.7354
P5 | [5 empty] | 109388.8076 | 96408.6829 | 91488.9485 | 70301.0843 | 87560.3735 | 98790.2017 | 96819.3768 | 109061.1985 | 100437.9535 | 94073.133 | 98374.8668 | 110299.8597 | 101481.0406 | 102813.1295 | 81043.2998
P95 | [5 empty] | 357730.0286 | 306986.7547 | 313862.3455 | 262072.6231 | 226194.9448 | 259299.0555 | 225347.4819 | 248904.666 | 284200.6529 | 270304.6143 | 247454.2851 | 260341.1738 | 223672.3073 | 213087.3271 | 195667.8714
NETPOS - Net Position (MWh)
MEAN | [5 empty] | 14514.1583 | 11594.7062 | 9476.9765 | 7456.4637 | 7492.8545 | 8038.3887 | 7478.9416 | 7761.3932 | 7613.4657 | 7097.384 | 7247.7449 | 7080.802 | 6110.6936 | 5814.0096 | 5121.3834
P5 | [5 empty] | 9774.4765 | 8437.5321 | 6938.89 | 5241.6 | 5863.33 | 6494.985 | 6069.24 | 6355.18 | 6057.575 | 5377.185 | 5476.8 | 5654.86 | 4765.375 | 4441.815 | 3815.95
P95 | [5 empty] | 19089.3339 | 15112.0065 | 12790.365 | 10407.9 | 9762.46 | 9924.75 | 9060.7808 | 9229.5286 | 9191.53 | 9037.71 | 8654.5519 | 8834.67 | 7504 | 7168.805 | 6195.7
NETREVENUE - Net Revenue $
MEAN | [5 empty] | 105803.1192 | 75997.4754 | 64309.168 | 47990.7143 | 60100.7993 | 62439.6444 | 61891.9113 | 72249.3836 | 76527.2623 | 76457.9426 | 83223.5465 | 76216.3725 | 65240.679 | 65176.9005 | 55550.2569
P5 | [5 empty] | 42687.8887 | 25866.4552 | 28846.1603 | 16998.0724 | 32593.5066 | 29708.4047 | 29530.4649 | 39178.2199 | 41078.1782 | 41761.6562 | 49085.7004 | 47362.4384 | 39397.6938 | 37968.7977 | 29759.3893
P95 | [5 empty] | 165249.6 | 135321.422 | 121916.3596 | 99112.2225 | 99901.0809 | 112034.0726 | 94552.4422 | 106004.4913 | 117735.7964 | 125048.0296 | 119274.8207 | 122386.5243 | 96696.3359 | 93333.0099 | 80949.2611
STARTS - Number Starts
MEAN | [5 empty] | 140.91 | 131.06 | 114.92 | 99.89 | 99.21 | 105.37 | 99.21 | 100.67 | 99.03 | 94.44 | 90.83 | 92.6 | 83.27 | 81.28 | 74.29
P5 | [5 empty] | 112.5 | 112 | 91 | 80 | 83.5 | 89 | 83 | 83.5 | 75.5 | 75 | 72 | 74.5 | 65 | 63.5 | 57
P95 | [5 empty] | 173 | 153.5 | 137 | 118 | 118.5 | 121.5 | 115 | 123 | 115 | 115 | 111 | 113 | 97 | 101.5 | 95
VOMCOSTS - VOM Costs
MEAN | [5 empty] | 10159.9108 | 8232.2414 | 6823.4231 | 5517.7831 | 5619.6409 | 6189.5593 | 5833.5745 | 6209.1146 | 6243.0419 | 5890.8287 | 6160.5831 | 6160.2977 | 5377.4103 | 5232.6086 | 4711.6727
P5 | [5 empty] | 6842.1336 | 5990.6478 | 4996.0008 | 3878.784 | 4397.4975 | 5001.1385 | 4734.0072 | 5084.144 | 4967.2115 | 4463.0635 | 4655.28 | 4919.7282 | 4193.53 | 3997.6335 | 3510.674
P95 | [5 empty] | 13362.5337 | 10729.5246 | 9209.0628 | 7701.846 | 7321.845 | 7642.0575 | 7067.409 | 7383.6229 | 7537.0546 | 7501.2993 | 7356.3691 | 7686.1629 | 6603.52 | 6451.9245 | 5700.044
16069: New 2024JAN 18V50DF_NG_B #3
CAPACITYFACTOR - Net Generation Capacity Factor
MEAN | [5 empty] | 0.23697 | 0.19037 | 0.1569 | 0.12294 | 0.12238 | 0.13173 | 0.12306 | 0.1272 | 0.12777 | 0.11731 | 0.11877 | 0.11644 | 0.10139 | 0.096286 | 0.084638
P5 | [5 empty] | 0.1639 | 0.13362 | 0.11379 | 0.080486 | 0.097265 | 0.10741 | 0.096178 | 0.10477 | 0.10041 | 0.090662 | 0.087699 | 0.095223 | 0.082719 | 0.072862 | 0.063986
P95 | [5 empty] | 0.31275 | 0.24622 | 0.21576 | 0.17147 | 0.15749 | 0.16542 | 0.15026 | 0.15512 | 0.1563 | 0.1466 | 0.14027 | 0.14436 | 0.12086 | 0.11993 | 0.10388
CO2EMISSIONS - CO2 Emissions
MEAN | [5 empty] | 7569.1531 | 6068.7623 | 5001.3771 | 3897.3162 | 3930.8196 | 4189.4132 | 3909.903 | 4076.8743 | 4031.801 | 3737.7296 | 3822.7082 | 3721.1758 | 3243.0274 | 3072.7532 | 2688.1597
P5 | [5 empty] | 5189.8013 | 4232.7052 | 3621.488 | 2544.8962 | 3107.7475 | 3431.76 | 3068.2033 | 3352.4212 | 3156.7182 | 2875.032 | 2815.407 | 3040.998 | 2653.464 | 2329.842 | 2026.47
P95 | [5 empty] | 10049.2435 | 7769.9222 | 6829.4485 | 5421.9923 | 5049.296 | 5263.9565 | 4759.0335 | 5002.8443 | 4923.4868 | 4658.7522 | 4570.832 | 4627.371 | 3847.2553 | 3821.988 | 3299.006
FUELCONSUMED - Fuel Consumed
MEAN | [5 empty] | 123392.3819 | 98923.1437 | 81528.6233 | 63535.9657 | 64066.9026 | 68286.7238 | 63730.0361 | 66458.4201 | 65713.4435 | 60929.7174 | 62308.3685 | 60658.5726 | 52867.5889 | 50081.6488 | 43815.8344
P5 | [5 empty] | 84603.6134 | 68994.7238 | 59034.5101 | 41488.0128 | 50651.7798 | 55936.8348 | 50010.3803 | 54648.6624 | 51450.3798 | 46866.4084 | 45889.6368 | 49571.0062 | 43256.54 | 37973.2019 | 33030.5543
P95 | [5 empty] | 163827.2088 | 126652.2515 | 111328.5136 | 88392.5482 | 82297.018 | 85802.7863 | 77570.6401 | 81553.0821 | 80247.1455 | 75943.5964 | 74502.2904 | 75430.6244 | 62717.7764 | 62293.1177 | 53772.3216
FUELCOST - Fuel Cost
MEAN | [5 empty] | 228723.9448 | 194000.8392 | 165803.2364 | 135952.8997 | 141143.5229 | 157813.9374 | 152139.7795 | 168681.0444 | 176140.9121 | 167051.3673 | 175982.1436 | 173814.5495 | 157151.1667 | 154142.4106 | 138640.952
P5 | [5 empty] | 113226.8419 | 94932.4602 | 94405.564 | 66762.175 | 88959.8643 | 98612.9685 | 95182.1752 | 108776.8989 | 105210.3319 | 94606.7518 | 99436.3273 | 111587.4502 | 102675.2213 | 97991.093 | 84012.8483
P95 | [5 empty] | 357466.8662 | 302072.5265 | 308595.2087 | 262406.222 | 225855.158 | 250451.9151 | 225695.4292 | 253543.902 | 288850.6787 | 261876.5169 | 252094.2079 | 260595.9318 | 222336.3112 | 213924.5563 | 196841.22
NETPOS - Net Position (MWh)
MEAN | [5 empty] | 14500.146 | 11620.2847 | 9570.4517 | 7453.1607 | 7510.1456 | 7998.9844 | 7459.1155 | 7851.2414 | 7757.5424 | 7186.9177 | 7344.489 | 7145.4022 | 6223.2788 | 5891.2084 | 5150.4853
P5 | [5 empty] | 9945.8172 | 8104.9555 | 6930.56 | 4867.2 | 5938.075 | 6553.05 | 5853.96 | 6456.6 | 6074.425 | 5528.655 | 5409.6 | 5839.44 | 5092 | 4466.91 | 3882.75
P95 | [5 empty] | 19237.5558 | 14878.4054 | 13067.2052 | 10367.5174 | 9645.92 | 10048.1421 | 9078.81 | 9634.05 | 9472.9422 | 8957.55 | 8782.13 | 8884.87 | 7382.495 | 7327.74 | 6320.95
NETREVENUE - Net Revenue $
MEAN | [5 empty] | 105741.0154 | 75698.8767 | 63809.5552 | 47442.9931 | 59589.6383 | 62463.6994 | 62394.7089 | 72267.4934 | 75859.5161 | 75486.6814 | 83362.8013 | 75116.5686 | 64292.9642 | 64761.8803 | 55478.4828
P5 | [5 empty] | 42825.1235 | 25234.6353 | 27252.0628 | 16003.3135 | 31349.19 | 30087.3593 | 29858.8212 | 39542.0403 | 43261.6739 | 40960.4288 | 48604.9159 | 45876.7038 | 37546.398 | 41138.4224 | 30714.9982
P95 | [5 empty] | 169470.0785 | 133597.7911 | 119560.1302 | 96757.3015 | 100655.5252 | 117353.0592 | 96941.2164 | 105783.807 | 119183.8693 | 121649.6591 | 122736.3864 | 122101.4475 | 95019.6244 | 93775.2187 | 81693.4083
STARTS - Number Starts
MEAN | [5 empty] | 141.16 | 130.88 | 115.77 | 99.55 | 98.33 | 105.37 | 98.69 | 101.56 | 100.29 | 95.53 | 91.72 | 93.34 | 84.29 | 81.49 | 74.41
P5 | [5 empty] | 116.5 | 111 | 93.5 | 79.5 | 80 | 84.5 | 81 | 84 | 79.5 | 75 | 71 | 73.5 | 64.5 | 64.5 | 55.5
P95 | [5 empty] | 169.5 | 150 | 137.5 | 121 | 114 | 125 | 116 | 120 | 117 | 115.5 | 109 | 110.5 | 98.5 | 97.5 | 91.5
VOMCOSTS - VOM Costs
MEAN | [5 empty] | 10150.1022 | 8250.4021 | 6890.7252 | 5515.3389 | 5632.6092 | 6159.218 | 5818.1101 | 6280.9932 | 6361.1848 | 5965.1416 | 6242.8156 | 6216.4999 | 5476.4853 | 5302.0876 | 4738.4464
P5 | [5 empty] | 6962.0721 | 5754.5184 | 4990.0032 | 3601.728 | 4453.5562 | 5045.8485 | 4566.0888 | 5165.28 | 4981.0285 | 4588.7837 | 4598.16 | 5080.3128 | 4480.96 | 4020.219 | 3572.13
P95 | [5 empty] | 13466.289 | 10563.6678 | 9408.3877 | 7671.9628 | 7234.44 | 7737.0694 | 7081.4718 | 7707.24 | 7767.8126 | 7434.7665 | 7464.8105 | 7729.8369 | 6496.5956 | 6594.966 | 5815.274
16069: New 2024JAN 18V50DF_NG_B #4
CAPACITYFACTOR - Net Generation Capacity Factor
MEAN | [5 empty] | 0.23685 | 0.18872 | 0.15791 | 0.12362 | 0.12399 | 0.13367 | 0.12183 | 0.12707 | 0.12871 | 0.1212 | 0.12165 | 0.11908 | 0.10552 | 0.10047 | 0.087609
P5 | [5 empty] | 0.16168 | 0.13185 | 0.11579 | 0.084772 | 0.09689 | 0.10713 | 0.09693 | 0.098266 | 0.10113 | 0.09704 | 0.091533 | 0.096082 | 0.080915 | 0.081961 | 0.068856
P95 | [5 empty] | 0.30991 | 0.24548 | 0.21614 | 0.17402 | 0.16051 | 0.17005 | 0.15071 | 0.15033 | 0.15984 | 0.15199 | 0.14352 | 0.14935 | 0.12657 | 0.12166 | 0.10417
CO2EMISSIONS - CO2 Emissions
MEAN | [5 empty] | 7580.8655 | 6026.182 | 5032.681 | 3926.2474 | 3989.6784 | 4252.0155 | 3866.9147 | 4082.4648 | 4062.6549 | 3865.8694 | 3909.409 | 3808.9028 | 3373.9886 | 3209.6912 | 2774.5508
P5 | [5 empty] | 5175.9272 | 4226.9225 | 3660.0678 | 2675.147 | 3105.7415 | 3414.714 | 3085.5622 | 3163.9845 | 3187.366 | 3094.1655 | 2942.1878 | 3071.5828 | 2592.3645 | 2630.889 | 2183.358
P95 | [5 empty] | 9894.347 | 7825.818 | 6887.3855 | 5489.6788 | 5144.5845 | 5413.0375 | 4790.851 | 4810.0252 | 5007.362 | 4835.1263 | 4605.806 | 4729.8808 | 4059.0903 | 3869.981 | 3299.006
FUELCONSUMED - Fuel Consumed
MEAN | [5 empty] | 123583.4613 | 98229.0869 | 82038.9233 | 64007.7114 | 65026.2535 | 69307.1195 | 63029.3494 | 66549.6539 | 66216.2811 | 63018.5152 | 63721.5847 | 62088.6248 | 55002.5214 | 52313.5332 | 45223.9639
P5 | [5 empty] | 84377.6906 | 68900.3001 | 59663.4848 | 43611.3197 | 50619.2472 | 55659.2919 | 50293.3244 | 51576.9075 | 51949.898 | 50438.8404 | 47956.0956 | 50069.5651 | 42260.5013 | 42879.8516 | 35587.7585
P95 | [5 empty] | 161298.977 | 127564.5389 | 112273.6927 | 89496.7644 | 83849.7577 | 88232.1918 | 78090.0582 | 78409.8911 | 81614.2332 | 78819.8913 | 75072.348 | 77101.4708 | 66171.2472 | 63075.3373 | 53772.3216
FUELCOST - Fuel Cost
MEAN | [5 empty] | 229217.1871 | 192939.3042 | 166845.1113 | 136943.848 | 143311.9258 | 159835.6749 | 150549.9827 | 169633.476 | 178148.6374 | 172697.2683 | 179612.0693 | 178206.222 | 163308.6451 | 159925.9654 | 142426.8047
P5 | [5 empty] | 109899.4499 | 93673.6649 | 91446.5421 | 66350.6103 | 88938.0714 | 102170.4623 | 94353.5507 | 105636.5719 | 104870.431 | 102080.9356 | 101394.4028 | 116822.1416 | 106286.0119 | 113124.8485 | 91975.8192
P95 | [5 empty] | 362169.2257 | 304314.0687 | 306396.9604 | 257219.7976 | 225141.5509 | 253496.7874 | 235231.8999 | 252171.6196 | 297402.603 | 270937.8562 | 254278.7571 | 267633.8208 | 234156.0843 | 222885.7028 | 201053.2158
NETPOS - Net Position (MWh)
MEAN | [5 empty] | 14521.9224 | 11538.6673 | 9630.4026 | 7508.2313 | 7622.5099 | 8118.518 | 7377.058 | 7861.7482 | 7816.971 | 7433.28 | 7510.9697 | 7313.8065 | 6474.5321 | 6153.793 | 5316.0149
P5 | [5 empty] | 9918.2284 | 8094.4498 | 7004.2761 | 5116.2592 | 5933.855 | 6519.725 | 5887.08 | 6093.68 | 6133.4 | 5949.26 | 5653.2 | 5898.17 | 4974.75 | 5044.095 | 4183.35
P95 | [5 empty] | 18948.7007 | 14982.768 | 13177.5 | 10494.91 | 9828.765 | 10333.9231 | 9137.2827 | 9262.69 | 9633.625 | 9293.57 | 8849.19 | 9082.105 | 7788.615 | 7419.755 | 6320.95
NETREVENUE - Net Revenue $
MEAN | [5 empty] | 105848.1517 | 76267.9776 | 63113.1988 | 47392.6597 | 59505.4343 | 61695.269 | 62358.1798 | 72361.809 | 75706.7083 | 74192.2259 | 82390.2049 | 74962.4742 | 62952.4958 | 64092.2379 | 54418.5157
P5 | [5 empty] | 42091.2061 | 27874.6134 | 26616.7044 | 16525.204 | 31842.2308 | 29712.2574 | 31806.9792 | 39270.7277 | 41050.4646 | 40579.5632 | 46780.0577 | 44861.5002 | 35088.3745 | 37486.6786 | 29969.9278
P95 | [5 empty] | 169422.2143 | 136291.9402 | 120481.2595 | 96048.5786 | 101673.766 | 114625.8741 | 96782.241 | 107066.415 | 116038.0096 | 119867.8114 | 119343.932 | 122642.0996 | 96083.2901 | 94466.8398 | 81065.2981
STARTS - Number Starts
MEAN | [5 empty] | 141.53 | 130.11 | 116.1 | 99.47 | 99.18 | 106.46 | 97.69 | 101.08 | 99.87 | 97.99 | 93.44 | 94.77 | 86.13 | 84.29 | 77
P5 | [5 empty] | 113.5 | 108 | 95.5 | 82 | 83 | 87.5 | 81 | 80 | 77.5 | 79 | 69.5 | 77.5 | 67 | 66 | 56.5
P95 | [5 empty] | 176.5 | 151.5 | 135.5 | 119 | 116 | 127 | 113 | 121.5 | 118.5 | 120 | 112 | 113 | 101 | 103 | 95.5
VOMCOSTS - VOM Costs
MEAN | [5 empty] | 10165.3457 | 8192.4538 | 6933.8899 | 5556.0912 | 5716.8824 | 6251.2589 | 5754.1052 | 6289.3986 | 6409.9163 | 6169.6224 | 6384.3243 | 6363.0117 | 5697.5883 | 5538.4137 | 4890.7337
P5 | [5 empty] | 6942.7599 | 5747.0593 | 5043.0788 | 3786.0318 | 4450.3912 | 5020.1883 | 4591.9224 | 4874.944 | 5029.388 | 4937.8858 | 4805.22 | 5131.4079 | 4377.78 | 4539.6855 | 3848.682
P95 | [5 empty] | 13264.0905 | 10637.7653 | 9487.8 | 7766.2334 | 7371.5737 | 7957.1208 | 7127.0805 | 7410.152 | 7899.5725 | 7713.6631 | 7521.8115 | 7901.4313 | 6853.9812 | 6677.7795 | 5815.274
16069: New 2024JAN 18V50DF_NG_B #5
CAPACITYFACTOR - Net Generation Capacity Factor
MEAN | [5 empty] | 0.23517 | 0.18657 | 0.1582 | 0.12237 | 0.12319 | 0.1338 | 0.12286 | 0.12822 | 0.12873 | 0.12082 | 0.12175 | 0.11938 | 0.10539 | 0.10116 | 0.089747
P5 | [5 empty] | 0.1588 | 0.13041 | 0.11332 | 0.084616 | 0.095112 | 0.10883 | 0.098039 | 0.10185 | 0.098426 | 0.092214 | 0.093723 | 0.096649 | 0.084684 | 0.08273 | 0.073533
P95 | [5 empty] | 0.30578 | 0.24352 | 0.21941 | 0.17583 | 0.15917 | 0.16964 | 0.14918 | 0.15417 | 0.16279 | 0.15057 | 0.14338 | 0.14945 | 0.12681 | 0.12301 | 0.10782
CO2EMISSIONS - CO2 Emissions
MEAN | [5 empty] | 7521.0752 | 5954.9272 | 5038.2502 | 3883.2465 | 3960.9742 | 4251.5594 | 3898.7289 | 4111.9492 | 4070.8797 | 3850.1236 | 3905.9983 | 3819.2306 | 3371.0545 | 3231.9155 | 2851.5399
P5 | [5 empty] | 5093.411 | 4162.9447 | 3591.0188 | 2684.1042 | 3089.08 | 3470.856 | 3107.261 | 3234.1005 | 3117.314 | 2936.296 | 2994.6487 | 3075.952 | 2705.835 | 2630.889 | 2335.888
P95 | [5 empty] | 9790.4322 | 7783.2728 | 6980.1353 | 5576.7267 | 5094.767 | 5383.536 | 4742.2942 | 4957.1422 | 5129.953 | 4818.3095 | 4599.4158 | 4804.158 | 4050.024 | 3917.974 | 3416.672
FUELCONSUMED - Fuel Consumed
MEAN | [5 empty] | 122608.9019 | 97067.5693 | 82129.7461 | 63306.7139 | 64558.4273 | 69299.6707 | 63547.8683 | 67030.2791 | 66350.3294 | 62761.8929 | 63665.9735 | 62257.0376 | 54954.6972 | 52675.7732 | 46478.8372
P5 | [5 empty] | 83031.9552 | 67857.607 | 58537.8255 | 43757.4426 | 50347.674 | 56574.0899 | 50647.0046 | 52719.8861 | 50808.142 | 47865.0838 | 48811.182 | 50140.7878 | 44110.2875 | 42879.8516 | 38073.9292
P95 | [5 empty] | 159607.6771 | 126869.998 | 113784.8629 | 90916.3419 | 83037.967 | 87751.5092 | 77298.612 | 80808.0325 | 83612.3062 | 78544.4186 | 74968.35 | 78312.2569 | 66023.14 | 63857.5568 | 55690.2248
FUELCOST - Fuel Cost
MEAN | [5 empty] | 227602.047 | 190746.0857 | 167423.8899 | 135908.9947 | 142094.7547 | 159720.1943 | 151661.8381 | 170787.3316 | 178615.084 | 172093.2303 | 179474.8795 | 178736.8206 | 163408.9986 | 160965.8385 | 145972.7861
P5 | [5 empty] | 107659.22 | 90391.9918 | 90632.3989 | 69321.9764 | 89803.1389 | 103471.3261 | 94251.2167 | 107592.4076 | 105471.6882 | 101164.7107 | 105526.0027 | 114646.7952 | 104161.5817 | 114055.6096 | 93927.4331
P95 | [5 empty] | 356083.6515 | 301750.3678 | 315789.4496 | 270474.5273 | 222060.8051 | 252177.136 | 231955.0905 | 256634.7403 | 297070.9505 | 276710.5827 | 254654.2433 | 263872.9298 | 233976.9626 | 218934.9067 | 205843.7333
NETPOS - Net Position (MWh)
MEAN | [5 empty] | 14407.0678 | 11402.3076 | 9640.807 | 7425.9529 | 7567.6269 | 8117.6766 | 7437.8838 | 7918.5408 | 7832.7967 | 7402.8493 | 7504.4842 | 7333.5736 | 6468.9081 | 6196.3636 | 5463.5664
P5 | [5 empty] | 9758.4558 | 7970.5151 | 6872.25 | 5133.44 | 5902.1593 | 6627.705 | 5928.48 | 6228.72 | 5998.6 | 5646.465 | 5754 | 5906.56 | 5192.5 | 5044.095 | 4475.6
P95 | [5 empty] | 18746.3051 | 14904.025 | 13356.945 | 10660.5561 | 9733.19 | 10276.925 | 9045.3185 | 9545.6636 | 9869.525 | 9264.77 | 8836.66 | 9224.735 | 7772 | 7511.77 | 6546.4
NETREVENUE - Net Revenue $
MEAN | [5 empty] | 105896.6994 | 76958.1453 | 63286.9008 | 47842.2991 | 59014.2394 | 61643.8981 | 61835.8392 | 71491.859 | 75694.4807 | 74390.03 | 82317.362 | 75157.0939 | 63144.4123 | 63651.4098 | 53595.6294
P5 | [5 empty] | 43211.0392 | 27058.1646 | 28270.4452 | 17389.1073 | 32363.8985 | 29086.4149 | 32120.1009 | 38481.621 | 42242.4272 | 39164.5293 | 47340.3246 | 45570.5412 | 35162.4057 | 37361.1666 | 28660.1124
P95 | [5 empty] | 165336.4788 | 134901.0662 | 121428.6779 | 96762.1499 | 99680.6536 | 113579.1099 | 97256.9152 | 103624.0281 | 116337.9475 | 121753.4363 | 118018.4449 | 125944.6627 | 95087.5764 | 91053.343 | 80823.3735
STARTS - Number Starts
MEAN | [5 empty] | 141.37 | 129.02 | 115.91 | 99.7 | 100.21 | 107.32 | 98.15 | 101.54 | 99.91 | 97.78 | 93.43 | 94.79 | 86.02 | 84.31 | 77.93
P5 | [5 empty] | 113.5 | 111 | 96 | 77 | 83.5 | 88.5 | 81 | 83.5 | 78 | 77 | 72 | 75.5 | 66.5 | 69.5 | 57.5
P95 | [5 empty] | 167.5 | 151.5 | 136 | 124 | 120.5 | 126.5 | 115.5 | 120 | 119 | 120 | 114 | 115 | 101.5 | 103 | 94.5
VOMCOSTS - VOM Costs
MEAN | [5 empty] | 10084.9475 | 8095.6384 | 6941.3811 | 5495.2051 | 5675.7202 | 6250.611 | 5801.5494 | 6334.8326 | 6422.8933 | 6144.3649 | 6378.8116 | 6380.209 | 5692.6391 | 5576.7272 | 5026.4811
P5 | [5 empty] | 6830.9191 | 5659.0657 | 4948.02 | 3798.7456 | 4426.6194 | 5103.3328 | 4624.2144 | 4982.976 | 4918.852 | 4686.566 | 4890.9 | 5138.7072 | 4569.4 | 4539.6855 | 4117.552
P95 | [5 empty] | 13122.4135 | 10581.8577 | 9617.0004 | 7888.8115 | 7299.8925 | 7913.2323 | 7055.3484 | 7636.5309 | 8093.0105 | 7689.7591 | 7511.161 | 8025.5194 | 6839.36 | 6760.593 | 6022.688
16069: New 2024JAN 18V50DF_NG_B #6
CAPACITYFACTOR - Net Generation Capacity Factor
MEAN | [5 empty] | 0.2347 | 0.18732 | 0.15655 | 0.12041 | 0.12115 | 0.13329 | 0.1245 | 0.12924 | 0.12976 | 0.12023 | 0.12164 | 0.11901 | 0.10522 | 0.10064 | 0.089827
P5 | [5 empty] | 0.15906 | 0.13088 | 0.11084 | 0.077632 | 0.092571 | 0.10847 | 0.10034 | 0.10284 | 0.098685 | 0.092039 | 0.09082 | 0.096979 | 0.082109 | 0.079176 | 0.071965
P95 | [5 empty] | 0.31022 | 0.24794 | 0.21505 | 0.17748 | 0.16063 | 0.169 | 0.15399 | 0.15995 | 0.16108 | 0.15023 | 0.14518 | 0.14469 | 0.12637 | 0.12315 | 0.10558
CO2EMISSIONS - CO2 Emissions
MEAN | [5 empty] | 7503.1688 | 5973.6516 | 4989.4948 | 3816.6322 | 3899.5684 | 4241.9969 | 3951.4302 | 4145.6095 | 4101.48 | 3835.0167 | 3909.2093 | 3806.6881 | 3369.7854 | 3215.6382 | 2853.1691
P5 | [5 empty] | 5051.3013 | 4176.5005 | 3547.229 | 2440.4902 | 2988.386 | 3449.136 | 3172.3573 | 3286.6875 | 3121.6923 | 2923.168 | 2894.0985 | 3071.5828 | 2649.0997 | 2508.725 | 2283.592
P95 | [5 empty] | 9953.189 | 7886.508 | 6895.3233 | 5599.6748 | 5185.486 | 5388.6448 | 4865.1725 | 5147.317 | 5086.001 | 4790.3657 | 4687.1855 | 4627.0358 | 4036.9313 | 3926.7 | 3382.142
FUELCONSUMED - Fuel Consumed
MEAN | [5 empty] | 122316.9359 | 97372.8156 | 81335.061 | 62220.6857 | 63557.664 | 69143.8763 | 64406.9136 | 67579.0264 | 66849.1526 | 62515.6582 | 63718.3343 | 62052.5381 | 54933.9978 | 52410.4725 | 46505.4073
P5 | [5 empty] | 82346.2706 | 68077.909 | 57823.893 | 39785.9405 | 48706.5227 | 56220.0593 | 51708.0452 | 53577.12 | 50879.5018 | 47651.0819 | 47172.2664 | 50069.5651 | 43185.3944 | 40888.7474 | 37221.5278
P95 | [5 empty] | 162257.0473 | 128553.5224 | 112403.1014 | 91289.3536 | 84516.7117 | 87836.1484 | 79301.7146 | 83908.8544 | 82897.1961 | 78089.3492 | 76399.2695 | 75424.8499 | 65809.7031 | 63999.7785 | 55127.7119
FUELCOST - Fuel Cost
MEAN | [5 empty] | 227224.6102 | 191741.0152 | 166029.1012 | 133815.1939 | 140408.6309 | 159699.2712 | 153506.7973 | 171847.7977 | 179744.0052 | 171656.4389 | 179700.4699 | 178047.3223 | 163474.9411 | 160497.1086 | 146048.1876
P5 | [5 empty] | 111353.8098 | 90883.4781 | 89785.766 | 65963.9377 | 85627.8817 | 100519.7305 | 96374.2126 | 109395.859 | 102174.2016 | 96178.4208 | 105078.976 | 116908.91 | 106694.7901 | 107535.0558 | 93904.6645
P95 | [5 empty] | 359652.0984 | 307553.1257 | 316564.2316 | 266785.9342 | 226682.4252 | 249741.2246 | 235543.0226 | 259605.4305 | 296978.3173 | 266995.611 | 253243.6795 | 265628.7655 | 233940.0222 | 222867.4523 | 206119.0446
NETPOS - Net Position (MWh)
MEAN | [5 empty] | 14372.9466 | 11438.0942 | 9547.4677 | 7298.6583 | 7450.1897 | 8099.231 | 7538.2709 | 7983.3012 | 7891.5351 | 7373.8735 | 7510.5303 | 7309.548 | 6466.4975 | 6165.1636 | 5466.6489
P5 | [5 empty] | 9678.8856 | 7997.4109 | 6788.397 | 4667.52 | 5709.62 | 6586.23 | 6052.68 | 6330 | 6007.025 | 5621.22 | 5560.8 | 5898.17 | 5083.625 | 4809.875 | 4375.4
P95 | [5 empty] | 19065.2709 | 15099.77 | 13193.3851 | 10705.5218 | 9906.4221 | 10283.4725 | 9278.3527 | 9911.4149 | 9783.2137 | 9209.855 | 9004.52 | 8885.01 | 7746.875 | 7528.5 | 6479.46
NETREVENUE - Net Revenue $
MEAN | [5 empty] | 106431.5685 | 76605.0412 | 63861.2388 | 48282.4391 | 59539.5131 | 61863.3543 | 62039.1407 | 71310.5018 | 75580.2733 | 74309.9173 | 82645.8946 | 74702.5489 | 62968.9593 | 63650.616 | 53682.7443
P5 | [5 empty] | 45275.204 | 28148.5667 | 29114.3119 | 17444.0292 | 33341.6237 | 28706.0585 | 30128.1118 | 37794.8874 | 40498.3032 | 41037.0033 | 48108.6754 | 44840.595 | 35025.5583 | 39076.2096 | 29101.973
P95 | [5 empty] | 169695.9434 | 130654.188 | 119670.1288 | 98096.5221 | 97752.9113 | 113023.4681 | 96926.2182 | 107171.4867 | 116574.9713 | 121783.5059 | 123536.2639 | 123735.3287 | 96864.5758 | 93485.7714 | 79541.949
STARTS - Number Starts
MEAN | [5 empty] | 141.55 | 129.18 | 114.76 | 97.91 | 98.33 | 107.03 | 99.31 | 102.46 | 100.3 | 97.47 | 92.92 | 95.17 | 85.69 | 84.24 | 77.9
P5 | [5 empty] | 113 | 108.5 | 94.5 | 80 | 82 | 88 | 79 | 85 | 78 | 78 | 70.5 | 77.5 | 66 | 68 | 59
P95 | [5 empty] | 172 | 148.5 | 134 | 117 | 114 | 129 | 115 | 120.5 | 118 | 118.5 | 112.5 | 113.5 | 101.5 | 100.5 | 95
VOMCOSTS - VOM Costs
MEAN | [5 empty] | 10061.0626 | 8121.0469 | 6874.1767 | 5401.0071 | 5587.6423 | 6236.4079 | 5879.8513 | 6386.641 | 6471.0588 | 6120.315 | 6383.9508 | 6359.3067 | 5690.5178 | 5548.6472 | 5029.317
P5 | [5 empty] | 6775.2199 | 5678.1617 | 4887.6458 | 3453.9648 | 4282.215 | 5071.3971 | 4721.0904 | 5064 | 4925.7605 | 4665.6126 | 4726.68 | 5131.4079 | 4473.59 | 4328.8875 | 4025.368
P95 | [5 empty] | 13345.6896 | 10720.8367 | 9499.2373 | 7922.0861 | 7429.8166 | 7918.2738 | 7237.1151 | 7929.1319 | 8022.2353 | 7644.1797 | 7653.842 | 7729.9587 | 6817.25 | 6775.65 | 5961.1032
16069: New 2024JAN 18V50DF_NG_B #7
CAPACITYFACTOR - Net Generation Capacity Factor
MEAN | [5 empty] | 0.23331 | 0.18373 | 0.15513 | 0.11964 | 0.11954 | 0.13116 | 0.12478 | 0.12928 | 0.12985 | 0.12037 | 0.12143 | 0.11904 | 0.10494 | 0.099961 | 0.089465
P5 | [5 empty] | 0.15637 | 0.13084 | 0.11011 | 0.078858 | 0.090893 | 0.10344 | 0.10213 | 0.10351 | 0.10139 | 0.095055 | 0.093707 | 0.097712 | 0.082022 | 0.07995 | 0.070277
P95 | [5 empty] | 0.30733 | 0.24624 | 0.21588 | 0.17699 | 0.15726 | 0.17129 | 0.15256 | 0.15369 | 0.16526 | 0.15108 | 0.14183 | 0.14839 | 0.12397 | 0.12467 | 0.10716
CO2EMISSIONS - CO2 Emissions
MEAN | [5 empty] | 7469.5551 | 5858.4774 | 4944.2355 | 3791.0264 | 3845.3977 | 4170.8348 | 3958.4608 | 4152.2579 | 4101.4179 | 3837.9139 | 3898.5365 | 3799.4758 | 3360.7912 | 3195.4745 | 2843.588
P5 | [5 empty] | 4953.1668 | 4187.8657 | 3503.577 | 2504.7675 | 2933.8875 | 3288.408 | 3257.1483 | 3334.8922 | 3218.0138 | 3030.5467 | 3016.5075 | 3132.7523 | 2622.9142 | 2534.903 | 2231.296
P95 | [5 empty] | 9944.8147 | 7870.4277 | 6908.4817 | 5628.6263 | 5070.694 | 5458.7103 | 4846.1618 | 4913.1767 | 5193.9375 | 4808.2193 | 4577.557 | 4714.756 | 3962.739 | 3948.515 | 3399.24
FUELCONSUMED - Fuel Consumed
MEAN | [5 empty] | 121769.1088 | 95495.379 | 80597.2295 | 61803.2936 | 62674.7129 | 67983.9584 | 64521.5255 | 67687.3033 | 66848.1078 | 62562.8571 | 63544.3893 | 61935.0236 | 54787.4054 | 52081.8261 | 46349.2305
P5 | [5 empty] | 80745.6272 | 68263.414 | 57112.4725 | 40834.462 | 47818.1137 | 53600.2328 | 53090.2554 | 54362.9178 | 52449.4163 | 49401.6309 | 49167.468 | 51066.6831 | 42758.5206 | 41315.4126 | 36369.1264
P95 | [5 empty] | 162122.6649 | 128290.6508 | 112616.9786 | 91761.9084 | 82645.4496 | 88977.1842 | 78991.6647 | 80091.5426 | 84655.6379 | 78381.6716 | 74612.064 | 76855.0786 | 64600.2275 | 64355.3328 | 55406.091
FUELCOST - Fuel Cost
MEAN | [5 empty] | 226163.7038 | 188253.3236 | 164996.1711 | 133421.9344 | 138638.09 | 157328.2406 | 153539.1647 | 171858.8546 | 179601.5714 | 171472.6626 | 179183.7719 | 177885.8842 | 162804.6843 | 159846.3104 | 146360.3663
P5 | [5 empty] | 104739.6708 | 89059.962 | 88096.0794 | 62348.5839 | 84769.2825 | 94928.395 | 102638.1062 | 112416.7613 | 105091.8519 | 102612.5623 | 106243.6999 | 115943.457 | 107806.5426 | 108151.5633 | 90324.0808
P95 | [5 empty] | 360294.7383 | 300476.6583 | 314542.7582 | 264880.4478 | 227170.4511 | 255287.5469 | 226410.3885 | 254985.298 | 302301.7725 | 268607.8805 | 253349.4205 | 267114.0366 | 234864.1189 | 229285.636 | 215306.2214
NETPOS - Net Position (MWh)
MEAN | [5 empty] | 14308.6184 | 11217.5804 | 9460.9227 | 7249.58 | 7346.7652 | 7963.3601 | 7551.7015 | 7996.2572 | 7891.4545 | 7379.4467 | 7490.0732 | 7295.6896 | 6449.1518 | 6126.5202 | 5448.3096
P5 | [5 empty] | 9492.0695 | 8018.8447 | 6704.835 | 4789.4181 | 5605.605 | 6279.315 | 6214.07 | 6422.84 | 6192.375 | 5827.315 | 5796 | 6015.63 | 5033.375 | 4860.065 | 4275.2
P95 | [5 empty] | 19042.5281 | 15070.925 | 13219.43 | 10761.4455 | 9687.58 | 10419.8896 | 9242.5997 | 9460.96 | 9991.47 | 9242.5527 | 8794.66 | 9052.67 | 7604.5 | 7570.325 | 6513
NETREVENUE - Net Revenue $
MEAN | [5 empty] | 105639.9933 | 77306.4839 | 64631.0708 | 48577.0021 | 60024.2673 | 62588.8997 | 61779.2856 | 71855.2501 | 74944.4568 | 73880.5478 | 82347.2993 | 74657.8265 | 63203.9447 | 63837.6252 | 53627.4499
P5 | [5 empty] | 40396.1937 | 26952.1575 | 30643.017 | 17684.3702 | 33241.0741 | 29747.4513 | 29557.567 | 37332.1354 | 40577.1887 | 40975.6283 | 47587.4493 | 45720.5468 | 37088.0977 | 37752.8715 | 28459.8301
P95 | [5 empty] | 168490.8839 | 130735.805 | 119011.5098 | 99808.2566 | 99252.8556 | 115859.4212 | 94944.2494 | 109017.7882 | 117624.3895 | 120073.1472 | 123963.2758 | 123345.2003 | 92844.5219 | 93545.7679 | 79573.691
STARTS - Number Starts
MEAN | [5 empty] | 141.54 | 128.32 | 112.77 | 97.88 | 96.8 | 106.29 | 99.3 | 103.15 | 100.75 | 98.1 | 93.57 | 94.45 | 85.83 | 83.61 | 78
P5 | [5 empty] | 115.5 | 110 | 91.5 | 79 | 82 | 88 | 79.5 | 85 | 81 | 78.5 | 71.5 | 75 | 64.5 | 66 | 60
P95 | [5 empty] | 172 | 148 | 132.5 | 120 | 115.5 | 126.5 | 116.5 | 119 | 119.5 | 116.5 | 113.5 | 113.5 | 103 | 100.5 | 95
VOMCOSTS - VOM Costs
MEAN | [5 empty] | 10016.0329 | 7964.4821 | 6811.8644 | 5364.6892 | 5510.0739 | 6131.7873 | 5890.3272 | 6397.0058 | 6470.9927 | 6124.9408 | 6366.5622 | 6347.2499 | 5675.2536 | 5513.8682 | 5012.4448
P5 | [5 empty] | 6644.4487 | 5693.3797 | 4827.4812 | 3544.1694 | 4204.2037 | 4835.0725 | 4846.9746 | 5138.272 | 5077.7475 | 4836.6714 | 4926.6 | 5233.5981 | 4429.37 | 4374.0585 | 3933.184
P95 | [5 empty] | 13329.7697 | 10700.3568 | 9517.9896 | 7963.4697 | 7265.685 | 8023.315 | 7209.2277 | 7568.768 | 8193.0054 | 7671.3188 | 7475.461 | 7875.8229 | 6691.96 | 6813.2925 | 5991.96
16069: New 2024JAN J920_A #1
CAPACITYFACTOR - Net Generation Capacity Factor
MEAN | [5 empty] | 0.55816 | 0.36825 | 0.31517 | 0.2657 | 0.25115 | 0.26476 | 0.23854 | 0.25542 | 0.25294 | 0.23942 | 0.23408 | 0.23275 | 0.2146 | 0.2038 | 0.19105
P5 | [5 empty] | 0.52009 | 0.32127 | 0.27789 | 0.23357 | 0.22158 | 0.23558 | 0.2047 | 0.22223 | 0.21648 | 0.20399 | 0.1971 | 0.19986 | 0.17626 | 0.17069 | 0.16243
P95 | [5 empty] | 0.58943 | 0.41322 | 0.35853 | 0.32895 | 0.2915 | 0.30204 | 0.27929 | 0.30007 | 0.29747 | 0.27629 | 0.27195 | 0.27039 | 0.24949 | 0.24142 | 0.21963
CO2EMISSIONS - CO2 Emissions
MEAN | [5 empty] | 9080.3376 | 5885.0174 | 5028.1139 | 4220.7401 | 4049.6791 | 4221.3309 | 3801.511 | 4109.5186 | 4004.803 | 3821.0492 | 3773.2329 | 3739.5092 | 3448.3649 | 3263.8298 | 3044.918
P5 | [5 empty] | 8513.5912 | 5123.2567 | 4413.323 | 3730.2677 | 3568.7757 | 3782.3885 | 3259.2342 | 3580.053 | 3460.4473 | 3248.3438 | 3143.079 | 3205.767 | 2815.89 | 2732.8385 | 2576.915
P95 | [5 empty] | 9621.9837 | 6596.3195 | 5697.8605 | 5191.099 | 4730.6687 | 4806.5695 | 4475.0872 | 4841.2582 | 4703.044 | 4428.6232 | 4384.701 | 4360.8697 | 4014.4268 | 3881.1775 | 3523.0442
FUELCONSUMED - Fuel Consumed
MEAN | [5 empty] | 153754.4258 | 99639.341 | 85113.5445 | 71453.0808 | 68555.0759 | 71469.9325 | 64360.1364 | 69583.2089 | 67778.1205 | 64693.0182 | 63882.6642 | 63309.8858 | 58375.9546 | 55257.1364 | 51549.9267
P5 | [5 empty] | 144159.8754 | 86741.5533 | 74705.9869 | 63149.7672 | 60413.9195 | 64037.6397 | 55179.5468 | 60617.6327 | 58580.4001 | 54995.9662 | 53213.8692 | 54273.3223 | 47668.4936 | 46267.7229 | 43626.1768
P95 | [5 empty] | 162922.5094 | 111682.1604 | 96452.2673 | 87881.1397 | 80083.5903 | 81381.1736 | 75764.6499 | 81973.313 | 79548.5834 | 74979.7633 | 74234.8992 | 73830.4309 | 67959.48 | 65709.743 | 59645.9598
FUELCOST - Fuel Cost
MEAN | [5 empty] | 265983.5232 | 187114.3864 | 166943.3372 | 147273.6143 | 147728.0628 | 162614.8049 | 152483.2512 | 175508.4132 | 180084.2754 | 175857.8778 | 179379.3239 | 181156.1939 | 173145.173 | 169833.3461 | 163010.2781
P5 | [5 empty] | 188704.9197 | 123187.3099 | 114050.0624 | 95822.9351 | 105329.0188 | 111794.9353 | 103861.1669 | 124478.2848 | 116190.4781 | 113623.1621 | 114852.589 | 123593.5475 | 112509.0703 | 116787.2978 | 108652.6051
P95 | [5 empty] | 356191.7994 | 258154.5069 | 254813.6167 | 250819.013 | 218511.6197 | 242806.2607 | 223570.9676 | 256851.6697 | 280327.6274 | 243320.185 | 248078.3178 | 253025.893 | 242568.8368 | 238773.818 | 230562.5435
NETPOS - Net Position (MWh)
MEAN | [5 empty] | 18572.9615 | 12220.7168 | 10430.5539 | 8749.7242 | 8387.9426 | 8737.0091 | 7860.9757 | 8576.7132 | 8349.5673 | 7960.2602 | 7854.5494 | 7781.9845 | 7169.2389 | 6781.3854 | 6321.4938
P5 | [5 empty] | 17404.3222 | 10641.2086 | 9158.8058 | 7736.8483 | 7395.5366 | 7833.8741 | 6737.686 | 7475.7752 | 7220.5583 | 6774.745 | 6547.1704 | 6676.0463 | 5860.4 | 5681.8282 | 5354.44
P95 | [5 empty] | 19700.6538 | 13697.9926 | 11808.1071 | 10748.7491 | 9795.8361 | 9922.5646 | 9242.1389 | 10092.3504 | 9785.4714 | 9218.9558 | 9126.9497 | 9062.515 | 8337.5025 | 8054.9299 | 7302.0671
NETREVENUE - Net Revenue $
MEAN | [5 empty] | -28314.5264 | 31565.6703 | 24964.0757 | 15245.4341 | 23580.6999 | 24841.4223 | 28003.7554 | 30349.8989 | 33823.0373 | 32832.635 | 37644.5558 | 34264.671 | 26520.0771 | 27355.8927 | 20623.9062
P5 | [5 empty] | -79024.3626 | -8687.5411 | -4012.5076 | -9411.9427 | 2932.1408 | 2527.0042 | 8589.9129 | 9081.4817 | 12872.8792 | 12876.3131 | 16891.7502 | 15914.9312 | 11634.3254 | 13442.1529 | 6654.0229
P95 | [5 empty] | 16399.7516 | 69185.1335 | 62381.8687 | 47272.9045 | 52557.745 | 53492.6147 | 47446.4352 | 52171.9612 | 55686.4628 | 60833.0657 | 58897.5154 | 63041.5261 | 44189.1437 | 44057.7568 | 33833.2964
STARTS - Number Starts
MEAN | [5 empty] | 116.43 | 179.34 | 172.33 | 165.4 | 166.14 | 171.24 | 148.45 | 168.58 | 162.04 | 162.09 | 154.23 | 156.99 | 147.36 | 144.87 | 137.67
P5 | [5 empty] | 98.5 | 152 | 151.5 | 136 | 141 | 146.5 | 126 | 150.5 | 134 | 140.5 | 131.5 | 135.5 | 124.5 | 122 | 114
P95 | [5 empty] | 135 | 213 | 194.5 | 185.5 | 188 | 191.5 | 167 | 190 | 187 | 185.5 | 178.5 | 181.5 | 171.5 | 168.5 | 158.5
VOMCOSTS - VOM Costs
MEAN | [5 empty] | 10215.1288 | 6843.6014 | 5945.4157 | 5074.84 | 4948.8861 | 5242.2054 | 4873.805 | 5403.3293 | 5343.7231 | 5174.1692 | 5262.5481 | 5291.7495 | 4946.7749 | 4814.7836 | 4551.4755
P5 | [5 empty] | 9572.3772 | 5959.0768 | 5220.5193 | 4487.372 | 4363.3666 | 4700.3245 | 4177.3653 | 4709.7384 | 4621.1573 | 4403.5842 | 4386.6042 | 4539.7115 | 4043.676 | 4034.098 | 3855.1968
P95 | [5 empty] | 10835.3596 | 7670.8758 | 6730.6211 | 6234.2745 | 5779.5433 | 5953.5388 | 5730.1261 | 6358.1807 | 6262.7017 | 5992.3213 | 6115.0563 | 6162.5102 | 5752.8767 | 5719.0002 | 5257.4883
16069: New 2024JAN J920_A #2
CAPACITYFACTOR - Net Generation Capacity Factor
MEAN | [5 empty] | 0.5526 | 0.36398 | 0.3159 | 0.26585 | 0.24789 | 0.26178 | 0.23889 | 0.25364 | 0.25058 | 0.23844 | 0.23289 | 0.2313 | 0.21437 | 0.20412 | 0.19147
P5 | [5 empty] | 0.51139 | 0.31771 | 0.27443 | 0.23358 | 0.2166 | 0.23133 | 0.20345 | 0.22096 | 0.21634 | 0.2064 | 0.19785 | 0.19463 | 0.17662 | 0.17507 | 0.16394
P95 | [5 empty] | 0.59258 | 0.4141 | 0.36323 | 0.32993 | 0.2892 | 0.30108 | 0.28068 | 0.29514 | 0.29558 | 0.27722 | 0.26798 | 0.26789 | 0.24965 | 0.24337 | 0.22479
CO2EMISSIONS - CO2 Emissions
MEAN | [5 empty] | 8981.8962 | 5820.2943 | 5040.8605 | 4222.3398 | 3992.4856 | 4171.6056 | 3801.774 | 4078.8803 | 3970.2926 | 3813.871 | 3749.0905 | 3709.9987 | 3439.3014 | 3269.2144 | 3051.1604
P5 | [5 empty] | 8365.9273 | 5064.526 | 4375.2845 | 3692.3255 | 3481.315 | 3695.1445 | 3256.267 | 3547.0535 | 3439.743 | 3327.2103 | 3206.0107 | 3126.4192 | 2807.145 | 2796.7823 | 2613.001
P95 | [5 empty] | 9651.986 | 6630.1905 | 5814.3562 | 5227.9423 | 4688.967 | 4790.996 | 4472.4055 | 4741.809 | 4692.8952 | 4421.5455 | 4300.89 | 4325.1997 | 4026.0298 | 3909.9043 | 3561.6908
FUELCONSUMED - Fuel Consumed
MEAN | [5 empty] | 152086.7677 | 98543.4879 | 85329.2936 | 71480.2445 | 67586.821 | 70628.1105 | 64364.6611 | 69064.2471 | 67195.3052 | 64571.4649 | 63473.8975 | 62810.3093 | 58222.6157 | 55348.3236 | 51655.7434
P5 | [5 empty] | 141665.0896 | 85747.0629 | 74062.2677 | 62507.0312 | 58932.9149 | 62561.26 | 55129.6787 | 60058.6399 | 58232.8188 | 56331.8157 | 54278.906 | 52929.8598 | 47520.4548 | 47349.6882 | 44237.3004
P95 | [5 empty] | 163432.9105 | 112255.3492 | 98424.6032 | 88505.8089 | 79377.6817 | 81117.4559 | 75719.0717 | 80290.1497 | 79387.7136 | 74859.5976 | 72815.9041 | 73227.4152 | 68156.957 | 66195.8332 | 60299.4996
FUELCOST - Fuel Cost
MEAN | [5 empty] | 263555.1681 | 185635.3302 | 167694.6511 | 147345.8045 | 145950.1171 | 160919.6393 | 152520.8448 | 174299.0175 | 178727.0168 | 175247.147 | 178218.5882 | 179746.6648 | 172657.486 | 170058.3567 | 163552.8956
P5 | [5 empty] | 183563.6655 | 120698.7124 | 112378.1317 | 95312.8437 | 102290.9755 | 110783.9891 | 101636.29 | 119699.4267 | 118550.706 | 117131.706 | 116482.3756 | 119466.6182 | 116039.0414 | 119726.4615 | 109488.7093
P95 | [5 empty] | 343166.7294 | 262082.5385 | 265529.5691 | 251270.0559 | 217887.7184 | 241915.2397 | 222061.0502 | 252301.0118 | 280344.1101 | 247751.1741 | 247362.469 | 248185.4169 | 238922.2335 | 240321.5596 | 229955.2309
NETPOS - Net Position (MWh)
MEAN | [5 empty] | 18378.2937 | 12086.4152 | 10456.8904 | 8753.2818 | 8269.7924 | 8634.2279 | 7861.864 | 8513.5894 | 8278.1369 | 7945.7244 | 7804.4086 | 7720.4417 | 7150.1293 | 6792.5114 | 6334.1568
P5 | [5 empty] | 17040.8319 | 10519.7155 | 9079.1846 | 7657.9604 | 7214.2038 | 7650.7873 | 6732.7673 | 7409.19 | 7179.03 | 6939.7155 | 6679.1431 | 6511.6 | 5842.2 | 5814.945 | 5429.68
P95 | [5 empty] | 19742.2879 | 13769.0665 | 12048.6918 | 10825.5876 | 9707.4789 | 9898.6181 | 9239.714 | 9887.2894 | 9769.1989 | 9207.3905 | 8952.1434 | 8982.4267 | 8354.749 | 8116.625 | 7389.7384
NETREVENUE - Net Revenue $
MEAN | [5 empty] | -24736.013 | 32192.9831 | 25061.2632 | 14965.4373 | 24433.8796 | 25367.7843 | 28302.2384 | 31306.3236 | 34443.5131 | 33309.0636 | 37720.9563 | 34389.4365 | 26223.1875 | 27063.4054 | 20584.2175
P5 | [5 empty] | -72244.9418 | -6603.4191 | -3171.6067 | -9006.671 | 4866.1721 | 4005.9779 | 8062.3833 | 9438.547 | 12737.9689 | 11621.3953 | 17451.7074 | 17834.8451 | 11619.4152 | 12897.3841 | 8240.3381
P95 | [5 empty] | 27550.6529 | 72487.2717 | 60798.4695 | 48176.4357 | 51020.6751 | 54432.996 | 47262.123 | 51534.9119 | 55057.2463 | 61072.5821 | 59042.4372 | 63208.8255 | 44784.0957 | 41914.0735 | 34116.5876
STARTS - Number Starts
MEAN | [5 empty] | 117.17 | 181.41 | 170.84 | 164.38 | 165.1 | 169.44 | 147.86 | 166.82 | 161.31 | 162.25 | 153.75 | 156.93 | 147.36 | 145.21 | 136.18
P5 | [5 empty] | 99 | 151 | 150 | 137 | 141.5 | 149 | 125 | 146.5 | 135.5 | 140 | 130.5 | 135.5 | 124 | 125.5 | 111.5
P95 | [5 empty] | 137.5 | 210.5 | 192.5 | 188 | 186 | 190 | 165.5 | 190 | 188 | 187 | 176 | 180 | 170 | 166 | 157
VOMCOSTS - VOM Costs
MEAN | [5 empty] | 10108.0615 | 6768.3925 | 5960.4276 | 5076.9034 | 4879.1775 | 5180.5368 | 4874.3557 | 5363.5613 | 5298.0076 | 5164.7209 | 5228.9538 | 5249.9004 | 4933.5892 | 4822.6831 | 4560.5929
P5 | [5 empty] | 9372.4576 | 5891.0407 | 5175.1352 | 4441.617 | 4256.3803 | 4590.4724 | 4174.3157 | 4667.7897 | 4594.5792 | 4510.8151 | 4475.0259 | 4427.888 | 4031.118 | 4128.6109 | 3909.3696
P95 | [5 empty] | 10858.2583 | 7710.6773 | 6867.7543 | 6278.8408 | 5727.4126 | 5939.1709 | 5728.6227 | 6228.9923 | 6252.2873 | 5984.8038 | 5997.9361 | 6108.0501 | 5764.7768 | 5762.8037 | 5320.6117
16069: New 2024JAN J920_A #3
CAPACITYFACTOR - Net Generation Capacity Factor
MEAN | [5 empty] | 0.56374 | 0.37039 | 0.31873 | 0.27214 | 0.25684 | 0.26789 | 0.23838 | 0.2578 | 0.25486 | 0.24175 | 0.23568 | 0.23398 | 0.21682 | 0.20762 | 0.19581
P5 | [5 empty] | 0.53063 | 0.3256 | 0.28088 | 0.23895 | 0.22761 | 0.2389 | 0.20407 | 0.22901 | 0.22451 | 0.21469 | 0.20344 | 0.20806 | 0.18689 | 0.18451 | 0.17121
P95 | [5 empty] | 0.59672 | 0.4147 | 0.36386 | 0.32733 | 0.29861 | 0.30694 | 0.2809 | 0.29494 | 0.29501 | 0.27361 | 0.26764 | 0.26201 | 0.24484 | 0.23843 | 0.22215
CO2EMISSIONS - CO2 Emissions
MEAN | [5 empty] | 9202.3531 | 5918.2555 | 5084.6049 | 4328.6197 | 4143.734 | 4269.1046 | 3793.0104 | 4148.0449 | 4043.4916 | 3870.4125 | 3794.8065 | 3751.3998 | 3487.3954 | 3317.1211 | 3118.8776
P5 | [5 empty] | 8674.206 | 5179.9445 | 4494.2132 | 3796.7922 | 3672.3587 | 3779.2105 | 3225.5995 | 3672.0813 | 3567.8448 | 3437.9648 | 3242.0685 | 3330.4085 | 2980.9747 | 2930.9235 | 2735.1633
P95 | [5 empty] | 9690.9185 | 6598.7262 | 5780.3268 | 5230.8798 | 4851.8877 | 4898.1085 | 4468.6912 | 4783.4982 | 4675.4023 | 4398.716 | 4304.9762 | 4213.2737 | 3935.9597 | 3857.4415 | 3587.307
FUELCONSUMED - Fuel Consumed
MEAN | [5 empty] | 155821.9484 | 100202.3128 | 86070.3013 | 73279.3915 | 70147.3537 | 72278.9236 | 64216.1924 | 70235.3733 | 68432.5544 | 65528.675 | 64247.8174 | 63511.2979 | 59036.7457 | 56159.3073 | 52802.1133
P5 | [5 empty] | 146883.5783 | 87702.3432 | 76075.6868 | 64276.1919 | 62167.52 | 63984.3306 | 54609.5557 | 62175.3971 | 60391.7661 | 58206.845 | 54889.3903 | 56383.5158 | 50464.0567 | 49620.6532 | 46305.79
P95 | [5 empty] | 164093.5899 | 111723.1925 | 97849.2978 | 88555.4441 | 82135.4638 | 82929.7989 | 75656.6936 | 80995.4693 | 79079.5785 | 74473.5179 | 72885.7334 | 71333.1379 | 66630.4794 | 65307.1525 | 60732.5183
FUELCOST - Fuel Cost
MEAN | [5 empty] | 268667.5532 | 187735.8061 | 168776.4243 | 150834.8516 | 151184.7742 | 164480.5948 | 152059.8468 | 176726.5906 | 181178.4622 | 176747.4447 | 179563.7121 | 180873.0579 | 173795.5812 | 171602.0294 | 165893.243
P5 | [5 empty] | 193606.8234 | 128717.5862 | 117287.1313 | 101578.4237 | 110599.3818 | 116061.1956 | 102103.1869 | 125233.8073 | 124885.0013 | 122222.7959 | 119377.6064 | 128495.859 | 122776.7966 | 126563.5237 | 118849.4892
P95 | [5 empty] | 339798.9803 | 258966.0673 | 260355.0663 | 250914.1957 | 223489.4046 | 244986.6895 | 221925.9481 | 253043.9953 | 282360.4971 | 239942.1785 | 242397.8632 | 245917.0883 | 234881.3699 | 235193.3148 | 228510.0814
NETPOS - Net Position (MWh)
MEAN | [5 empty] | 18806.5533 | 12288.5591 | 10545.8557 | 8972.5473 | 8581.9306 | 8835.4973 | 7843.424 | 8657.6215 | 8430.0997 | 8063.5299 | 7899.4433 | 7806.3519 | 7249.8735 | 6892.678 | 6474.9852
P5 | [5 empty] | 17682.6756 | 10757.5515 | 9324.8729 | 7870.8753 | 7610.0047 | 7825.2139 | 6673.4244 | 7669.419 | 7441.8614 | 7169.098 | 6753.11 | 6936.1026 | 6199.9852 | 6094.59 | 5683.531
P95 | [5 empty] | 19825.4816 | 13701.6333 | 11968.4649 | 10830.445 | 10041.778 | 10123.3856 | 9230.3208 | 9979.1186 | 9727.9663 | 9158.6303 | 8950.7115 | 8748.5989 | 8181.295 | 8012.6763 | 7448.94
NETREVENUE - Net Revenue $
MEAN | [5 empty] | -34031.3813 | 31263.7413 | 24417.6907 | 13926.5661 | 22543.807 | 23960.2122 | 27864.6329 | 30164.5708 | 33033.0678 | 31669.7515 | 36334.7896 | 33354.4595 | 25353.7085 | 26303.3462 | 19545.7418
P5 | [5 empty] | -93012.3158 | -9933.734 | -5860.278 | -11288.0373 | 2970.242 | 1771.8198 | 9246.8876 | 8011.8985 | 10088.7862 | 9096.7845 | 13634.7143 | 14852.0073 | 7974.4967 | 9875.6839 | 3200.363
P95 | [5 empty] | 19724.6149 | 72551.5379 | 64065.2031 | 46666.8217 | 50266.2144 | 54019.3587 | 47974.3121 | 52705.0154 | 57586.4499 | 60145.7788 | 60669.0752 | 62463.6008 | 45910.0808 | 44280.8849 | 35866.5711
STARTS - Number Starts
MEAN | [5 empty] | 117.36 | 181.13 | 173.51 | 165.96 | 167.13 | 172.03 | 149.14 | 170.81 | 166.57 | 167.42 | 158.4 | 160.09 | 151.08 | 149.04 | 141.75
P5 | [5 empty] | 98.5 | 153.5 | 151 | 139 | 143.5 | 150.5 | 126.5 | 149 | 135 | 149 | 132.5 | 133.5 | 127 | 126 | 118.5
P95 | [5 empty] | 133 | 213 | 195 | 190.5 | 188.5 | 193 | 169 | 190.5 | 190.5 | 196 | 183 | 187.5 | 175 | 171.5 | 171.5
VOMCOSTS - VOM Costs
MEAN | [5 empty] | 10343.6043 | 6881.5931 | 6011.1378 | 5204.0774 | 5063.3391 | 5301.2984 | 4862.9229 | 5454.3015 | 5395.2638 | 5241.2944 | 5292.627 | 5308.3193 | 5002.4127 | 4893.8014 | 4661.9893
P5 | [5 empty] | 9725.4716 | 6024.2289 | 5315.1775 | 4565.1077 | 4489.9028 | 4695.1283 | 4137.5231 | 4831.734 | 4762.7913 | 4659.9137 | 4524.5837 | 4716.5498 | 4277.9898 | 4327.1589 | 4092.1423
P95 | [5 empty] | 10904.0149 | 7672.9146 | 6822.025 | 6281.6581 | 5924.649 | 6074.0314 | 5722.7989 | 6286.8447 | 6225.8984 | 5953.1097 | 5996.9767 | 5949.0472 | 5645.0935 | 5689.0002 | 5363.2368
16069: New 2024JAN J920_A #4
CAPACITYFACTOR - Net Generation Capacity Factor
MEAN | [5 empty] | 0.55866 | 0.3745 | 0.32083 | 0.26659 | 0.24476 | 0.25996 | 0.23786 | 0.25248 | 0.24857 | 0.23435 | 0.23108 | 0.22935 | 0.2117 | 0.20289 | 0.19
P5 | [5 empty] | 0.51147 | 0.32715 | 0.2745 | 0.2299 | 0.20877 | 0.22845 | 0.20262 | 0.22023 | 0.21622 | 0.20363 | 0.19371 | 0.19444 | 0.17624 | 0.17266 | 0.15947
P95 | [5 empty] | 0.60326 | 0.42528 | 0.37075 | 0.32787 | 0.29188 | 0.304 | 0.28292 | 0.29598 | 0.2969 | 0.27653 | 0.26629 | 0.26554 | 0.24489 | 0.23913 | 0.22452
CO2EMISSIONS - CO2 Emissions
MEAN | [5 empty] | 9076.8497 | 5981.2218 | 5127.4604 | 4236.1961 | 3947.3458 | 4140.1979 | 3787.692 | 4058.1484 | 3935.161 | 3745.4664 | 3725.4541 | 3680.4203 | 3398.6724 | 3249.9159 | 3028.5308
P5 | [5 empty] | 8278.0428 | 5204.2632 | 4378.4875 | 3670.2515 | 3370.2435 | 3660.756 | 3227.4113 | 3580.6835 | 3415.0795 | 3240.0847 | 3116.2022 | 3118.083 | 2805.1235 | 2778.9585 | 2567.4655
P95 | [5 empty] | 9797.0297 | 6825.1067 | 5940.6835 | 5258.6597 | 4687.737 | 4867.4955 | 4539.7672 | 4709.1727 | 4693.8785 | 4426.793 | 4328.6065 | 4311.3982 | 3927.4363 | 3853.3645 | 3574.416
FUELCONSUMED - Fuel Consumed
MEAN | [5 empty] | 153694.9678 | 101268.1927 | 86795.1512 | 71714.7256 | 66822.5855 | 70096.2969 | 64126.2456 | 68713.1476 | 66601.6637 | 63413.2308 | 63073.6988 | 62309.6012 | 57534.8436 | 55021.5656 | 51272.4546
P5 | [5 empty] | 140170.0312 | 88114.6274 | 74116.3134 | 62134.4888 | 57052.649 | 61978.1578 | 54640.3135 | 60628.8798 | 57808.3623 | 54856.4838 | 52758.6188 | 52788.916 | 47487.0462 | 47047.8946 | 43466.4844
P95 | [5 empty] | 165885.4627 | 115556.5066 | 100562.1914 | 89025.5622 | 79356.6898 | 82410.2449 | 76860.66 | 79739.075 | 79413.8326 | 74949.7778 | 73286.1091 | 72992.9674 | 66486.3145 | 65238.301 | 60514.511
FUELCOST - Fuel Cost
MEAN | [5 empty] | 266759.9869 | 191110.6116 | 171235.4096 | 148107.8167 | 144505.3116 | 159994.3197 | 152130.1212 | 173336.5203 | 177175.6579 | 172309.1154 | 177075.6013 | 178408.0267 | 170780.5381 | 169205.5764 | 162343.3772
P5 | [5 empty] | 185013.611 | 117016.2511 | 111516.2407 | 96363.4102 | 98450.4294 | 110454.8672 | 100487.4322 | 121753.5261 | 119287.5468 | 113828.1793 | 116540.0744 | 120815.8214 | 114073.5726 | 117665.8991 | 107380.6505
P95 | [5 empty] | 350278.548 | 263853.9982 | 271240.8169 | 254743.5508 | 219316.7324 | 239117.4657 | 224258.2964 | 250587.7267 | 279294.7202 | 247255.1995 | 245757.699 | 250230.2611 | 237404.5355 | 236081.408 | 233050.8159
NETPOS - Net Position (MWh)
MEAN | [5 empty] | 18569.6681 | 12420.7843 | 10636.7549 | 8782.2536 | 8176.1268 | 8569.081 | 7832.906 | 8470.8066 | 8205.2569 | 7803.65 | 7755.3462 | 7659.2613 | 7065.6554 | 6752.6595 | 6287.3888
P5 | [5 empty] | 16927.4002 | 10806.2618 | 9086.5171 | 7611.1837 | 6984.0117 | 7581.9769 | 6676.1689 | 7478.1766 | 7124.5977 | 6757.627 | 6488.2022 | 6494.3269 | 5836.1499 | 5777.8007 | 5334.18
P95 | [5 empty] | 20084.1935 | 14176.0003 | 12312.2487 | 10886.5481 | 9713.5144 | 10062.5688 | 9377.2821 | 9816.326 | 9774.7753 | 9217.1052 | 8999.8624 | 8959.1907 | 8160.3026 | 8001.4398 | 7412.8226
NETREVENUE - Net Revenue $
MEAN | [5 empty] | -26733.1718 | 30883.5672 | 24218.6145 | 14918.6525 | 24322.7367 | 25652.555 | 28376.9955 | 31486.5927 | 34913.3843 | 34240.8069 | 38324.487 | 35232.6186 | 27158.1705 | 27986.9692 | 20977.7625
P5 | [5 empty] | -72530.8429 | -6223.0014 | -2497.0395 | -9174.0604 | 4843.7954 | 5127.5949 | 9192.9421 | 10358.7583 | 13798.2765 | 13466.2154 | 17381.0536 | 18004.8323 | 13305.4505 | 13390.0904 | 6603.0455
P95 | [5 empty] | 14944.2671 | 70662.8108 | 62435.7777 | 47974.062 | 52039.1183 | 54104.1578 | 48037.0673 | 51440.3557 | 57343.9804 | 61458.2885 | 60020.8384 | 64269.0137 | 43644.1833 | 45128.3119 | 34117.7026
STARTS - Number Starts
MEAN | [5 empty] | 111.74 | 178.67 | 172.48 | 165.77 | 165.26 | 170.5 | 148.34 | 168.38 | 161.62 | 160.86 | 153.09 | 156.13 | 146.22 | 144.22 | 136.55
P5 | [5 empty] | 94 | 148.5 | 147.5 | 141.5 | 144 | 150.5 | 124 | 144.5 | 136 | 140 | 131 | 131 | 123 | 122.5 | 113
P95 | [5 empty] | 134 | 213.5 | 195.5 | 189.5 | 186.5 | 193 | 166 | 193 | 190 | 187.5 | 175.5 | 181 | 171 | 167.5 | 158
VOMCOSTS - VOM Costs
MEAN | [5 empty] | 10213.3175 | 6955.6392 | 6062.9503 | 5093.7071 | 4823.9148 | 5141.4486 | 4856.4017 | 5336.6081 | 5251.3644 | 5072.3725 | 5196.082 | 5208.2977 | 4875.3022 | 4794.3883 | 4526.9199
P5 | [5 empty] | 9310.0701 | 6051.5066 | 5179.3147 | 4414.4865 | 4120.5669 | 4549.1861 | 4139.2247 | 4711.2513 | 4559.7425 | 4392.4576 | 4347.0955 | 4416.1423 | 4026.9435 | 4102.2385 | 3840.6096
P95 | [5 empty] | 11046.3064 | 7938.5602 | 7017.9817 | 6314.1979 | 5730.9735 | 6037.5413 | 5813.9149 | 6184.2854 | 6255.8562 | 5991.1184 | 6029.9078 | 6092.2497 | 5630.6088 | 5681.0223 | 5337.2323
16069: New 2024JAN J920_A #5
CAPACITYFACTOR - Net Generation Capacity Factor
MEAN | [5 empty] | 0.55662 | 0.37347 | 0.31153 | 0.26256 | 0.24762 | 0.26039 | 0.23839 | 0.25438 | 0.24905 | 0.23533 | 0.23239 | 0.22938 | 0.21249 | 0.20401 | 0.19124
P5 | [5 empty] | 0.51166 | 0.32591 | 0.2702 | 0.21897 | 0.21789 | 0.22905 | 0.20011 | 0.22147 | 0.21575 | 0.20024 | 0.19657 | 0.19432 | 0.17748 | 0.17338 | 0.16143
P95 | [5 empty] | 0.59241 | 0.42603 | 0.36339 | 0.32734 | 0.29198 | 0.30579 | 0.28688 | 0.29498 | 0.29664 | 0.26979 | 0.26677 | 0.2695 | 0.24778 | 0.24273 | 0.22548
CO2EMISSIONS - CO2 Emissions
MEAN | [5 empty] | 9050.1887 | 5968.4636 | 4973.1712 | 4176.1513 | 3984.7577 | 4151.9598 | 3800.2756 | 4093.8901 | 3944.6198 | 3762.8381 | 3741.0755 | 3678.3031 | 3408.0774 | 3270.5155 | 3046.6432
P5 | [5 empty] | 8336.2938 | 5191.393 | 4305.0375 | 3481.114 | 3513.1355 | 3634.596 | 3194.8805 | 3578.9655 | 3423.2625 | 3194.1712 | 3182.299 | 3132.987 | 2868.1085 | 2779.6357 | 2564.526
P95 | [5 empty] | 9658.4937 | 6786.332 | 5814.4565 | 5217.627 | 4718.6928 | 4870.202 | 4567.8152 | 4778.576 | 4704.0375 | 4313.0093 | 4293.1812 | 4304.9693 | 3965.555 | 3913.581 | 3604.7545
FUELCONSUMED - Fuel Consumed
MEAN | [5 empty] | 153243.3513 | 101052.2377 | 84183.5883 | 70698.2364 | 67455.7962 | 70295.5351 | 64339.2205 | 69318.3632 | 66761.4686 | 63707.3568 | 63338.166 | 62273.7494 | 57694.0698 | 55370.3207 | 51579.2409
P5 | [5 empty] | 141158.5462 | 87895.728 | 72874.0117 | 58931.3913 | 59472.152 | 61535.6266 | 54090.0793 | 60599.4984 | 57947.3506 | 54079.0419 | 53877.3237 | 53041.0509 | 48553.2733 | 47059.4611 | 43416.8719
P95 | [5 empty] | 163542.6955 | 114899.2092 | 98427.0709 | 88330.4439 | 79879.2418 | 82457.0385 | 77336.0185 | 80914.6283 | 79574.5237 | 73022.5265 | 72686.3347 | 72884.7726 | 67131.9389 | 66258.0381 | 61027.577
FUELCOST - Fuel Cost
MEAN | [5 empty] | 265570.3322 | 190552.2092 | 165795.894 | 146259.472 | 145660.8391 | 160347.1061 | 152649.3848 | 174942.9394 | 177712.6417 | 173073.0058 | 177865.4568 | 178184.9099 | 170987.1455 | 170269.9849 | 163290.2276
P5 | [5 empty] | 184204.6675 | 119419.3558 | 110583.7291 | 95283.8851 | 102383.0904 | 110697.8018 | 102414.5451 | 121075.0899 | 115595.7345 | 111967.4331 | 114282.4088 | 119785.1214 | 113043.9279 | 118740.8733 | 110606.8423
P95 | [5 empty] | 350154.2523 | 261874.9861 | 262105.8943 | 254331.5054 | 223535.2874 | 241960.1014 | 225510.8288 | 252868.0011 | 281733.4559 | 237132.5412 | 248109.377 | 247452.6638 | 240290.9484 | 238433.9771 | 236622.771
NETPOS - Net Position (MWh)
MEAN | [5 empty] | 18515.5742 | 12393.8467 | 10316.2342 | 8657.5496 | 8253.6979 | 8593.5583 | 7858.8606 | 8544.7651 | 8224.9007 | 7839.6614 | 7787.9391 | 7654.6406 | 7085.2297 | 6795.0743 | 6325.0648
P5 | [5 empty] | 17012.2429 | 10782.8566 | 8932.8224 | 7219.9226 | 7279.9699 | 7527.78 | 6605.145 | 7474.216 | 7142.0224 | 6661.8818 | 6631.6949 | 6525.28 | 5966.6741 | 5778.415 | 5328.8461
P95 | [5 empty] | 19767.9936 | 14090.4025 | 12046.5924 | 10801.0551 | 9769.8519 | 10065.1794 | 9423.6826 | 9961.1369 | 9792.0185 | 8980.7507 | 8927.8295 | 8944.4155 | 8238.8069 | 8119.5344 | 7473.01
NETREVENUE - Net Revenue $
MEAN | [5 empty] | -27170.9273 | 30974.8938 | 24880.8282 | 15413.1444 | 24455.6663 | 25761.301 | 28141.0693 | 31322.2625 | 34783.482 | 33762.7441 | 38140.297 | 34631.002 | 26820.0213 | 27762.1885 | 21234.4091
P5 | [5 empty] | -76639.3221 | -7288.328 | -3080.7426 | -7185.1146 | 3810.1665 | 5219.2667 | 9415.1567 | 10535.0128 | 12381.7307 | 13571.642 | 16384.7563 | 18799.0489 | 12421.6401 | 12915.0165 | 7917.6789
P95 | [5 empty] | 12394.4241 | 69434.7713 | 63359.8811 | 47621.943 | 51526.909 | 52774.2589 | 46939.6635 | 51269.6094 | 58472.7455 | 59352.5057 | 58806.7842 | 61064.6033 | 43976.8923 | 44692.5965 | 35440.5975
STARTS - Number Starts
MEAN | [5 empty] | 114.69 | 178.59 | 174.75 | 164.94 | 164.61 | 169.14 | 148.21 | 168.1 | 160.57 | 161.37 | 153.43 | 155.99 | 146.48 | 144.69 | 136.31
P5 | [5 empty] | 95 | 151.5 | 149.5 | 136 | 142 | 148 | 124 | 147 | 136.5 | 143 | 127.5 | 131.5 | 121 | 124 | 112
P95 | [5 empty] | 133.5 | 211.5 | 198 | 187.5 | 181.5 | 188.5 | 166.5 | 191.5 | 185 | 183.5 | 177.5 | 181 | 168.5 | 168.5 | 159
VOMCOSTS - VOM Costs
MEAN | [5 empty] | 10183.5658 | 6940.5542 | 5880.2535 | 5021.3787 | 4869.6818 | 5156.135 | 4872.4936 | 5383.202 | 5263.9364 | 5095.7799 | 5217.9192 | 5205.1556 | 4888.8085 | 4824.5027 | 4554.0467
P5 | [5 empty] | 9356.7336 | 6038.3997 | 5091.7088 | 4187.5551 | 4295.1822 | 4516.668 | 4095.1899 | 4708.7561 | 4570.8944 | 4330.2232 | 4443.2356 | 4437.1904 | 4117.0051 | 4102.6746 | 3836.7692
P95 | [5 empty] | 10872.3965 | 7890.6254 | 6866.5576 | 6264.6119 | 5764.2126 | 6039.1076 | 5842.6832 | 6275.5162 | 6266.8918 | 5837.488 | 5981.6458 | 6082.2025 | 5684.7767 | 5764.8694 | 5380.5672
16069: New 2024JAN J920_A #6
CAPACITYFACTOR - Net Generation Capacity Factor
MEAN | [5 empty] | 0.55122 | 0.37337 | 0.32404 | 0.27565 | 0.25304 | 0.26584 | 0.23707 | 0.25718 | 0.25167 | 0.23314 | 0.2292 | 0.22669 | 0.21079 | 0.20055 | 0.18847
P5 | [5 empty] | 0.49914 | 0.32425 | 0.27983 | 0.23848 | 0.22 | 0.23371 | 0.2039 | 0.2236 | 0.21624 | 0.2009 | 0.19422 | 0.19182 | 0.17517 | 0.1717 | 0.16088
P95 | [5 empty] | 0.59358 | 0.42251 | 0.37278 | 0.33105 | 0.2906 | 0.30094 | 0.28204 | 0.29856 | 0.29589 | 0.27243 | 0.26587 | 0.26405 | 0.24912 | 0.23872 | 0.22009
CO2EMISSIONS - CO2 Emissions
MEAN | [5 empty] | 8971.5396 | 5975.6668 | 5175.2247 | 4379.8564 | 4077.0614 | 4238.681 | 3784.8179 | 4129.7805 | 3985.2809 | 3726.0618 | 3693.7933 | 3636.6676 | 3384.0595 | 3210.6473 | 2998.6822
P5 | [5 empty] | 8167.1718 | 5159.3197 | 4460.8723 | 3754.3102 | 3497.0898 | 3710.969 | 3278.177 | 3602.5682 | 3376.007 | 3212.006 | 3106.3885 | 3084.6532 | 2827.67 | 2761.315 | 2555.2497
P95 | [5 empty] | 9636.7845 | 6751.1525 | 5916.2818 | 5276.9102 | 4724.7985 | 4793.3432 | 4506.2335 | 4771.7677 | 4712.561 | 4372.4317 | 4260.4852 | 4258.7662 | 3981.837 | 3856.6927 | 3498.6177
FUELCONSUMED - Fuel Consumed
MEAN | [5 empty] | 151910.9658 | 101174.1034 | 87603.837 | 74146.6824 | 69018.555 | 71763.6937 | 64077.5664 | 69926.0543 | 67450.8488 | 63084.6082 | 62537.7041 | 61568.7696 | 57287.4436 | 54356.766 | 50767.1728
P5 | [5 empty] | 138292.6549 | 87351.6343 | 75511 | 63556.5282 | 59200.4025 | 62828.3973 | 55499.7725 | 60998.8769 | 57149.1947 | 54380.8155 | 52591.5558 | 52222.7251 | 47868.1238 | 46749.1325 | 43259.9502
P95 | [5 empty] | 163172.1604 | 114304.0205 | 100149.0887 | 89333.4414 | 79985.3385 | 81154.4282 | 76292.6707 | 80797.6637 | 79698.1103 | 74028.1477 | 72133.1557 | 72102.6708 | 67407.5762 | 65296.1522 | 59230.4873
FUELCOST - Fuel Cost
MEAN | [5 empty] | 263810.903 | 190493.6863 | 172369.038 | 152308.6378 | 148797.9877 | 163270.7518 | 152058.9933 | 175765.6749 | 179054.0431 | 171356.5542 | 175601.9781 | 176414.1132 | 169866.3762 | 167111.5784 | 160880.7268
P5 | [5 empty] | 179418.4284 | 119978.2731 | 115034.2236 | 103572.4789 | 104197.538 | 113846.7046 | 102076.8088 | 125052.1044 | 118453.3774 | 112599.1716 | 112015.7911 | 117281.2597 | 113016.6533 | 117579.3776 | 105069.5139
P95 | [5 empty] | 353170.6664 | 260233.0009 | 268100.6907 | 253151.2632 | 222341.6419 | 244766.8994 | 223928.2264 | 255233.1851 | 278884.7918 | 242304.8576 | 242832.7621 | 247322.3147 | 237328.1502 | 231503.2011 | 226320.3625
NETPOS - Net Position (MWh)
MEAN | [5 empty] | 18362.3418 | 12408.8199 | 10735.3878 | 9079.9232 | 8445.368 | 8773.6988 | 7826.9286 | 8620.6213 | 8310.2405 | 7763.9144 | 7690.339 | 7568.1827 | 7035.5138 | 6670.7564 | 6225.2596
P5 | [5 empty] | 16692.349 | 10715.4324 | 9256.0055 | 7785.7981 | 7247.0094 | 7686.0217 | 6782.7918 | 7522.4796 | 7044.0806 | 6699.62 | 6471.2868 | 6425.04 | 5882.75 | 5742.48 | 5308.0462
P95 | [5 empty] | 19753.8275 | 14017.7336 | 12260.1167 | 10929.237 | 9772.1707 | 9918.4226 | 9306.7532 | 9951.6047 | 9801.71 | 9107.5867 | 8865.8365 | 8847.6584 | 8275.361 | 8001.5586 | 7258.2458
NETREVENUE - Net Revenue $
MEAN | [5 empty] | -25030.8017 | 30793.5651 | 22980.6835 | 13059.5826 | 22855.8934 | 24376.7062 | 28589.3256 | 29888.4205 | 34545.4348 | 34366.7397 | 38652.6618 | 35442.1188 | 27675.5528 | 28574.2946 | 21397.4205
P5 | [5 empty] | -65974.0319 | -6364.4762 | -5385.6661 | -13533.1935 | 2327.7727 | 1923.9996 | 9250.0941 | 8726.5715 | 11571.3718 | 12367.6735 | 19046.1715 | 18148.0029 | 12186.3696 | 14429.6009 | 8073.6428
P95 | [5 empty] | 21699.5446 | 69390.4311 | 59912.6171 | 46489.1574 | 51971.5344 | 52868.1831 | 47938.7584 | 52618.2721 | 57763.8763 | 59841.5448 | 60822.2676 | 64203.4968 | 46191.9351 | 45662.1058 | 34893.4288
STARTS - Number Starts
MEAN | [5 empty] | 118.78 | 179.72 | 174.33 | 166.64 | 167.97 | 172.88 | 149.5 | 172.33 | 163.51 | 160.85 | 154.21 | 155.45 | 146.16 | 144.15 | 136.18
P5 | [5 empty] | 98 | 149 | 150.5 | 139.5 | 146 | 152.5 | 128 | 150.5 | 135 | 141 | 131.5 | 131.5 | 124 | 123.5 | 113.5
P95 | [5 empty] | 138 | 213 | 200 | 190 | 191 | 193 | 170 | 195 | 191 | 182.5 | 177 | 181 | 168 | 170.5 | 155
VOMCOSTS - VOM Costs
MEAN | [5 empty] | 10099.288 | 6948.9392 | 6119.171 | 5266.3554 | 4982.7671 | 5264.2193 | 4852.6957 | 5430.9914 | 5318.5539 | 5046.5443 | 5152.5272 | 5146.3642 | 4854.5045 | 4736.237 | 4482.1869
P5 | [5 empty] | 9180.7919 | 6000.6421 | 5275.9232 | 4515.7629 | 4275.7355 | 4611.613 | 4205.3309 | 4739.1622 | 4508.2116 | 4354.753 | 4335.7621 | 4369.0272 | 4059.0975 | 4077.1608 | 3821.7933
P95 | [5 empty] | 10864.6051 | 7849.9308 | 6988.2665 | 6338.9575 | 5765.5807 | 5951.0535 | 5770.187 | 6269.511 | 6273.0944 | 5919.9314 | 5940.1105 | 6016.4077 | 5709.9991 | 5681.1066 | 5225.9369
16069: New 2024JAN J920_A #7
CAPACITYFACTOR - Net Generation Capacity Factor
MEAN | [5 empty] | 0.55873 | 0.37683 | 0.32412 | 0.26868 | 0.25135 | 0.2637 | 0.23677 | 0.25329 | 0.24717 | 0.2338 | 0.2293 | 0.22845 | 0.21121 | 0.20054 | 0.18872
P5 | [5 empty] | 0.51029 | 0.32713 | 0.27688 | 0.23096 | 0.21815 | 0.2333 | 0.20043 | 0.21953 | 0.21368 | 0.20287 | 0.18876 | 0.19704 | 0.17426 | 0.17242 | 0.15868
P95 | [5 empty] | 0.59594 | 0.42787 | 0.37316 | 0.3287 | 0.29282 | 0.30104 | 0.28269 | 0.29686 | 0.29209 | 0.27196 | 0.26391 | 0.26508 | 0.24718 | 0.24165 | 0.22236
CO2EMISSIONS - CO2 Emissions
MEAN | [5 empty] | 9103.3174 | 6027.8666 | 5186.1739 | 4275.8015 | 4060.2615 | 4205.1242 | 3767.9385 | 4071.9295 | 3908.5588 | 3735.6771 | 3695.5073 | 3669.9219 | 3393.3812 | 3212.2976 | 3007.9753
P5 | [5 empty] | 8329.656 | 5197.574 | 4437.0685 | 3686.7362 | 3530.6507 | 3707.6647 | 3185.2 | 3546.8843 | 3369.8018 | 3228.025 | 3015.6863 | 3141.5738 | 2803.8612 | 2743.3275 | 2514.6985
P95 | [5 empty] | 9716.3278 | 6738.561 | 5973.345 | 5241.454 | 4740.3755 | 4810.2845 | 4526.4242 | 4762.2693 | 4651.6052 | 4388.7458 | 4276.4982 | 4294.1327 | 3990.9257 | 3853.207 | 3545.8203
FUELCONSUMED - Fuel Consumed
MEAN | [5 empty] | 154143.1696 | 102057.9829 | 87789.1916 | 72385.1529 | 68734.0498 | 71195.5977 | 63791.7759 | 68946.494 | 66151.608 | 63247.4504 | 62566.6596 | 62131.7737 | 57445.2932 | 54384.7274 | 50924.5756
P5 | [5 empty] | 141046.3546 | 88000.9304 | 75108.1086 | 62412.5989 | 59767.2408 | 62772.6959 | 53926.9234 | 60055.9464 | 57049.5103 | 54652.1771 | 51056.0481 | 53186.3808 | 47465.2163 | 46444.7147 | 42573.0726
P95 | [5 empty] | 164523.5566 | 114090.3933 | 101115.8437 | 88734.3538 | 80248.319 | 81444.135 | 76633.664 | 80637.2843 | 78661.1954 | 74305.1278 | 72404.1811 | 72699.9722 | 67562.9242 | 65236.093 | 60032.0805
FUELCOST - Fuel Cost
MEAN | [5 empty] | 267173.3811 | 192185.013 | 172873.518 | 149481.2977 | 148261.1557 | 162159.0752 | 151426.0455 | 173903.3314 | 176053.6202 | 171827.5464 | 175633.133 | 177764.8951 | 170331.698 | 167229.6985 | 161242.2945
P5 | [5 empty] | 186929.671 | 121410.7838 | 114156.6008 | 97748.2889 | 106301.5145 | 112180.7195 | 101608.7942 | 122838.7064 | 113445.4304 | 113547.5754 | 112024.2904 | 121976.7045 | 113680.6979 | 116097.5557 | 107358.3676
P95 | [5 empty] | 347884.9319 | 262373.6132 | 266124.2295 | 252993.8427 | 220510.3331 | 243825.3508 | 224335.9556 | 254270.8969 | 284012.75 | 246742.806 | 244198.0873 | 247101.5533 | 236163.1942 | 233491.1049 | 234354.6675
NETPOS - Net Position (MWh)
MEAN | [5 empty] | 18621.6596 | 12517.3694 | 10758.0574 | 8864.2287 | 8410.4977 | 8703.9663 | 7791.918 | 8499.5298 | 8149.8993 | 7783.5489 | 7693.4795 | 7637.453 | 7054.6055 | 6674.102 | 6244.7018
P5 | [5 empty] | 17000.3027 | 10793.2732 | 9206.6405 | 7646.1049 | 7316.7544 | 7678.66 | 6584.9 | 7406.43 | 7033.1021 | 6731.29 | 6281.5764 | 6543.6 | 5833.2512 | 5703.55 | 5225.38
P95 | [5 empty] | 19873.6344 | 13993.0921 | 12381.8909 | 10851.3758 | 9815.2346 | 9931.0553 | 9346.0508 | 9924.0236 | 9672.2164 | 9138.9904 | 8895.7736 | 8931.2933 | 8290.3901 | 7999.6695 | 7351.4758
NETREVENUE - Net Revenue $
MEAN | [5 empty] | -28633.5714 | 30731.7725 | 23241.5835 | 14897.3504 | 23659.0539 | 24952.2805 | 28504.3823 | 30697.8063 | 34980.4395 | 34224.4529 | 38673.8577 | 35588.8962 | 27279.992 | 28274.1319 | 21396.1569
P5 | [5 empty] | -79252.7115 | -6307.7936 | -3835.7714 | -10589.6561 | 2997.7817 | 3514.6974 | 8891.5567 | 11511.6725 | 13068.0594 | 12777.1753 | 17455.7445 | 18580.7114 | 13837.0546 | 14029.8606 | 6999.2934
P95 | [5 empty] | 21650.0451 | 70060.8898 | 63924.9546 | 48368.8428 | 51908.5877 | 56306.5489 | 48118.1169 | 51912.2539 | 57709.48 | 60944.4375 | 60887.1027 | 65775.031 | 46059.9283 | 44927.0505 | 34630.679
STARTS - Number Starts
MEAN | [5 empty] | 114.33 | 178.25 | 175.18 | 166.48 | 167.09 | 171.29 | 148.57 | 169.71 | 160.45 | 160.66 | 153.65 | 155.77 | 146.92 | 144.97 | 135.71
P5 | [5 empty] | 92.5 | 152.5 | 149.5 | 142.5 | 141 | 147.5 | 126 | 146 | 133 | 137 | 130.5 | 135.5 | 121.5 | 121 | 113.5
P95 | [5 empty] | 133.5 | 207.5 | 197.5 | 186 | 187 | 190 | 169.5 | 192 | 182.5 | 190 | 176 | 181 | 171 | 169 | 157.5
VOMCOSTS - VOM Costs
MEAN | [5 empty] | 10241.9128 | 7009.7269 | 6132.0927 | 5141.2527 | 4962.1937 | 5222.3798 | 4830.9891 | 5354.7037 | 5215.9356 | 5059.3068 | 5154.6313 | 5193.468 | 4867.6778 | 4738.6124 | 4496.1853
P5 | [5 empty] | 9350.1665 | 6044.233 | 5247.7851 | 4434.7409 | 4316.8851 | 4607.196 | 4082.638 | 4666.0509 | 4501.1854 | 4375.3385 | 4208.6562 | 4449.648 | 4024.9433 | 4049.5205 | 3762.2736
P95 | [5 empty] | 10930.4989 | 7836.1316 | 7057.6778 | 6293.798 | 5790.9884 | 5958.6332 | 5794.5515 | 6252.1349 | 6190.2185 | 5940.3437 | 5960.1683 | 6073.2794 | 5720.3692 | 5679.7654 | 5293.0626
16069: New 2025JAN 18V50DF_NG_B #1
CAPACITYFACTOR - Net Generation Capacity Factor
MEAN | [6 empty] | 0.18277 | 0.15397 | 0.11824 | 0.11862 | 0.12909 | 0.12603 | 0.1298 | 0.13101 | 0.12251 | 0.12224 | 0.11907 | 0.10493 | 0.10152 | 0.089733
P5 | [6 empty] | 0.12946 | 0.10657 | 0.075836 | 0.087902 | 0.10221 | 0.10167 | 0.10733 | 0.10357 | 0.094588 | 0.097734 | 0.096746 | 0.086526 | 0.082611 | 0.069709
P95 | [6 empty] | 0.2418 | 0.21314 | 0.1772 | 0.16123 | 0.16317 | 0.15602 | 0.15532 | 0.15869 | 0.15212 | 0.14462 | 0.14503 | 0.12494 | 0.12408 | 0.10811
CO2EMISSIONS - CO2 Emissions
MEAN | [6 empty] | 5821.4807 | 4906.5341 | 3749.0075 | 3814.1369 | 4103.5719 | 4008.6111 | 4168.8856 | 4135.0399 | 3909.0432 | 3927.2607 | 3810.8394 | 3358.7318 | 3243.6552 | 2849.7229
P5 | [6 empty] | 4157.2935 | 3395.145 | 2401.338 | 2838.2645 | 3231.936 | 3220.0945 | 3433.9988 | 3274.931 | 2997.56 | 3152.0318 | 3119.6445 | 2758.206 | 2657.067 | 2213.864
P95 | [6 empty] | 7662.655 | 6830.7998 | 5598.435 | 5144.5845 | 5193.901 | 4997.6632 | 5008.9118 | 5000.5723 | 4888.659 | 4634.055 | 4627.371 | 4011.0835 | 3961.604 | 3412.314
FUELCONSUMED - Fuel Consumed
MEAN | [6 empty] | 94892.2831 | 79982.659 | 61118.2274 | 62165.2081 | 66887.5151 | 65339.0245 | 67958.395 | 67396.0699 | 63722.3636 | 64012.5528 | 62120.2091 | 54753.8192 | 52867.1185 | 46449.2333
P5 | [6 empty] | 67765.1386 | 55344.8532 | 39147.6634 | 46259.5975 | 52679.7533 | 52486.1417 | 55978.9368 | 53377.093 | 48863.7592 | 51376.4412 | 50853.0149 | 44964.035 | 43306.5168 | 36084.9926
P95 | [6 empty] | 124903.8791 | 111351.2785 | 91269.7564 | 83849.7577 | 84659.8999 | 81460.4555 | 81651.5309 | 81503.321 | 79691.4961 | 75532.632 | 75430.6244 | 65388.6453 | 64568.6654 | 55619.1914
FUELCOST - Fuel Cost
MEAN | [6 empty] | 187431.2892 | 164057.529 | 131900.3168 | 137818.0965 | 154966.4122 | 155766.602 | 172388.3979 | 180739.043 | 174330.063 | 180227.0418 | 178114.4509 | 162596.4717 | 162027.3618 | 146872.1328
P5 | [6 empty] | 88120.6267 | 88608.7498 | 61675.7146 | 81564.252 | 96060.951 | 101512.6134 | 113267.3598 | 106639.2765 | 105153.35 | 109997.0612 | 116409.1983 | 110004.5905 | 111166.7126 | 92719.6057
P95 | [6 empty] | 303375.9975 | 318752.2204 | 263096.1053 | 225490.5461 | 248768.4886 | 240023.2247 | 249154.5116 | 291381.5206 | 278964.5042 | 259816.0223 | 260238.6469 | 233301.21 | 224032.332 | 215767.7318
NETPOS - Net Position (MWh)
MEAN | [6 empty] | 11146.876 | 9388.7374 | 7169.3364 | 7287.0912 | 7835.0672 | 7647.1982 | 8028.2765 | 7956.1692 | 7516.2228 | 7545.2734 | 7317.5111 | 6445.2408 | 6218.864 | 5460.0538
P5 | [6 empty] | 7961.13 | 6497.4 | 4592.64 | 5423.165 | 6171.48 | 6143.76 | 6612.53 | 6301.9 | 5764.275 | 6056.4 | 5990.46 | 5293 | 5094.285 | 4241.8
P95 | [6 empty] | 14672.4719 | 13069.21 | 10702.91 | 9828.765 | 9915.9398 | 9534.0914 | 9646.92 | 9620.9419 | 9399.265 | 8904 | 8884.87 | 7696.49 | 7595.42 | 6538.05
NETREVENUE - Net Revenue $
MEAN | [6 empty] | 78413.6039 | 64999.5516 | 48753.4428 | 60791.5235 | 62787.644 | 61325.2216 | 71400.5163 | 75033.7379 | 74042.9057 | 82757.572 | 74661.5786 | 63460.9373 | 63239.9171 | 53819.0847
P5 | [6 empty] | 28551.5555 | 29399.7543 | 18554.5633 | 34394.6827 | 30225.3499 | 27626.9279 | 37279.3514 | 40470.8506 | 39059.62 | 46196.6846 | 44946.1364 | 34996.9459 | 37553.9511 | 29397.1538
P95 | [6 empty] | 137666.8879 | 121776.6623 | 96022.8726 | 97535.8862 | 112730.1956 | 94765.4773 | 108165.322 | 116558.4547 | 121091.0297 | 121871.7751 | 124086.3807 | 94559.15 | 90667.4861 | 81088.7495
STARTS - Number Starts
MEAN | [6 empty] | 127.58 | 112.38 | 97.3 | 96.31 | 104.7 | 99.98 | 103.81 | 101.53 | 98.61 | 94.58 | 95.13 | 85.65 | 84.2 | 77.75
P5 | [6 empty] | 109 | 89 | 74 | 80.5 | 84.5 | 82 | 86.5 | 83 | 79 | 74.5 | 79 | 67 | 68.5 | 58.5
P95 | [6 empty] | 148.5 | 134 | 120 | 113.5 | 127 | 114 | 121.5 | 119 | 118 | 113.5 | 112 | 99 | 102.5 | 93
VOMCOSTS - VOM Costs
MEAN | [6 empty] | 7914.282 | 6759.8909 | 5305.3089 | 5465.3184 | 6033.0017 | 5964.8146 | 6422.6212 | 6524.0588 | 6238.4649 | 6413.4824 | 6366.2347 | 5671.8119 | 5596.9776 | 5023.2495
P5 | [6 empty] | 5652.4023 | 4678.128 | 3398.5536 | 4067.3738 | 4752.0396 | 4792.1328 | 5290.024 | 5167.558 | 4784.3483 | 5147.94 | 5211.7002 | 4657.84 | 4584.8565 | 3902.456
P95 | [6 empty] | 10417.4551 | 9409.8312 | 7920.1534 | 7371.5737 | 7635.2737 | 7436.5913 | 7717.536 | 7889.1723 | 7801.3899 | 7568.4 | 7729.8369 | 6772.9112 | 6835.878 | 6015.006
16069: New 2025JAN 18V50DF_NG_B #10
CAPACITYFACTOR - Net Generation Capacity Factor
MEAN | [6 empty] | 0.16952 | 0.1412 | 0.10987 | 0.11133 | 0.11889 | 0.11484 | 0.11935 | 0.12008 | 0.11187 | 0.1147 | 0.11113 | 0.09553 | 0.09158 | 0.080413
P5 | [6 empty] | 0.10706 | 0.091849 | 0.065873 | 0.082275 | 0.086891 | 0.088904 | 0.092948 | 0.088167 | 0.084387 | 0.08625 | 0.089126 | 0.0778 | 0.07104 | 0.060689
P95 | [6 empty] | 0.23091 | 0.19974 | 0.16503 | 0.15291 | 0.16013 | 0.14433 | 0.14533 | 0.14853 | 0.14185 | 0.13658 | 0.1387 | 0.11562 | 0.11622 | 0.10068
CO2EMISSIONS - CO2 Emissions
MEAN | [6 empty] | 5415.2998 | 4503.0327 | 3484.2574 | 3581.0957 | 3782.8923 | 3649.638 | 3826.3813 | 3792.7112 | 3564.8117 | 3685.0935 | 3559.8295 | 3060.9188 | 2925.8411 | 2552.6214
P5 | [6 empty] | 3412.1182 | 2938.1062 | 2090.4632 | 2633.979 | 2767.128 | 2812.158 | 2997.459 | 2775.8105 | 2704.368 | 2771.6895 | 2844.3818 | 2505.0795 | 2255.671 | 1917.52
P95 | [6 empty] | 7388.8555 | 6368.407 | 5269.9542 | 4907.8675 | 5101.5307 | 4598.9075 | 4672.153 | 4702.5737 | 4531.7392 | 4365.3597 | 4454.618 | 3722.7052 | 3704.187 | 3172.624
FUELCONSUMED - Fuel Consumed
MEAN | [6 empty] | 88271.3066 | 73404.8954 | 56802.1175 | 58366.9412 | 61660.4711 | 59487.7834 | 62375.0477 | 61816.4982 | 58110.8379 | 60065.2385 | 58028.4912 | 49898.8557 | 47687.1746 | 41606.5953
P5 | [6 empty] | 55618.5571 | 47894.5845 | 34079.8014 | 42930.0399 | 45103.4984 | 45836.9539 | 48862.3334 | 45242.0815 | 44084.3842 | 45177.0648 | 46365.9842 | 40837.5888 | 36764.3172 | 31254.718
P95 | [6 empty] | 120440.8479 | 103812.8216 | 85913.5792 | 79991.7761 | 83154.5317 | 74961.7455 | 76162.5538 | 76646.1151 | 73874.8106 | 71153.202 | 72614.4401 | 60687.2181 | 60373.1244 | 51712.3516
FUELCOST - Fuel Cost
MEAN | [6 empty] | 176109.2707 | 151770.9721 | 123593.8732 | 130261.8554 | 143904.7 | 142859.2319 | 158812.5021 | 166565.9256 | 159628.1653 | 169617.4881 | 166391.9701 | 148156.7151 | 146650.401 | 131789.5162
P5 | [6 empty] | 75097.1683 | 72102.1458 | 53770.8633 | 75647.4316 | 79967.7257 | 87803.0139 | 100032.8279 | 92635.7348 | 89272.516 | 96242.8521 | 107472.2233 | 97050.4887 | 98624.4946 | 79108.5596
P95 | [6 empty] | 287451.2037 | 299485.8208 | 251986.5359 | 219216.9488 | 240816.2681 | 221008.7082 | 242708.4403 | 275832.9023 | 256980.7892 | 244790.5353 | 247808.6659 | 214605.7665 | 208620.3404 | 193981.3265
NETPOS - Net Position (MWh)
MEAN | [6 empty] | 10369.395 | 8617.083 | 6663.0954 | 6841.8824 | 7222.836 | 6962.601 | 7368.8205 | 7297.6285 | 6854.5898 | 7080.2267 | 6835.5553 | 5873.8229 | 5609.5632 | 4890.8413
P5 | [6 empty] | 6534.135 | 5622.75 | 3997.6925 | 5032.83 | 5283.915 | 5365.44 | 5772.96 | 5341.45 | 5200.47 | 5325.6 | 5461.89 | 4807.25 | 4324.705 | 3674
P95 | [6 empty] | 14147.4505 | 12186.65 | 10076.7825 | 9376.075 | 9738.4958 | 8770.8738 | 8996.76 | 9048.305 | 8709.8797 | 8387.33 | 8553.535 | 7143.875 | 7101.885 | 6078.8
NETREVENUE - Net Revenue $
MEAN | [6 empty] | 81876.2245 | 68200.9398 | 51250.7454 | 62763.1358 | 66055.5738 | 64477.0558 | 74279.8206 | 77660.9273 | 76785.6349 | 84447.848 | 77443.0437 | 65950.1102 | 66020.2989 | 55939.535
P5 | [6 empty] | 33564.9064 | 34582.3838 | 23450.0382 | 36679.3789 | 36033.0828 | 34586.4305 | 41809.9838 | 44454.8132 | 43142.8786 | 49888.9298 | 47472.289 | 36786.6252 | 41810.7751 | 32157.8241
P95 | [6 empty] | 138461.4077 | 121986.504 | 98521.4142 | 101544.0288 | 113835.7483 | 99599.3919 | 109322.3963 | 120429.776 | 122338.201 | 124207.7125 | 122860.0147 | 96447.3535 | 93650.7202 | 81904.1847
STARTS - Number Starts
MEAN | [6 empty] | 118.61 | 104.85 | 91.19 | 91.68 | 99.01 | 94.56 | 97.76 | 97.38 | 93.41 | 91.67 | 92.87 | 82.11 | 80.23 | 72.78
P5 | [6 empty] | 98 | 80.5 | 69 | 72.5 | 79.5 | 76 | 76.5 | 74 | 72.5 | 70.5 | 73 | 63.5 | 63 | 55
P95 | [6 empty] | 145 | 131 | 111.5 | 109.5 | 122 | 113 | 116.5 | 116 | 117 | 110.5 | 110 | 98 | 97 | 89.5
VOMCOSTS - VOM Costs
MEAN | [6 empty] | 7362.2705 | 6204.2998 | 4930.6906 | 5131.4118 | 5561.5837 | 5430.8288 | 5895.0564 | 5984.0554 | 5689.3096 | 6018.1927 | 5946.9331 | 5168.9641 | 5048.6069 | 4499.574
P5 | [6 empty] | 4639.2359 | 4048.38 | 2958.2925 | 3774.6225 | 4068.6145 | 4185.0432 | 4618.368 | 4379.989 | 4316.3901 | 4526.76 | 4751.8443 | 4230.38 | 3892.2345 | 3380.08
P95 | [6 empty] | 10044.6899 | 8774.388 | 7456.8191 | 7032.0562 | 7498.6418 | 6841.2815 | 7197.408 | 7419.6101 | 7229.2001 | 7129.2305 | 7441.5755 | 6286.61 | 6391.6965 | 5592.496
16069: New 2025JAN 18V50DF_NG_B #11
CAPACITYFACTOR - Net Generation Capacity Factor
MEAN | [6 empty] | 0.1687 | 0.14036 | 0.10881 | 0.11006 | 0.11841 | 0.11324 | 0.11947 | 0.12034 | 0.11274 | 0.11503 | 0.11013 | 0.096568 | 0.092184 | 0.080528
P5 | [6 empty] | 0.10743 | 0.089199 | 0.063286 | 0.082181 | 0.085479 | 0.08838 | 0.093962 | 0.089369 | 0.08503 | 0.086368 | 0.086761 | 0.080764 | 0.072531 | 0.059699
P95 | [6 empty] | 0.23444 | 0.20537 | 0.16761 | 0.15245 | 0.16023 | 0.14155 | 0.14409 | 0.14926 | 0.14442 | 0.13549 | 0.1387 | 0.11716 | 0.11638 | 0.098815
CO2EMISSIONS - CO2 Emissions
MEAN | [6 empty] | 5382.1732 | 4475.8848 | 3445.7409 | 3534.4863 | 3763.592 | 3600.9554 | 3837.6978 | 3800.6186 | 3595.7108 | 3694.6158 | 3523.8739 | 3089.5401 | 2940.7692 | 2557.0732
P5 | [6 empty] | 3410.105 | 2864.1095 | 1996.7648 | 2633.979 | 2715 | 2803.4785 | 3021.73 | 2832.7278 | 2713.12 | 2776.0613 | 2791.9507 | 2570.5433 | 2312.39 | 1904.446
P95 | [6 empty] | 7466.482 | 6551.5562 | 5330.3933 | 4880.6192 | 5096.172 | 4533.3665 | 4634.398 | 4682.9195 | 4568.8775 | 4356.6163 | 4391.0962 | 3735.798 | 3726.002 | 3146.476
FUELCONSUMED - Fuel Consumed
MEAN | [6 empty] | 87731.3208 | 72962.3887 | 56174.1765 | 57607.2123 | 61345.8424 | 58694.2888 | 62559.5415 | 61945.3764 | 58614.5735 | 60220.4915 | 57442.386 | 50365.4555 | 47930.488 | 41679.1645
P5 | [6 empty] | 55585.8923 | 46688.3505 | 32552.1331 | 42930.0399 | 44253.825 | 45695.4818 | 49258.1341 | 46169.7582 | 44227.0521 | 45248.322 | 45511.3117 | 41904.7731 | 37688.7585 | 31041.6177
P95 | [6 empty] | 121707.4271 | 106798.6735 | 86899.5811 | 79548.2633 | 83066.942 | 73892.366 | 75547.7755 | 76326.3973 | 74478.3832 | 71010.6876 | 71578.8236 | 60900.655 | 60728.6787 | 51286.1509
FUELCOST - Fuel Cost
MEAN | [6 empty] | 175366.2085 | 151122.0911 | 122764.6532 | 128554.4364 | 143630.3293 | 141112.8158 | 159430.3742 | 166676.3558 | 160705.1894 | 170010.2168 | 164879.959 | 149430.7258 | 147132.0801 | 132042.6473
P5 | [6 empty] | 75762.6048 | 75042.4513 | 51827.6241 | 73939.2695 | 79739.7015 | 87826.4864 | 99638.0845 | 96776.8473 | 92077.4678 | 95121.891 | 105123.6187 | 101258.0248 | 97326.2997 | 76348.3764
P95 | [6 empty] | 286926.847 | 300189.8874 | 259014.5355 | 216453.5337 | 235692.4497 | 212264.7251 | 243511.4808 | 281160.0336 | 254236.5788 | 240799.7325 | 247068.1756 | 213539.0359 | 212429.3679 | 193042.9069
NETPOS - Net Position (MWh)
MEAN | [6 empty] | 10305.9399 | 8565.0474 | 6589.5546 | 6752.9219 | 7186.0797 | 6869.719 | 7390.4979 | 7312.8838 | 6913.9073 | 7098.4366 | 6766.5042 | 5928.7287 | 5638.1686 | 4899.3555
P5 | [6 empty] | 6529.89 | 5481.14 | 3818.88 | 5032.83 | 5184.375 | 5348.88 | 5819.31 | 5450.975 | 5217.3 | 5334 | 5361.21 | 4932.875 | 4433.45 | 3648.95
P95 | [6 empty] | 14294.26 | 12536.37 | 10191.58 | 9322.1078 | 9729.745 | 8648.25 | 8922.6639 | 9010.0687 | 8785.115 | 8370.53 | 8431.95 | 7169 | 7143.71 | 6028.7
NETREVENUE - Net Revenue $
MEAN | [6 empty] | 82044.0919 | 68029.7068 | 51768.276 | 62898.2883 | 66034.4477 | 65193.5355 | 74447.0274 | 77511.9324 | 76951.4252 | 84655.1862 | 77486.0462 | 65911.0233 | 65889.102 | 55738.4453
P5 | [6 empty] | 33977.5221 | 34436.0183 | 23482.7265 | 37111.1512 | 35844.3883 | 34612.7907 | 40878.1369 | 44096.0897 | 42664.1172 | 50427.4634 | 48564.5309 | 37592.5994 | 40554.748 | 31373.9455
P95 | [6 empty] | 137601.4372 | 121587.1444 | 101419.3401 | 99323.455 | 115712.2593 | 97131.4352 | 107520.6514 | 120927.1474 | 123965.2216 | 122386.3513 | 125594.5676 | 96012.2213 | 93446.5038 | 81551.9847
STARTS - Number Starts
MEAN | [6 empty] | 118.78 | 104.83 | 90.49 | 90.49 | 97.77 | 93.98 | 97.36 | 96.9 | 94.16 | 90.91 | 92.03 | 82.76 | 80.22 | 73.14
P5 | [6 empty] | 98 | 79.5 | 67.5 | 75.5 | 74 | 78 | 79.5 | 71 | 74 | 68.5 | 73.5 | 65 | 63.5 | 55
P95 | [6 empty] | 142 | 129 | 112 | 106.5 | 121.5 | 112 | 115.5 | 115 | 116.5 | 110 | 108 | 100 | 101 | 92
VOMCOSTS - VOM Costs
MEAN | [6 empty] | 7317.2174 | 6166.8342 | 4876.2704 | 5064.6914 | 5533.2813 | 5358.3808 | 5912.3983 | 5996.5647 | 5738.543 | 6033.6711 | 5886.8587 | 5217.2813 | 5074.3517 | 4507.4071
P5 | [6 empty] | 4636.2219 | 3946.4208 | 2825.9712 | 3774.6225 | 3991.9688 | 4172.1264 | 4655.448 | 4469.7995 | 4330.359 | 4533.9 | 4664.2527 | 4340.93 | 3990.105 | 3357.034
P95 | [6 empty] | 10148.9246 | 9026.1864 | 7541.7692 | 6991.5808 | 7491.9037 | 6745.635 | 7138.1311 | 7388.2563 | 7291.6454 | 7114.9505 | 7335.7965 | 6308.72 | 6429.339 | 5546.404
16069: New 2025JAN 18V50DF_NG_B #2
CAPACITYFACTOR - Net Generation Capacity Factor
MEAN | [6 empty] | 0.18265 | 0.14995 | 0.11757 | 0.11636 | 0.12573 | 0.1235 | 0.12949 | 0.13027 | 0.12219 | 0.12211 | 0.11871 | 0.10479 | 0.10146 | 0.090879
P5 | [6 empty] | 0.13012 | 0.10335 | 0.077575 | 0.087122 | 0.09599 | 0.098379 | 0.1051 | 0.10192 | 0.097837 | 0.096843 | 0.097885 | 0.085371 | 0.081253 | 0.070347
P95 | [6 empty] | 0.24499 | 0.20588 | 0.1755 | 0.15259 | 0.16449 | 0.15006 | 0.15491 | 0.15978 | 0.15086 | 0.14215 | 0.14597 | 0.12545 | 0.12444 | 0.10976
CO2EMISSIONS - CO2 Emissions
MEAN | [6 empty] | 5829.35 | 4780.9248 | 3720.7389 | 3736.0617 | 3997.298 | 3921.6501 | 4153.4407 | 4113.339 | 3896.1232 | 3928.2008 | 3798.0594 | 3355.3325 | 3238.5202 | 2889.2523
P5 | [6 empty] | 4147.963 | 3295.0318 | 2466.5918 | 2799.146 | 3040.8 | 3111.6008 | 3369.9502 | 3204.879 | 3124.464 | 3110.6675 | 3119.6445 | 2732.0205 | 2565.444 | 2235.654
P95 | [6 empty] | 7850.8938 | 6554.1372 | 5600.1088 | 4886.7425 | 5242.191 | 4779.06 | 5005.5413 | 5013.29 | 4790.4857 | 4569.1483 | 4664.342 | 4041.6332 | 3961.604 | 3486.4
FUELCONSUMED - Fuel Consumed
MEAN | [6 empty] | 95020.5424 | 77935.1243 | 60657.3558 | 60892.6666 | 65155.2715 | 63921.5275 | 67706.5897 | 67042.4154 | 63511.7896 | 64027.9264 | 61911.8685 | 54698.3991 | 52783.4362 | 47093.5438
P5 | [6 empty] | 67613.093 | 53712.8896 | 40211.4586 | 45622.0226 | 49564.284 | 50717.7407 | 54934.407 | 52235.337 | 50932.4439 | 50702.3856 | 50853.0149 | 44537.1612 | 41813.1886 | 36440.1598
P95 | [6 empty] | 127973.2317 | 106841.426 | 91296.6013 | 79647.0098 | 85447.4695 | 77897.5246 | 81597.5056 | 81711.0928 | 78093.4673 | 74475.3251 | 76033.1302 | 65886.6647 | 64568.6654 | 56826.76
FUELCOST - Fuel Cost
MEAN | [6 empty] | 187661.9687 | 160088.4974 | 131109.5139 | 135126.8562 | 151674.2835 | 152775.2517 | 171697.3978 | 179561.6218 | 173273.579 | 179989.5414 | 177219.6355 | 162269.2958 | 161542.7716 | 148604.2104
P5 | [6 empty] | 88757.3495 | 83005.9155 | 62888.0502 | 79754.6654 | 89527.879 | 99367.137 | 112675.0155 | 106499.4997 | 109974.8122 | 106606.2578 | 117256.0859 | 109861.6584 | 109068.5888 | 93940.5212
P95 | [6 empty] | 299006.5906 | 307192.6999 | 264633.534 | 221884.8607 | 256574.714 | 232181.9592 | 255264.4164 | 297395.5075 | 271878.1839 | 248251.1914 | 262799.575 | 229006.0898 | 224416.2451 | 217151.4499
NETPOS - Net Position (MWh)
MEAN | [6 empty] | 11162.0011 | 9148.2893 | 7115.3576 | 7137.9415 | 7632.1972 | 7481.4169 | 7998.5779 | 7914.3966 | 7491.231 | 7546.9738 | 7293.0341 | 6438.7354 | 6208.9875 | 5535.8016
P5 | [6 empty] | 7943.1432 | 6305.81 | 4717.44 | 5348.42 | 5806.5 | 5936.76 | 6490.36 | 6167.1 | 6008.31 | 5976.53 | 5990.46 | 5242.75 | 4918.62 | 4283.55
P95 | [6 empty] | 15030.5798 | 12540.5176 | 10707.28 | 9335.8281 | 10007.41 | 9115.86 | 9638.06 | 9645.3337 | 9205.8539 | 8777.72 | 8956.255 | 7755.115 | 7595.42 | 6680
NETREVENUE - Net Revenue $
MEAN | [6 empty] | 78288.3047 | 65877.297 | 49157.707 | 61154.3723 | 64199.8668 | 61675.4781 | 71827.4388 | 75154.8867 | 73769.6843 | 82256.4195 | 74928.9935 | 63363.3717 | 63236.5739 | 53432.6687
P5 | [6 empty] | 28200.8025 | 32103.6181 | 19727.2731 | 34518.6437 | 32645.261 | 30471.5922 | 36175.7731 | 39143.3046 | 38082.5742 | 45725.5356 | 44239.7021 | 33639.4032 | 36559.0203 | 28770.1574
P95 | [6 empty] | 136135.3056 | 119172.386 | 99014.7309 | 98822.2063 | 115957.6141 | 94013.1901 | 105199.6343 | 118078.4594 | 120356.8068 | 121366.1847 | 124416.3958 | 95628.9461 | 91627.3647 | 81799.7823
STARTS - Number Starts
MEAN | [6 empty] | 126.91 | 110.23 | 96.63 | 94.93 | 101.8 | 99 | 103.21 | 101.73 | 98.9 | 94.85 | 95.45 | 85.9 | 85.27 | 78.3
P5 | [6 empty] | 107 | 88 | 75.5 | 78.5 | 83 | 79.5 | 85 | 81 | 79 | 74 | 78 | 67 | 66.5 | 58.5
P95 | [6 empty] | 149 | 130.5 | 120 | 111.5 | 122.5 | 114.5 | 123 | 120.5 | 118.5 | 113.5 | 115.5 | 103 | 101.5 | 95.5
VOMCOSTS - VOM Costs
MEAN | [6 empty] | 7925.0208 | 6586.7683 | 5265.3647 | 5353.4561 | 5876.7918 | 5835.5052 | 6398.8623 | 6489.8052 | 6217.7217 | 6414.9277 | 6344.9397 | 5666.0871 | 5588.0887 | 5092.9375
P5 | [6 empty] | 5639.6317 | 4540.1832 | 3490.9056 | 4011.315 | 4471.005 | 4630.6728 | 5192.288 | 5057.022 | 4986.8973 | 5080.0505 | 5211.7002 | 4613.62 | 4426.758 | 3940.866
P95 | [6 empty] | 10671.7117 | 9029.1726 | 7923.3872 | 7001.8711 | 7705.7057 | 7110.3708 | 7710.448 | 7909.1736 | 7640.8587 | 7461.062 | 7791.9419 | 6824.5012 | 6835.878 | 6145.6
16069: New 2025JAN 18V50DF_NG_B #3
CAPACITYFACTOR - Net Generation Capacity Factor
MEAN | [6 empty] | 0.18046 | 0.14918 | 0.11696 | 0.11535 | 0.12388 | 0.12031 | 0.12613 | 0.12864 | 0.12037 | 0.1199 | 0.11676 | 0.1038 | 0.10036 | 0.090892
P5 | [6 empty] | 0.12431 | 0.10297 | 0.076366 | 0.088073 | 0.095264 | 0.093726 | 0.10341 | 0.10297 | 0.094583 | 0.097836 | 0.094821 | 0.086625 | 0.081548 | 0.072343
P95 | [6 empty] | 0.24228 | 0.20604 | 0.17157 | 0.15463 | 0.16316 | 0.15382 | 0.15068 | 0.15327 | 0.14706 | 0.14084 | 0.14139 | 0.12408 | 0.12284 | 0.10735
CO2EMISSIONS - CO2 Emissions
MEAN | [6 empty] | 5747.7631 | 4753.2161 | 3705.0487 | 3710.1112 | 3945.058 | 3826.8733 | 4047.6292 | 4059.3174 | 3840.96 | 3846.4755 | 3731.8624 | 3320.6816 | 3207.919 | 2883.5812
P5 | [6 empty] | 3939.406 | 3256.7007 | 2418.739 | 2829.5715 | 3023.424 | 2990.0878 | 3308.5988 | 3251.0172 | 3013.3762 | 3160.7753 | 3032.2595 | 2766.9345 | 2604.711 | 2266.16
P95 | [6 empty] | 7716.1623 | 6582.363 | 5433.1168 | 4979.4175 | 5198.421 | 4886.8903 | 4855.8702 | 4836.631 | 4710.014 | 4498.8655 | 4472.095 | 3962.739 | 3933.4102 | 3434.104
FUELCONSUMED - Fuel Consumed
MEAN | [6 empty] | 93690.7054 | 77483.2897 | 60401.5675 | 60469.6837 | 64303.6909 | 62376.7089 | 65981.7275 | 66161.8808 | 62612.4821 | 62695.7908 | 60832.8187 | 54133.5164 | 52284.6634 | 47001.1057
P5 | [6 empty] | 64213.5066 | 53088.416 | 39431.3421 | 46117.9141 | 49281.0595 | 48737.1316 | 53934.3008 | 52987.4862 | 49122.0293 | 51518.9556 | 49428.5607 | 45106.3262 | 42453.1864 | 36937.394
P95 | [6 empty] | 125776.8731 | 107301.1769 | 88573.9019 | 81157.775 | 84733.7267 | 79654.4959 | 79157.0689 | 78831.9649 | 76779.744 | 73329.4344 | 72899.331 | 64600.2275 | 64109.3014 | 55974.3586
FUELCOST - Fuel Cost
MEAN | [6 empty] | 185400.0232 | 159183.0983 | 130419.4879 | 134140.7109 | 149675.4126 | 149808.6676 | 167226.5865 | 177106.5255 | 170916.5016 | 176298.1252 | 174171.5574 | 160454.3305 | 159815.8526 | 148053.5543
P5 | [6 empty] | 84008.6642 | 82387.1637 | 62673.5672 | 79767.3781 | 87535.053 | 87303.6769 | 112295.428 | 108380.7245 | 102843.5206 | 109882.1199 | 110719.2063 | 109456.1529 | 112700.7861 | 95466.0758
P95 | [6 empty] | 300620.2112 | 310602.1414 | 262224.367 | 221291.2669 | 247659.5106 | 237607.8115 | 252015.6511 | 283457.0647 | 269725.7812 | 246597.0583 | 254303.7005 | 220596.8239 | 224959.0353 | 218298.7243
NETPOS - Net Position (MWh)
MEAN | [6 empty] | 11005.5933 | 9095.6116 | 7085.3778 | 7088.449 | 7532.6063 | 7300.6222 | 7794.8197 | 7810.5299 | 7385.3519 | 7390.0854 | 7165.8431 | 6372.2577 | 6150.3561 | 5524.9347
P5 | [6 empty] | 7543.88 | 6231.775 | 4625.92 | 5406.555 | 5773.32 | 5704.92 | 6372.2 | 6255.49 | 5793.51 | 6073.2 | 5822.66 | 5309.75 | 4993.905 | 4342
P95 | [6 empty] | 14773.4849 | 12594.5479 | 10388.4201 | 9513.175 | 9924.605 | 9323.14 | 9351.1 | 9304.2431 | 9055.0313 | 8643.46 | 8587.095 | 7604.5 | 7540.975 | 6579.8
NETREVENUE - Net Revenue $
MEAN | [6 empty] | 78426.8123 | 66362.6748 | 49534.0694 | 61675.0757 | 64678.6102 | 63350.5162 | 71997.5609 | 75522.0299 | 74584.063 | 82426.6709 | 75649.9713 | 63780.989 | 63317.0418 | 53229.8518
P5 | [6 empty] | 29807.141 | 31135.8399 | 20512.1578 | 34589.9044 | 33977.2585 | 32349.7322 | 37240.6289 | 40815.8417 | 40150.1384 | 46330.0161 | 45642.8758 | 35676.3436 | 37676.4022 | 27008.5908
P95 | [6 empty] | 134379.7426 | 123141.0525 | 95453.9925 | 99501.8678 | 117091.3851 | 96693.914 | 106616.2023 | 120694.95 | 124057.2367 | 123700.8522 | 123177.6758 | 94901.5484 | 89807.4361 | 79033.1742
STARTS - Number Starts
MEAN | [6 empty] | 127 | 110.3 | 96.32 | 95.03 | 101.46 | 97.52 | 100.96 | 101.04 | 97.74 | 94.31 | 94.03 | 84.78 | 84.31 | 78.23
P5 | [6 empty] | 108.5 | 86.5 | 72.5 | 81.5 | 82 | 79 | 83.5 | 79.5 | 78 | 73 | 75.5 | 68.5 | 68 | 60
P95 | [6 empty] | 149.5 | 129.5 | 118 | 110 | 122 | 116 | 119.5 | 119.5 | 118.5 | 113.5 | 114 | 100 | 99.5 | 97.5
VOMCOSTS - VOM Costs
MEAN | [6 empty] | 7813.9713 | 6548.8404 | 5243.1796 | 5316.3368 | 5800.1069 | 5694.4853 | 6235.8557 | 6404.6345 | 6129.8421 | 6281.5726 | 6234.2835 | 5607.5867 | 5535.3205 | 5082.9399
P5 | [6 empty] | 5356.1548 | 4486.878 | 3423.1808 | 4054.9163 | 4445.4564 | 4449.8376 | 5097.76 | 5129.5018 | 4808.6133 | 5162.22 | 5065.7142 | 4672.58 | 4494.5145 | 3994.64
P95 | [6 empty] | 10489.1743 | 9068.0745 | 7687.4309 | 7134.8813 | 7641.9459 | 7272.0492 | 7480.88 | 7629.4793 | 7515.676 | 7346.941 | 7470.7726 | 6691.96 | 6786.8775 | 6053.416
16069: New 2025JAN 18V50DF_NG_B #4
CAPACITYFACTOR - Net Generation Capacity Factor
MEAN | [6 empty] | 0.17752 | 0.14883 | 0.1161 | 0.11613 | 0.12418 | 0.11811 | 0.12225 | 0.1257 | 0.11844 | 0.11868 | 0.11419 | 0.10099 | 0.098789 | 0.090267
P5 | [6 empty] | 0.11704 | 0.10232 | 0.075738 | 0.088946 | 0.096354 | 0.08904 | 0.096768 | 0.098373 | 0.090494 | 0.091474 | 0.092318 | 0.081355 | 0.078184 | 0.073566
P95 | [6 empty] | 0.23906 | 0.20391 | 0.16667 | 0.15153 | 0.1574 | 0.15249 | 0.14935 | 0.15109 | 0.14818 | 0.13912 | 0.13966 | 0.11833 | 0.11874 | 0.10441
CO2EMISSIONS - CO2 Emissions
MEAN | [6 empty] | 5663.4877 | 4739.7677 | 3685.5392 | 3732.3367 | 3951.4935 | 3750.8192 | 3919.5567 | 3971.535 | 3778.4281 | 3815.081 | 3652.6907 | 3233.7955 | 3149.4211 | 2868.9652
P5 | [6 empty] | 3717.1608 | 3268.9153 | 2401.9265 | 2838.2645 | 3066.864 | 2836.1925 | 3107.0152 | 3117.314 | 2888.16 | 2955.303 | 2966.7207 | 2592.3645 | 2495.636 | 2309.74
P95 | [6 empty] | 7632.7648 | 6466.5108 | 5276.5165 | 4855.375 | 5019.584 | 4868.1907 | 4789.884 | 4788.5445 | 4742.4192 | 4468.598 | 4485.2028 | 3792.5332 | 3787.084 | 3312.08
FUELCONSUMED - Fuel Consumed
MEAN | [6 empty] | 92316.9367 | 77263.997 | 60083.5379 | 60831.8546 | 64408.6334 | 61137.1069 | 63894.0118 | 64731.1094 | 61593.0782 | 62184.0602 | 59542.2326 | 52717.1092 | 51331.2381 | 46762.8559
P5 | [6 empty] | 60590.8419 | 53287.1599 | 39157.5866 | 46259.5975 | 49989.1207 | 46228.8596 | 50648.2374 | 50808.142 | 47080.4103 | 48169.8672 | 48360.2201 | 42260.5013 | 40675.4148 | 37647.7285
P95 | [6 empty] | 124416.5204 | 105412.18 | 86021.7 | 79135.8997 | 81818.9263 | 79350.4708 | 78082.4018 | 78048.353 | 77307.9822 | 72836.4095 | 73112.9991 | 61825.5481 | 61724.2308 | 53985.422
FUELCOST - Fuel Cost
MEAN | [6 empty] | 183009.91 | 158632.8522 | 129609.2002 | 134694.008 | 149496.0131 | 147121.0276 | 162607.2021 | 173528.1115 | 168044.8121 | 174837.4065 | 170681.3837 | 155947.8464 | 156734.6599 | 147005.987
P5 | [6 empty] | 83035.5781 | 83003.5764 | 60450.9718 | 83284.8467 | 89990.3961 | 86678.3739 | 103359.8166 | 101822.4244 | 102538.552 | 104306.5918 | 109522.1527 | 105175.2709 | 111109.3938 | 95238.1906
P95 | [6 empty] | 294324.9404 | 306184.5356 | 253722.289 | 218995.0794 | 244765.2563 | 231185.37 | 243372.0948 | 274489.3203 | 264688.8601 | 250467.5308 | 253313.3986 | 216764.8923 | 214344.8058 | 204684.1805
NETPOS - Net Position (MWh)
MEAN | [6 empty] | 10844.3771 | 9070.0524 | 7047.9936 | 7131.0446 | 7544.8123 | 7155.3937 | 7548.1538 | 7641.7225 | 7265.2318 | 7329.8131 | 7013.8485 | 6205.5157 | 6038.1771 | 5496.9692
P5 | [6 empty] | 7118.285 | 6255.83 | 4593.0358 | 5423.165 | 5856.27 | 5410.91 | 5983.96 | 5998.6 | 5553.9 | 5678.4 | 5696.81 | 4974.75 | 4784.78 | 4425.5
P95 | [6 empty] | 14616.195 | 12374.005 | 10087.23 | 9276.55 | 9582.9693 | 9285.53 | 9223.3891 | 9211.7254 | 9117.6914 | 8584.52 | 8612.265 | 7277.875 | 7260.82 | 6346
NETREVENUE - Net Revenue $
MEAN | [6 empty] | 78965.958 | 66252.5321 | 49759.6657 | 61410.6549 | 64706.5303 | 63520.3386 | 73669.8977 | 76467.4839 | 74679.0569 | 82962.8337 | 76410.9505 | 64119.6554 | 63524.6472 | 53559.4018
P5 | [6 empty] | 31845.9726 | 31710.2998 | 20876.1268 | 34017.664 | 33452.5001 | 33671.133 | 40041.8825 | 41060.3073 | 40303.5812 | 47249.9252 | 47003.8984 | 36444.6507 | 38011.7331 | 29210.7396
P95 | [6 empty] | 132073.8286 | 121733.1199 | 98255.6887 | 102070.4108 | 116460.1317 | 95221.3793 | 109031.3489 | 121284.4761 | 120673.7894 | 124061.7613 | 124286.2197 | 97660.1336 | 91739.3891 | 82630.4775
STARTS - Number Starts
MEAN | [6 empty] | 125.16 | 110.05 | 96.72 | 95.51 | 101.37 | 95.95 | 99.09 | 99.79 | 97.9 | 93.11 | 93.24 | 84.69 | 84.1 | 78.97
P5 | [6 empty] | 106 | 87.5 | 76 | 79 | 83 | 78 | 82.5 | 81 | 80.5 | 70.5 | 73 | 66 | 64.5 | 61
P95 | [6 empty] | 151 | 133 | 118 | 112.5 | 124.5 | 114 | 116.5 | 118 | 117.5 | 113 | 112 | 100 | 102.5 | 95.5
VOMCOSTS - VOM Costs
MEAN | [6 empty] | 7699.5078 | 6530.4377 | 5215.5153 | 5348.2835 | 5809.5055 | 5581.2071 | 6038.523 | 6266.2124 | 6030.1424 | 6230.3411 | 6102.0482 | 5460.8538 | 5434.3594 | 5057.2117
P5 | [6 empty] | 5053.9824 | 4504.1976 | 3398.8465 | 4067.3738 | 4509.3279 | 4220.5098 | 4787.168 | 4918.852 | 4609.737 | 4826.64 | 4956.2247 | 4377.78 | 4306.302 | 4071.46
P95 | [6 empty] | 10377.4984 | 8909.2836 | 7464.5502 | 6957.4125 | 7378.8864 | 7242.7134 | 7378.7113 | 7553.6148 | 7567.6838 | 7296.842 | 7492.6705 | 6404.53 | 6534.738 | 5838.32
16069: New 2025JAN 18V50DF_NG_B #5
CAPACITYFACTOR - Net Generation Capacity Factor
MEAN | [6 empty] | 0.17721 | 0.14733 | 0.11457 | 0.11499 | 0.12349 | 0.11749 | 0.12094 | 0.12348 | 0.11683 | 0.11742 | 0.11108 | 0.099421 | 0.096577 | 0.087905
P5 | [6 empty] | 0.11507 | 0.1019 | 0.073258 | 0.084964 | 0.093549 | 0.091084 | 0.098852 | 0.09627 | 0.092084 | 0.092039 | 0.089625 | 0.083756 | 0.079496 | 0.072322
P95 | [6 empty] | 0.2388 | 0.2101 | 0.17074 | 0.15157 | 0.15599 | 0.15091 | 0.14727 | 0.14759 | 0.14496 | 0.13575 | 0.13628 | 0.11671 | 0.11718 | 0.1045
CO2EMISSIONS - CO2 Emissions
MEAN | [6 empty] | 5648.513 | 4694.9356 | 3629.5019 | 3697.818 | 3927.4899 | 3735.6396 | 3879.0493 | 3898.2846 | 3724.8979 | 3772.1393 | 3553.9274 | 3184.9705 | 3083.1305 | 2795.0536
P5 | [6 empty] | 3638.2542 | 3251.5042 | 2314.333 | 2716.5625 | 2988.672 | 2872.9145 | 3183.8733 | 3047.262 | 2949.424 | 2955.303 | 2857.4895 | 2666.5568 | 2534.903 | 2292.308
P95 | [6 empty] | 7608.982 | 6736.3813 | 5379.5855 | 4892.153 | 4965.852 | 4749.0135 | 4710.256 | 4690.1055 | 4637.2058 | 4361.8337 | 4380.3408 | 3744.5265 | 3719.6233 | 3320.796
FUELCONSUMED - Fuel Consumed
MEAN | [6 empty] | 92072.8576 | 76533.2014 | 59169.9748 | 60269.2967 | 64017.4235 | 60889.5925 | 63233.5809 | 63537.1962 | 60720.4982 | 61484.0395 | 57932.3018 | 51921.121 | 50250.7784 | 45558.1286
P5 | [6 empty] | 59304.5462 | 53003.3402 | 37729.2698 | 44276.0312 | 48714.6106 | 46827.2585 | 51901.2721 | 49666.386 | 48079.0857 | 48169.8672 | 46579.6523 | 43469.9769 | 41315.4126 | 37363.5947
P95 | [6 empty] | 124029.5002 | 109811.3863 | 87700.7992 | 79735.1654 | 80942.7584 | 77408.0871 | 76783.6202 | 76443.5231 | 75592.6608 | 71096.3296 | 71403.654 | 61042.9463 | 60624.869 | 54127.4889
FUELCOST - Fuel Cost
MEAN | [6 empty] | 182745.3905 | 157501.4371 | 128131.9027 | 133862.9941 | 148565.4707 | 146296.7873 | 160720.3771 | 170628.7868 | 165632.8886 | 172669.9949 | 165770.3604 | 153801.7288 | 153331.5428 | 143118.3485
P5 | [6 empty] | 82493.9975 | 82408.3529 | 62045.8969 | 78332.8927 | 85759.4127 | 90096.3126 | 105690.804 | 100888.5921 | 102223.8601 | 102798.5084 | 109822.8505 | 103312.0278 | 105583.6318 | 95575.4369
P95 | [6 empty] | 295301.4051 | 307634.3703 | 257332.8773 | 217805.8612 | 248196.6921 | 226682.7112 | 247391.9813 | 276725.0709 | 260423.786 | 239927.9974 | 241566.7661 | 213613.9229 | 215362.7968 | 209062.2401
NETPOS - Net Position (MWh)
MEAN | [6 empty] | 10815.7039 | 8984.1717 | 6940.8867 | 7065.02 | 7498.821 | 7126.6012 | 7470.3237 | 7500.8439 | 7162.3341 | 7247.4882 | 6824.1958 | 6111.899 | 5911.12 | 5355.3532
P5 | [6 empty] | 6967.0901 | 6222.51 | 4426.24 | 5190.625 | 5706.96 | 5481.36 | 6131.59 | 5863.655 | 5671.71 | 5678.4 | 5487.06 | 5117.125 | 4860.065 | 4392.1
P95 | [6 empty] | 14569.4221 | 12890.465 | 10287.47 | 9347.21 | 9480.895 | 9057.76 | 9070.7391 | 9022.74 | 8915.33 | 8379.8706 | 8410.905 | 7185.75 | 7131.09 | 6362.7
NETREVENUE - Net Revenue $
MEAN | [6 empty] | 79509.8372 | 66792.6405 | 50239.4772 | 61723.4287 | 64361.1613 | 64074.3105 | 74067.8003 | 77414.2675 | 75709.5819 | 83539.3999 | 76447.8546 | 65013.3879 | 64374.7793 | 54397.3649
P5 | [6 empty] | 31471.517 | 32207.9753 | 20475.9967 | 34852.0879 | 32957.0832 | 32764.0026 | 40122.3584 | 43903.2667 | 40145.9443 | 47324.0329 | 48611.3979 | 37949.4993 | 38326.352 | 29048.3639
P95 | [6 empty] | 133649.4713 | 125015.7472 | 101338.0259 | 102404.3959 | 117196.6144 | 95206.3566 | 108525.6528 | 119679.5652 | 121510.7942 | 122106.4189 | 123898.1337 | 98223.1536 | 91345.4435 | 82958.9431
STARTS - Number Starts
MEAN | [6 empty] | 124.29 | 109.95 | 94.98 | 94.9 | 102.07 | 95.09 | 98.32 | 97.78 | 96.47 | 92.9 | 93.01 | 84.03 | 83.04 | 78.12
P5 | [6 empty] | 102 | 86.5 | 71.5 | 78.5 | 82.5 | 75.5 | 79 | 78 | 77 | 68.5 | 72.5 | 68 | 63 | 58
P95 | [6 empty] | 148.5 | 130.5 | 116.5 | 113.5 | 123 | 114 | 117.5 | 115.5 | 117.5 | 111.5 | 109.5 | 98.5 | 98 | 95.5
VOMCOSTS - VOM Costs
MEAN | [6 empty] | 7679.1497 | 6468.6036 | 5136.2562 | 5298.765 | 5774.0922 | 5558.7489 | 5976.259 | 6150.692 | 5944.7373 | 6160.365 | 5937.0504 | 5378.4712 | 5320.008 | 4926.9249
P5 | [6 empty] | 4946.634 | 4480.2072 | 3275.4176 | 3892.9688 | 4394.3592 | 4275.4608 | 4905.272 | 4808.1971 | 4707.5193 | 4826.64 | 4773.7422 | 4503.07 | 4374.0585 | 4040.732
P95 | [6 empty] | 10344.2897 | 9281.1348 | 7612.7278 | 7010.4075 | 7300.2891 | 7065.0528 | 7256.5913 | 7398.6468 | 7399.7239 | 7122.89 | 7317.4874 | 6323.46 | 6417.981 | 5853.684
16069: New 2025JAN 18V50DF_NG_B #6
CAPACITYFACTOR - Net Generation Capacity Factor
MEAN | [6 empty] | 0.1758 | 0.1458 | 0.11327 | 0.11409 | 0.12364 | 0.11615 | 0.11946 | 0.12034 | 0.11303 | 0.11575 | 0.11073 | 0.097433 | 0.094783 | 0.086586
P5 | [6 empty] | 0.11571 | 0.10049 | 0.071193 | 0.085046 | 0.095316 | 0.089327 | 0.092914 | 0.090689 | 0.086497 | 0.087111 | 0.090428 | 0.079364 | 0.074372 | 0.070042
P95 | [6 empty] | 0.23817 | 0.20458 | 0.17102 | 0.15178 | 0.1602 | 0.14711 | 0.14805 | 0.14501 | 0.1413 | 0.13728 | 0.13691 | 0.11725 | 0.11593 | 0.10334
CO2EMISSIONS - CO2 Emissions
MEAN | [6 empty] | 5604.8579 | 4638.5053 | 3588.6893 | 3669.83 | 3931.0957 | 3690.3259 | 3831.8633 | 3800.3669 | 3605.2338 | 3722.5955 | 3542.7894 | 3119.1806 | 3027.8398 | 2750.2064
P5 | [6 empty] | 3658.8485 | 3188.7798 | 2266.4803 | 2731.9425 | 3023.424 | 2846.876 | 2993.0768 | 2872.132 | 2765.632 | 2802.2917 | 2901.182 | 2513.808 | 2377.835 | 2218.222
P95 | [6 empty] | 7608.7842 | 6481.9123 | 5426.433 | 4896.4995 | 5089.134 | 4703.2802 | 4753.7305 | 4577.6735 | 4511.9895 | 4444.0513 | 4360.5115 | 3753.255 | 3712.913 | 3299.006
FUELCONSUMED - Fuel Consumed
MEAN | [6 empty] | 91361.2313 | 75613.3086 | 58504.5882 | 59813.0814 | 64076.176 | 60150.9341 | 62464.4765 | 61941.2432 | 58769.8115 | 60676.5638 | 57750.7226 | 50848.6366 | 49349.6141 | 44827.1368
P5 | [6 empty] | 59640.1102 | 51980.7899 | 36949.1533 | 44526.8653 | 49281.0595 | 46402.8422 | 48790.8973 | 46811.996 | 45083.0596 | 45675.8652 | 47291.8794 | 40979.88 | 38755.4214 | 36156.0261
P95 | [6 empty] | 124025.9103 | 105663.3945 | 88465.5574 | 79806.007 | 82953.7379 | 76662.5013 | 77492.8283 | 74611.502 | 73551.0418 | 72435.8316 | 71080.2646 | 61185.2375 | 60515.3461 | 53772.3216
FUELCOST - Fuel Cost
MEAN | [6 empty] | 181548.6648 | 155580.5511 | 126904.8754 | 132830.254 | 149017.0767 | 144785.1554 | 159145.2146 | 166420.8367 | 161065.4617 | 170821.421 | 165465.7205 | 150850.2524 | 150949.036 | 140993.3673
P5 | [6 empty] | 83383.6435 | 82112.3024 | 58209.3099 | 78397.9737 | 87459.5624 | 90250.6084 | 101502.2851 | 94840.4683 | 95367.7664 | 98227.1832 | 109721.8964 | 97777.5592 | 102695.4821 | 89023.693
P95 | [6 empty] | 297359.7657 | 302353.889 | 259587.7209 | 217894.8903 | 238315.5331 | 227231.6132 | 245561.5916 | 267366.3296 | 248253.5627 | 240361.2543 | 245182.1883 | 211805.2755 | 213710.0445 | 207283.3144
NETPOS - Net Position (MWh)
MEAN | [6 empty] | 10732.1914 | 8876.2599 | 6862.9311 | 7011.6438 | 7505.782 | 7040.3782 | 7379.2168 | 7312.4356 | 6932.1485 | 7152.1637 | 6802.8343 | 5985.6357 | 5805.1197 | 5269.4331
P5 | [6 empty] | 7006.2964 | 6102.1258 | 4334.72 | 5219.625 | 5773.32 | 5431.68 | 5764.52 | 5526.8 | 5318.28 | 5384.4 | 5570.96 | 4824 | 4558.925 | 4250.15
P95 | [6 empty] | 14569.0048 | 12403.09 | 10374.34 | 9355.515 | 9712.43 | 8970.89 | 9152.69 | 8806.6616 | 8675.72 | 8538.39 | 8373.22 | 7202.5 | 7118.615 | 6320.95
NETREVENUE - Net Revenue $
MEAN | [6 empty] | 80064.3921 | 67098.1051 | 50225.5147 | 61867.5737 | 64881.5911 | 64576.2193 | 74471.5103 | 77581.5358 | 75888.3241 | 83950.9889 | 76943.3736 | 65544.2218 | 64670.6944 | 54416.7589
P5 | [6 empty] | 31830.0077 | 31799.7045 | 21584.7871 | 34513.5699 | 33108.3657 | 34169.2987 | 39884.0712 | 46318.6491 | 41345.5804 | 47341.023 | 47803.5305 | 38650.4739 | 39349.9803 | 28818.9506
P95 | [6 empty] | 137039.3897 | 123396.2199 | 99658.3401 | 101934.7318 | 116368.772 | 96597.7382 | 110689.9883 | 121234.2648 | 124743.592 | 120842.203 | 126061.2078 | 97912.6858 | 91855.1619 | 82975.2998
STARTS - Number Starts
MEAN | [6 empty] | 123.13 | 108.53 | 93.85 | 94.33 | 100.81 | 94.96 | 97.52 | 96.55 | 94.22 | 91.62 | 92.57 | 82.85 | 82.24 | 76.57
P5 | [6 empty] | 104 | 87.5 | 72.5 | 76.5 | 79 | 75 | 78.5 | 75 | 73.5 | 69 | 73.5 | 65 | 66.5 | 58
P95 | [6 empty] | 149 | 128.5 | 113.5 | 110 | 124 | 114 | 118 | 113.5 | 113.5 | 113 | 110.5 | 98.5 | 98.5 | 94.5
VOMCOSTS - VOM Costs
MEAN | [6 empty] | 7619.8559 | 6390.9071 | 5078.569 | 5258.7329 | 5779.4521 | 5491.495 | 5903.3734 | 5996.1972 | 5753.6833 | 6079.3391 | 5918.4658 | 5267.3595 | 5224.6077 | 4847.8785
P5 | [6 empty] | 4974.4704 | 4393.5306 | 3207.6928 | 3914.7188 | 4445.4564 | 4236.7104 | 4611.616 | 4531.976 | 4414.1724 | 4576.74 | 4846.7352 | 4245.12 | 4103.0325 | 3910.138
P95 | [6 empty] | 10343.9934 | 8930.2248 | 7677.0116 | 7016.6362 | 7478.5711 | 6997.2942 | 7322.152 | 7221.4625 | 7200.8476 | 7257.6315 | 7284.7014 | 6338.2 | 6406.7535 | 5815.274
16069: New 2025JAN 18V50DF_NG_B #7
CAPACITYFACTOR - Net Generation Capacity Factor
MEAN | [6 empty] | 0.17392 | 0.14484 | 0.11215 | 0.11352 | 0.12252 | 0.11506 | 0.11862 | 0.12008 | 0.11222 | 0.1143 | 0.11069 | 0.09615 | 0.092647 | 0.083913
P5 | [6 empty] | 0.11491 | 0.097989 | 0.07011 | 0.085201 | 0.093999 | 0.08962 | 0.094519 | 0.092235 | 0.084042 | 0.084677 | 0.090703 | 0.077783 | 0.073721 | 0.064906
P95 | [6 empty] | 0.23628 | 0.20792 | 0.16768 | 0.15266 | 0.15813 | 0.14598 | 0.14602 | 0.14769 | 0.14274 | 0.13403 | 0.14101 | 0.11611 | 0.11529 | 0.1024
CO2EMISSIONS - CO2 Emissions
MEAN | [6 empty] | 5553.6527 | 4617.0549 | 3557.6287 | 3651.7089 | 3898.3122 | 3655.4347 | 3800.5839 | 3795.2134 | 3576.5312 | 3669.3138 | 3539.6296 | 3077.0584 | 2956.7311 | 2668.0696
P5 | [6 empty] | 3677.941 | 3120.9217 | 2230.3987 | 2729.602 | 2993.016 | 2859.8953 | 3010.6058 | 2896.8863 | 2664.984 | 2727.972 | 2896.8128 | 2496.351 | 2373.472 | 2078.766
P95 | [6 empty] | 7556.0763 | 6667.071 | 5273.5058 | 4896.834 | 5048.388 | 4626.837 | 4690.1843 | 4650.0347 | 4507.28 | 4330.7423 | 4500.6628 | 3705.586 | 3673.646 | 3237.994
FUELCONSUMED - Fuel Consumed
MEAN | [6 empty] | 90526.6421 | 75263.674 | 57998.2594 | 59517.703 | 63541.8121 | 59582.2374 | 61954.5103 | 61857.3186 | 58301.9094 | 59808.0893 | 57699.2175 | 50161.979 | 48190.6395 | 43488.3425
P5 | [6 empty] | 59951.5482 | 50874.692 | 36361.0786 | 44488.5562 | 48785.4167 | 46615.0504 | 49076.6419 | 47215.8873 | 43442.3786 | 44464.4928 | 47220.6567 | 40695.2975 | 38684.3106 | 33882.9557
P95 | [6 empty] | 123167.4478 | 108681.8516 | 85971.882 | 79811.7836 | 82288.0747 | 75416.0483 | 76456.2824 | 75789.7981 | 73473.9736 | 70589.3446 | 73365.1658 | 60408.4516 | 59875.3483 | 52777.8533
FUELCOST - Fuel Cost
MEAN | [6 empty] | 180176.9284 | 155004.6471 | 125978.1317 | 132235.3725 | 147808.8794 | 143212.4254 | 157658.0016 | 166550.6037 | 160056.2994 | 168577.3947 | 165320.2147 | 149001.106 | 147915.2306 | 137248.1006
P5 | [6 empty] | 81442.9997 | 78769.8459 | 56243.1005 | 77828.4582 | 89047.9742 | 89249.6527 | 100007.4142 | 95770.4956 | 88301.6006 | 94824.2001 | 108330.8208 | 98545.3001 | 97582.8413 | 85950.336
P95 | [6 empty] | 295989.1891 | 304187.5042 | 256241.6625 | 218647.2173 | 244364.9986 | 222304.3776 | 236118.6823 | 273318.0105 | 251908.8187 | 240056.6434 | 247111.5467 | 209197.7713 | 204373.2422 | 197622.897
NETPOS - Net Position (MWh)
MEAN | [6 empty] | 10633.9572 | 8835.1522 | 6803.4592 | 6977.1122 | 7443.1919 | 6973.7408 | 7319.1474 | 7302.4022 | 6877.0566 | 7049.8991 | 6796.8151 | 5904.7762 | 5668.7874 | 5112.0345
P5 | [6 empty] | 7043.18 | 5972.61 | 4265.4647 | 5215.54 | 5715.255 | 5456.52 | 5798.28 | 5574.1397 | 5124.735 | 5241.6 | 5562.57 | 4790.5 | 4550.56 | 3982.95
P95 | [6 empty] | 14467.1467 | 12757.045 | 10083.42 | 9355.38 | 9638.5 | 8826.2 | 9032.4409 | 8947.205 | 8667.45 | 8320.0355 | 8641.56 | 7110.375 | 7043.33 | 6204.05
NETREVENUE - Net Revenue $
MEAN | [6 empty] | 80112.3554 | 67120.6494 | 50773.7312 | 62101.2376 | 64597.5837 | 64792.839 | 74411.3322 | 78143.5037 | 76916.1587 | 84441.8558 | 77102.2464 | 65573.7758 | 65535.6029 | 55360.1608
P5 | [6 empty] | 31977.4927 | 33143.7394 | 21939.2666 | 35378.4686 | 33576.6699 | 34218.3046 | 40063.1937 | 44875.5649 | 43709.7993 | 48774.5455 | 48238.9012 | 37837.7922 | 40818.8709 | 29976.5342
P95 | [6 empty] | 136752.9405 | 123913.2351 | 98274.35 | 101151.572 | 116483.5243 | 96783.4649 | 109471.9171 | 119471.5779 | 124875.0477 | 125253.3482 | 126691.5293 | 98239.5638 | 93260.1287 | 81269.8841
STARTS - Number Starts
MEAN | [6 empty] | 121.43 | 107.84 | 93.54 | 93.38 | 101.73 | 94.35 | 97.76 | 96.26 | 93.54 | 90.91 | 92.1 | 82.61 | 81.15 | 74.72
P5 | [6 empty] | 101.5 | 84 | 71.5 | 76.5 | 81.5 | 77.5 | 79.5 | 76 | 72 | 67 | 75.5 | 62.5 | 61.5 | 55
P95 | [6 empty] | 145 | 128.5 | 115.5 | 110.5 | 124 | 113 | 118 | 115 | 113.5 | 110 | 113.5 | 97 | 100.5 | 93
VOMCOSTS - VOM Costs
MEAN | [6 empty] | 7550.1096 | 6361.3096 | 5034.5598 | 5232.8341 | 5731.2577 | 5439.5178 | 5855.3179 | 5987.9698 | 5707.957 | 5992.4142 | 5913.2291 | 5196.2031 | 5101.9087 | 4703.0717
P5 | [6 empty] | 5000.6578 | 4300.2792 | 3156.4439 | 3911.655 | 4400.7464 | 4256.0856 | 4638.624 | 4570.7946 | 4253.5301 | 4455.36 | 4839.4359 | 4215.64 | 4095.504 | 3664.314
P95 | [6 empty] | 10271.6741 | 9185.0724 | 7461.7308 | 7016.535 | 7421.645 | 6884.436 | 7225.9527 | 7336.7081 | 7193.9835 | 7072.0302 | 7518.1572 | 6257.13 | 6338.997 | 5707.726
16069: New 2025JAN 18V50DF_NG_B #8
CAPACITYFACTOR - Net Generation Capacity Factor
MEAN | [6 empty] | 0.17236 | 0.14365 | 0.11074 | 0.11242 | 0.12201 | 0.11628 | 0.11833 | 0.11911 | 0.11095 | 0.11396 | 0.10981 | 0.096249 | 0.092451 | 0.082338
P5 | [6 empty] | 0.1075 | 0.095498 | 0.066657 | 0.082815 | 0.092119 | 0.090347 | 0.093729 | 0.090026 | 0.084742 | 0.085755 | 0.088929 | 0.075329 | 0.071735 | 0.062898
P95 | [6 empty] | 0.23357 | 0.20203 | 0.16747 | 0.15113 | 0.15951 | 0.14676 | 0.14138 | 0.14881 | 0.14336 | 0.13494 | 0.13843 | 0.11673 | 0.11392 | 0.09921
CO2EMISSIONS - CO2 Emissions
MEAN | [6 empty] | 5499.3457 | 4585.6748 | 3507.4611 | 3614.9441 | 3880.2548 | 3694.0558 | 3800.1183 | 3758.8389 | 3540.9392 | 3661.9355 | 3510.3292 | 3084.6722 | 2954.2812 | 2615.6209
P5 | [6 empty] | 3407.2475 | 3038.2195 | 2109.8713 | 2660.058 | 2919.168 | 2881.594 | 3014.988 | 2815.2148 | 2699.992 | 2749.8308 | 2818.1663 | 2409.066 | 2290.575 | 1987.248
P95 | [6 empty] | 7452.415 | 6507.695 | 5354.8287 | 4859.7215 | 5067.771 | 4651.6658 | 4581.811 | 4714.0193 | 4562.4802 | 4323.9955 | 4411.2608 | 3722.7052 | 3625.653 | 3171.7675
FUELCONSUMED - Fuel Consumed
MEAN | [6 empty] | 89641.3435 | 74752.1435 | 57180.3513 | 58918.5396 | 63247.4636 | 60211.7775 | 61946.9523 | 61264.383 | 57721.6857 | 59687.8752 | 57221.5956 | 50286.0767 | 48150.7032 | 42633.4603
P5 | [6 empty] | 55539.474 | 49526.5481 | 34396.0448 | 43355.0898 | 47581.7126 | 46968.7306 | 49148.0781 | 45884.3193 | 44013.0502 | 44820.7788 | 45938.6479 | 39272.385 | 37333.2041 | 32391.2532
P95 | [6 empty] | 121477.2203 | 106083.3797 | 87297.581 | 79206.7413 | 82603.8614 | 75821.1443 | 74689.4071 | 76833.1299 | 74374.2493 | 70479.1464 | 71907.9876 | 60687.2181 | 59093.1288 | 51698.4146
FUELCOST - Fuel Cost
MEAN | [6 empty] | 178586.5175 | 154246.9563 | 124368.1387 | 131107.7017 | 147256.953 | 144591.0541 | 157848.5388 | 165268.7165 | 158703.7087 | 168445.0146 | 164324.6343 | 149468.3874 | 147977.4036 | 134779.885
P5 | [6 empty] | 75022.4771 | 77295.8037 | 54180.1803 | 77038.8389 | 83853.8729 | 90492.9151 | 98667.838 | 92513.8369 | 88117.3434 | 95530.3141 | 104667.9046 | 95660.6522 | 99616.4489 | 79517.6859
P95 | [6 empty] | 293718.7496 | 302373.7313 | 248032.0972 | 217414.9762 | 242620.5545 | 225991.2914 | 242479.1052 | 278256.1688 | 242218.3155 | 238032.4947 | 246485.8468 | 210950.9858 | 213020.2314 | 197951.6039
NETPOS - Net Position (MWh)
MEAN | [6 empty] | 10530.1441 | 8775.0237 | 6707.6199 | 6906.7147 | 7408.7638 | 7047.3268 | 7318.211 | 7232.5365 | 6808.6702 | 7035.495 | 6740.4952 | 5919.4419 | 5664.1059 | 5011.5462
P5 | [6 empty] | 6523.865 | 5814.34 | 4035.2 | 5082.66 | 5574.24 | 5497.92 | 5806.72 | 5417.275 | 5192.055 | 5283.6 | 5411.55 | 4623 | 4391.625 | 3807.6
P95 | [6 empty] | 14269.66 | 12453.21 | 10239.5389 | 9284.855 | 9675.9 | 8872.5018 | 8823.95 | 9069.15 | 8772.42 | 8307.46 | 8469.495 | 7143.875 | 6951.315 | 6076.9931
NETREVENUE - Net Revenue $
MEAN | [6 empty] | 80869.7166 | 67465.924 | 51131.3662 | 62546.2435 | 64923.6901 | 64539.7713 | 74465.3948 | 78381.9118 | 77454.6049 | 84793.6112 | 77272.8304 | 65560.7162 | 66025.177 | 55612.2326
P5 | [6 empty] | 32820.8051 | 32890.0867 | 23090.585 | 35818.263 | 33217.6197 | 34826.516 | 40985.2375 | 44190.8337 | 44210.0325 | 50859.3537 | 47284.3773 | 37584.8961 | 39354.4512 | 30535.3055
P95 | [6 empty] | 136808.9912 | 117879.2578 | 98781.0396 | 101367.3804 | 116124.6386 | 96702.1469 | 105516.0547 | 119208.497 | 124213.1165 | 121537.5766 | 125446.5227 | 99532.9298 | 93851.8748 | 80801.2083
STARTS - Number Starts
MEAN | [6 empty] | 120.85 | 107.38 | 92.21 | 92.42 | 101.25 | 95.2 | 97.82 | 96.02 | 92.56 | 90.85 | 91.64 | 82.59 | 80.23 | 73.98
P5 | [6 empty] | 100.5 | 82 | 71 | 76 | 79.5 | 77 | 77 | 72.5 | 72.5 | 68.5 | 76.5 | 63.5 | 62 | 55
P95 | [6 empty] | 146 | 128.5 | 113.5 | 111 | 122 | 114 | 118 | 116.5 | 113.5 | 110.5 | 112.5 | 98 | 97.5 | 91.5
VOMCOSTS - VOM Costs
MEAN | [6 empty] | 7476.4023 | 6318.0171 | 4963.6387 | 5180.036 | 5704.7481 | 5496.9149 | 5854.5688 | 5930.6799 | 5651.1962 | 5980.1707 | 5864.2308 | 5209.1089 | 5097.6953 | 4610.6225
P5 | [6 empty] | 4631.9441 | 4186.3248 | 2986.048 | 3811.995 | 4292.1648 | 4288.3776 | 4645.376 | 4442.1655 | 4309.4056 | 4491.06 | 4708.0485 | 4068.24 | 3952.4625 | 3502.992
P95 | [6 empty] | 10131.4586 | 8966.3112 | 7577.2588 | 6963.6412 | 7450.443 | 6920.5514 | 7059.16 | 7436.703 | 7281.1086 | 7061.341 | 7368.4606 | 6286.61 | 6256.1835 | 5590.8337
16069: New 2025JAN 18V50DF_NG_B #9
CAPACITYFACTOR - Net Generation Capacity Factor
MEAN | [6 empty] | 0.17175 | 0.14268 | 0.11062 | 0.11205 | 0.1212 | 0.11539 | 0.1199 | 0.11996 | 0.11117 | 0.11495 | 0.10961 | 0.095731 | 0.091313 | 0.081772
P5 | [6 empty] | 0.1136 | 0.093076 | 0.067192 | 0.083898 | 0.09009 | 0.089335 | 0.092501 | 0.090082 | 0.08426 | 0.087186 | 0.089052 | 0.075852 | 0.07229 | 0.061672
P95 | [6 empty] | 0.23759 | 0.20339 | 0.16791 | 0.15235 | 0.15915 | 0.14587 | 0.14672 | 0.14904 | 0.14345 | 0.13667 | 0.13707 | 0.11734 | 0.11444 | 0.10133
CO2EMISSIONS - CO2 Emissions
MEAN | [6 empty] | 5479.7151 | 4548.5073 | 3512.3759 | 3603.5212 | 3851.8723 | 3663.4151 | 3847.0411 | 3794.491 | 3551.7868 | 3689.1506 | 3505.9626 | 3064.4358 | 2917.194 | 2598.749
P5 | [6 empty] | 3570.9575 | 2983.977 | 2144.6732 | 2690.4835 | 2867.04 | 2842.5363 | 2984.3122 | 2845.8625 | 2686.864 | 2802.2917 | 2844.3818 | 2439.6157 | 2312.39 | 1961.1
P95 | [6 empty] | 7574.4155 | 6427.336 | 5360.5108 | 4879.1135 | 5077.119 | 4660.3422 | 4700.1317 | 4700.218 | 4600.51 | 4392.9293 | 4395.4655 | 3775.414 | 3669.283 | 3242.352
FUELCONSUMED - Fuel Consumed
MEAN | [6 empty] | 89321.3257 | 74146.267 | 57260.4506 | 58732.416 | 62784.8043 | 59712.3269 | 62711.8799 | 61845.5253 | 57898.5886 | 60131.4382 | 57150.4562 | 49956.2383 | 47546.2374 | 42358.4745
P5 | [6 empty] | 58207.873 | 48642.4836 | 34963.4022 | 43850.9814 | 46732.0392 | 46332.1062 | 48648.025 | 46383.8375 | 43799.0484 | 45675.8652 | 46365.9842 | 39770.4044 | 37688.7585 | 31965.0525
P95 | [6 empty] | 123465.8386 | 104773.5855 | 87390.2756 | 79522.6404 | 82756.8369 | 75961.8244 | 76618.1834 | 76607.5634 | 74994.9234 | 71603.8474 | 71650.0463 | 61546.7816 | 59804.2375 | 52848.8868
FUELCOST - Fuel Cost
MEAN | [6 empty] | 178010.1689 | 153059.166 | 124545.8446 | 130723.991 | 146483.8887 | 143328.4358 | 159733.4958 | 166746.113 | 159236.3865 | 170098.8967 | 164069.8578 | 148637.7522 | 146040.3084 | 133917.7599
P5 | [6 empty] | 78390.1585 | 76194.4694 | 54519.2581 | 77157.4015 | 82964.5366 | 87422.8991 | 100936.6158 | 93192.8817 | 89646.1256 | 94878.5144 | 104603.4714 | 96614.4099 | 98558.4096 | 80569.5542
P95 | [6 empty] | 293158.8081 | 297803.3704 | 251931.2341 | 218991.4157 | 235537.3779 | 220604.4235 | 248743.2207 | 272995.9399 | 250693.9567 | 243425.9305 | 247824.7895 | 222618.5527 | 208070.9003 | 198628.4061
NETPOS - Net Position (MWh)
MEAN | [6 empty] | 10492.6998 | 8703.9131 | 6717.0618 | 6884.7646 | 7354.6389 | 6988.9159 | 7408.503 | 7301.0418 | 6829.3929 | 7087.961 | 6732.0598 | 5880.4752 | 5592.9998 | 4979.1759
P5 | [6 empty] | 6837.8447 | 5710.145 | 4101.76 | 5140.795 | 5474.7 | 5423.4 | 5747.64 | 5476.25 | 5166.81 | 5384.4 | 5461.89 | 4681.625 | 4433.45 | 3757.5
P95 | [6 empty] | 14503.2853 | 12299.035 | 10249.82 | 9322.295 | 9692.2 | 8890.7292 | 9051.83 | 9044.165 | 8843.585 | 8437.17 | 8440.34 | 7244.24 | 7034.965 | 6212.4
NETREVENUE - Net Revenue $
MEAN | [6 empty] | 81378.7284 | 67571.0662 | 51136.6243 | 62411.2151 | 65261.7688 | 64240.4836 | 74040.661 | 78327.0795 | 76944.8904 | 84114.9707 | 76748.9415 | 65827.7172 | 66207.665 | 55909.2996
P5 | [6 empty] | 32930.3523 | 34658.6011 | 23738.0676 | 37155.0333 | 35025.4184 | 33719.9533 | 40476.5083 | 45349.1744 | 42692.1399 | 51974.7473 | 47655.3962 | 38819.2766 | 41876.5646 | 32221.2538
P95 | [6 empty] | 139229.9619 | 120090.1749 | 98563.2587 | 100116.6519 | 113775.7095 | 96317.4645 | 107491.6267 | 118758.3323 | 125173.8008 | 123044.8358 | 123684.6575 | 97350.8167 | 94507.8278 | 80672.1441
STARTS - Number Starts
MEAN | [6 empty] | 120.26 | 106.94 | 92 | 93.02 | 100.02 | 95.19 | 99.21 | 96.61 | 92.1 | 90.88 | 91.63 | 81.89 | 79.94 | 74.27
P5 | [6 empty] | 101 | 80 | 69.5 | 74 | 77.5 | 76.5 | 80.5 | 75 | 73.5 | 69 | 74 | 64 | 62.5 | 56
P95 | [6 empty] | 143 | 130.5 | 113.5 | 112 | 124 | 113 | 117 | 113.5 | 114.5 | 111 | 110 | 98 | 97.5 | 92.5
VOMCOSTS - VOM Costs
MEAN | [6 empty] | 7449.8169 | 6266.8174 | 4970.6257 | 5163.5735 | 5663.072 | 5451.3544 | 5926.8024 | 5986.8543 | 5668.3961 | 6024.7669 | 5856.892 | 5174.8182 | 5033.6998 | 4580.8418
P5 | [6 empty] | 4854.8698 | 4111.3044 | 3035.3024 | 3855.5963 | 4215.519 | 4230.252 | 4598.112 | 4490.525 | 4288.4523 | 4576.74 | 4751.8443 | 4119.83 | 3990.105 | 3456.9
P95 | [6 empty] | 10297.3325 | 8855.3052 | 7584.8668 | 6991.7212 | 7462.994 | 6934.7687 | 7241.464 | 7416.2153 | 7340.1755 | 7171.5945 | 7343.0958 | 6374.9312 | 6331.4685 | 5715.408
16069: New 2025JAN J920_A #1
CAPACITYFACTOR - Net Generation Capacity Factor
MEAN | [6 empty] | 0.37871 | 0.32435 | 0.2723 | 0.25621 | 0.26766 | 0.2368 | 0.25934 | 0.25291 | 0.23672 | 0.2319 | 0.22792 | 0.20958 | 0.20069 | 0.18916
P5 | [6 empty] | 0.33886 | 0.2791 | 0.23841 | 0.22349 | 0.23931 | 0.20198 | 0.22781 | 0.21815 | 0.20326 | 0.19687 | 0.19346 | 0.17119 | 0.16837 | 0.15854
P95 | [6 empty] | 0.41782 | 0.36576 | 0.33179 | 0.2973 | 0.30045 | 0.2815 | 0.2953 | 0.29632 | 0.27283 | 0.26585 | 0.26752 | 0.24719 | 0.23807 | 0.22164
CO2EMISSIONS - CO2 Emissions
MEAN | [6 empty] | 6054.9361 | 5176.7492 | 4322.718 | 4131.7166 | 4258.7272 | 3771.1026 | 4167.1494 | 4008.989 | 3782.5601 | 3737.4058 | 3655.6014 | 3363.7383 | 3218.4984 | 3017.0338
P5 | [6 empty] | 5378.4067 | 4391.1107 | 3771.622 | 3644.0783 | 3798.3225 | 3218.1067 | 3651.5808 | 3446.155 | 3245.3825 | 3171.0568 | 3108.735 | 2756.0228 | 2698.627 | 2554.8575
P95 | [6 empty] | 6699.4192 | 5887.1538 | 5230.5965 | 4819.7198 | 4808.493 | 4502.6952 | 4730.0468 | 4696.517 | 4387.733 | 4277.1315 | 4295.0395 | 3968.357 | 3830.9157 | 3542.7565
FUELCONSUMED - Fuel Consumed
MEAN | [6 empty] | 102516.3625 | 87629.6655 | 73179.392 | 69943.7739 | 72103.0726 | 63845.3647 | 70558.6629 | 67852.087 | 64041.1705 | 63276.0647 | 61889.3589 | 56943.4469 | 54489.6245 | 51077.95
P5 | [6 empty] | 91061.6113 | 74331.6221 | 63849.4012 | 61688.6664 | 64307.491 | 54482.8331 | 61828.3139 | 58342.4418 | 54946.0099 | 53687.9299 | 52630.4256 | 46655.1014 | 45688.4837 | 43252.8873
P95 | [6 empty] | 113428.5148 | 99656.8411 | 88550.104 | 81590.7133 | 81412.4802 | 76233.4063 | 80089.0164 | 79455.5661 | 74287.29 | 72413.3655 | 72715.965 | 67179.7249 | 64858.9659 | 59979.7451
FUELCOST - Fuel Cost
MEAN | [6 empty] | 192417.0999 | 172150.1204 | 150587.1074 | 150282.8942 | 163745.4945 | 151448.4938 | 177074.8998 | 179769.8371 | 173602.318 | 177329.8612 | 177260.2702 | 169183.696 | 167685.6744 | 161836.1999
P5 | [6 empty] | 126881.4799 | 114310.8775 | 99205.031 | 108306.578 | 115925.6727 | 102337.3225 | 126545.0676 | 118894.1806 | 113799.3105 | 116201.6095 | 121129.1426 | 110219.0239 | 119340.4982 | 107417.4767
P95 | [6 empty] | 262233.0813 | 264006.377 | 253836.0067 | 220901.0706 | 238911.6297 | 225663.311 | 250517.2218 | 280174.0751 | 244195.0033 | 241719.7388 | 247823.1756 | 238731.8095 | 233323.7476 | 230230.9257
NETPOS - Net Position (MWh)
MEAN | [6 empty] | 12573.398 | 10738.6261 | 8961.4773 | 8558.4973 | 8815.2182 | 7798.78 | 8698.8899 | 8359.6522 | 7881.932 | 7781.1681 | 7607.4071 | 6992.9701 | 6687.0352 | 6263.1187
P5 | [6 empty] | 11171.675 | 9111.2209 | 7822.6104 | 7551.4012 | 7867.0289 | 6658.6382 | 7626.43 | 7192.85 | 6767.93 | 6605.3754 | 6475.2 | 5735.155 | 5610.76 | 5309.49
P95 | [6 empty] | 13907.5906 | 12200.4265 | 10828.8633 | 9980.8052 | 9936.2764 | 9291.2483 | 9877.24 | 9779.9051 | 9139.9677 | 8903.1665 | 8927.2511 | 8245.3464 | 7952.7416 | 7340.7018
NETREVENUE - Net Revenue $
MEAN | [6 empty] | 30398.1316 | 22507.8206 | 13485.7468 | 22461.1706 | 23810.918 | 28444.7515 | 29445.174 | 33323.1171 | 33706.3104 | 37957.0391 | 35218.6389 | 27688.4423 | 28207.2627 | 21302.0854
P5 | [6 empty] | -9097.6046 | -4291.7874 | -11778.1242 | 439.0797 | 2290.8863 | 9721.0024 | 5162.2687 | 11314.0616 | 12187.0008 | 16935.5254 | 18518.4705 | 13245.1762 | 14525.2107 | 7073.4946
P95 | [6 empty] | 68837.6833 | 63033.3421 | 46635.4048 | 50908.9596 | 53360.9551 | 45832.0528 | 50481.6474 | 57540.4855 | 59319.0073 | 58782.3919 | 65146.7923 | 46837.8422 | 44840.6653 | 35233.4038
STARTS - Number Starts
MEAN | [6 empty] | 179.85 | 177.03 | 167.83 | 167.93 | 174.12 | 149.08 | 173.93 | 167.38 | 164.43 | 157.56 | 156.35 | 146.43 | 144.07 | 136.42
P5 | [6 empty] | 146.5 | 151 | 140 | 144.5 | 148.5 | 129 | 148 | 140.5 | 141 | 134 | 131 | 125 | 123 | 112.5
P95 | [6 empty] | 212.5 | 201.5 | 191 | 193.5 | 198.5 | 168 | 199.5 | 193.5 | 191 | 180 | 182 | 168 | 164.5 | 157
VOMCOSTS - VOM Costs
MEAN | [6 empty] | 7041.1029 | 6121.0169 | 5197.6569 | 5049.5134 | 5289.1309 | 4835.2436 | 5480.3006 | 5350.1774 | 5123.2558 | 5213.3827 | 5173.0368 | 4825.1494 | 4747.795 | 4509.4455
P5 | [6 empty] | 6256.138 | 5193.3959 | 4537.114 | 4455.3267 | 4720.2173 | 4128.3557 | 4804.6509 | 4603.424 | 4399.1545 | 4425.6015 | 4403.136 | 3957.2569 | 3983.6396 | 3822.8328
P95 | [6 empty] | 7788.2507 | 6954.2431 | 6280.7407 | 5888.675 | 5961.7659 | 5760.5739 | 6222.6612 | 6259.1393 | 5940.979 | 5965.1215 | 6070.5307 | 5689.289 | 5646.4465 | 5285.3053
16069: New 2026JAN 18V50DF_NG_B #1
CAPACITYFACTOR - Net Generation Capacity Factor
MEAN | [7 empty] | 0.13989 | 0.10686 | 0.10879 | 0.11617 | 0.11251 | 0.11788 | 0.11985 | 0.11278 | 0.11503 | 0.11044 | 0.095799 | 0.092375 | 0.081713
P5 | [7 empty] | 0.089516 | 0.064252 | 0.078184 | 0.082769 | 0.084815 | 0.093167 | 0.088706 | 0.085778 | 0.089101 | 0.088133 | 0.076244 | 0.073671 | 0.062387
P95 | [7 empty] | 0.19833 | 0.16723 | 0.15249 | 0.15956 | 0.1466 | 0.1459 | 0.14633 | 0.14347 | 0.13715 | 0.13879 | 0.11348 | 0.11341 | 0.099763
CO2EMISSIONS - CO2 Emissions
MEAN | [7 empty] | 4456.4104 | 3391.0745 | 3498.1603 | 3692.6615 | 3572.2865 | 3782.0975 | 3786.4816 | 3598.7357 | 3694.185 | 3531.802 | 3066.0973 | 2948.891 | 2595.5443
P5 | [7 empty] | 2872.6245 | 2048.9677 | 2507.9305 | 2636.808 | 2690.645 | 2984.3122 | 2802.08 | 2741.7308 | 2828.5222 | 2848.751 | 2409.066 | 2356.02 | 1974.174
P95 | [7 empty] | 6325.2132 | 5321.3585 | 4888.141 | 5084.13 | 4697.2683 | 4709.908 | 4619.387 | 4582.339 | 4439.6795 | 4426.3855 | 3652.8773 | 3601.8223 | 3172.624
FUELCONSUMED - Fuel Consumed
MEAN | [7 empty] | 72644.9847 | 55282.9584 | 57015.105 | 60189.6862 | 58227.0181 | 61653.1482 | 61714.9239 | 58663.8675 | 60213.4785 | 57571.6341 | 49983.2924 | 48062.8685 | 42306.2172
P5 | [7 empty] | 46827.173 | 33403.1693 | 40875.6321 | 42979.3148 | 43856.3448 | 48648.025 | 45670.24 | 44693.5899 | 46103.4084 | 46437.2069 | 39272.385 | 38399.8671 | 32178.1528
P95 | [7 empty] | 103109.0166 | 86751.9985 | 79670.1003 | 82871.5685 | 76564.9695 | 76778.4667 | 75290.2799 | 74698.1192 | 72364.5744 | 72154.3798 | 59548.8881 | 58704.8757 | 51712.3516
FUELCOST - Fuel Cost
MEAN | [7 empty] | 150395.8364 | 120798.3849 | 127466.4978 | 141095.3126 | 140475.8811 | 157379.1489 | 165936.9044 | 160856.3219 | 169840.0833 | 165303.393 | 148398.3931 | 147122.9823 | 133365.7069
P5 | [7 empty] | 73372.6216 | 53775.7444 | 71945.1112 | 78041.7339 | 82594.3317 | 98400.9118 | 95752.7874 | 91762.0199 | 99498.3508 | 107338.28 | 97721.8699 | 99299.8582 | 83764.8178
P95 | [7 empty] | 297684.3251 | 257319.868 | 219249.9107 | 243266.9301 | 219872.7222 | 246755.1489 | 262916.3545 | 263624.1984 | 246231.3166 | 253215.59 | 215316.2228 | 211353.0531 | 191545.0087
NETPOS - Net Position (MWh)
MEAN | [7 empty] | 8527.6993 | 6485.0654 | 6683.6321 | 7050.6791 | 6814.9818 | 7283.5789 | 7285.7235 | 6919.6995 | 7097.61 | 6781.7063 | 5883.7321 | 5653.7246 | 4973.0902
P5 | [7 empty] | 5497.3984 | 3918.72 | 4791.985 | 5035.065 | 5133.6 | 5747.64 | 5392 | 5271.925 | 5434.8 | 5470.28 | 4623 | 4517.1 | 3782.55
P95 | [7 empty] | 12103.21 | 10174.94 | 9338.77 | 9704.425 | 8958.26 | 9068.29 | 8888.23 | 8810.215 | 8530.13 | 8498.93 | 7009.875 | 6905.235 | 6078.8
NETREVENUE - Net Revenue $
MEAN | [7 empty] | 68680.2115 | 51791.8486 | 62919.2648 | 66846.4324 | 64688.0574 | 74677.2315 | 77933.3754 | 76307.1768 | 84296.6244 | 77345.6818 | 65772.5341 | 65498.6876 | 55698.8111
P5 | [7 empty] | 35402.0603 | 24525.357 | 36444.0947 | 37139.1459 | 35339.5757 | 39444.187 | 43910.9909 | 43231.1611 | 50125.8197 | 47408.8288 | 38575.4412 | 39609.3359 | 30610.0132
P95 | [7 empty] | 121467.4663 | 96902.258 | 101882.6967 | 115872.8905 | 96829.3477 | 109558.3567 | 122867.9565 | 126257.0451 | 122348.8078 | 123931.4592 | 97350.2613 | 94705.5294 | 82971.4783
STARTS - Number Starts
MEAN | [7 empty] | 104.39 | 89.82 | 90.32 | 97.25 | 92.83 | 96.43 | 96.02 | 94.61 | 91.45 | 92.75 | 82.04 | 81.25 | 74.52
P5 | [7 empty] | 79.5 | 67 | 73.5 | 75 | 74.5 | 78 | 71 | 72.5 | 70 | 74 | 64.5 | 66.5 | 55.5
P95 | [7 empty] | 129 | 111 | 110 | 120 | 112 | 116.5 | 114.5 | 117.5 | 114.5 | 112 | 98 | 99.5 | 90
VOMCOSTS - VOM Costs
MEAN | [7 empty] | 6139.9435 | 4798.9484 | 5012.7241 | 5429.0229 | 5315.6858 | 5826.8631 | 5974.2933 | 5743.3506 | 6032.9685 | 5900.0845 | 5177.6843 | 5088.3521 | 4575.243
P5 | [7 empty] | 3958.1268 | 2899.8528 | 3593.9887 | 3877.0001 | 4004.208 | 4598.112 | 4421.44 | 4375.6978 | 4619.58 | 4759.1436 | 4068.24 | 4065.39 | 3479.946
P95 | [7 empty] | 8714.3112 | 7529.4556 | 7004.0775 | 7472.4073 | 6987.4428 | 7254.632 | 7288.3486 | 7312.4784 | 7250.6105 | 7394.0691 | 6168.69 | 6214.7115 | 5592.496
16069: New 2026JAN 18V50DF_NG_B #2
CAPACITYFACTOR - Net Generation Capacity Factor
MEAN | [7 empty] | 0.13882 | 0.10633 | 0.10838 | 0.11512 | 0.11075 | 0.11661 | 0.11902 | 0.11182 | 0.11458 | 0.10902 | 0.095598 | 0.092791 | 0.082014
P5 | [7 empty] | 0.089774 | 0.063266 | 0.079028 | 0.080596 | 0.081224 | 0.091742 | 0.088387 | 0.084461 | 0.086326 | 0.088331 | 0.077815 | 0.073475 | 0.0646
P95 | [7 empty] | 0.20374 | 0.16696 | 0.15119 | 0.15749 | 0.14261 | 0.1468 | 0.14722 | 0.14106 | 0.13581 | 0.1377 | 0.11359 | 0.1155 | 0.098854
CO2EMISSIONS - CO2 Emissions
MEAN | [7 empty] | 4423.9118 | 3368.3773 | 3486.1183 | 3661.9458 | 3517.2342 | 3745.9747 | 3757.8443 | 3564.7314 | 3677.483 | 3486.8793 | 3057.9765 | 2964.833 | 2605.5275
P5 | [7 empty] | 2840.3362 | 1996.7648 | 2551.3955 | 2580.336 | 2590.8308 | 2953.6365 | 2810.8365 | 2699.992 | 2776.0613 | 2818.1663 | 2491.9868 | 2360.383 | 2048.26
P95 | [7 empty] | 6462.588 | 5296.2735 | 4857.7155 | 4984.442 | 4536.2142 | 4715.9755 | 4673.9485 | 4479.0027 | 4372.0847 | 4402.187 | 3639.7845 | 3695.461 | 3120.328
FUELCONSUMED - Fuel Consumed
MEAN | [7 empty] | 72115.1589 | 54912.9301 | 56818.8831 | 59689.0986 | 57329.6746 | 61064.3336 | 61248.1516 | 58109.5131 | 59941.2741 | 56839.3413 | 49850.8981 | 48322.6772 | 42468.9414
P5 | [7 empty] | 46300.9706 | 32552.1331 | 41584.0485 | 42058.8353 | 42229.4159 | 48147.9718 | 45812.9595 | 44013.0502 | 45248.322 | 45938.6479 | 40624.1519 | 38470.978 | 33385.7215
P95 | [7 empty] | 105348.0887 | 86343.2239 | 79174.2088 | 81246.2242 | 73939.7339 | 76876.9154 | 76179.4049 | 73013.17 | 71262.9756 | 71759.7676 | 59335.4512 | 60230.9027 | 50859.9502
FUELCOST - Fuel Cost
MEAN | [7 empty] | 149317.1131 | 119966.0794 | 127040.1673 | 140086.4564 | 138761.6378 | 156209.2124 | 165036.4924 | 159164.5414 | 169130.3995 | 163181.4805 | 147790.4864 | 147978.8199 | 133652.7934
P5 | [7 empty] | 71710.0661 | 50290.5621 | 71672.51 | 75914.1161 | 79033.1788 | 97131.9764 | 95699.2656 | 90035.5443 | 97967.343 | 107195.4776 | 97794.8533 | 97313.0316 | 84822.9811
P95 | [7 empty] | 303390.1746 | 256154.9254 | 217961.5364 | 245844.4391 | 221209.3827 | 250582.3853 | 270239.0395 | 240199.0306 | 246042.258 | 248236.6295 | 211605.5572 | 206519.7513 | 187132.9589
NETPOS - Net Position (MWh)
MEAN | [7 empty] | 8465.6354 | 6441.6752 | 6660.564 | 6991.8831 | 6709.9571 | 7213.9201 | 7230.6847 | 6854.4709 | 7065.4501 | 6695.5107 | 5868.1815 | 5684.3521 | 4992.2103
P5 | [7 empty] | 5435.255 | 3818.88 | 4875.035 | 4927.23 | 4943.16 | 5688.56 | 5408.85 | 5192.055 | 5334 | 5411.55 | 4782.125 | 4525.465 | 3924.5
P95 | [7 empty] | 12365.7379 | 10126.3172 | 9280.635 | 9515.7885 | 8650.8851 | 9081.16 | 8993.615 | 8612.68 | 8399.86 | 8452.855 | 6984.75 | 7085.155 | 5978.6
NETREVENUE - Net Revenue $
MEAN | [7 empty] | 68786.183 | 52262.7377 | 63485.3332 | 66887.1644 | 65355.5252 | 75104.3628 | 78110.8109 | 76807.8691 | 84490.0644 | 77394.9629 | 66195.3392 | 65971.7949 | 55769.8495
P5 | [7 empty] | 35880.0094 | 25216.1148 | 37249.1524 | 37706.908 | 36255.4003 | 42583.9508 | 46049.6457 | 42867.304 | 50894.4946 | 48260.0339 | 38727.6046 | 39533.7349 | 29088.7059
P95 | [7 empty] | 124297.7947 | 102480.4054 | 101196.3146 | 113753.9291 | 94257.5373 | 107956.1363 | 119817.2725 | 121235.0797 | 123934.8689 | 126800.3354 | 98019.5004 | 94760.897 | 83068.0103
STARTS - Number Starts
MEAN | [7 empty] | 104.12 | 89.3 | 89.81 | 96.81 | 92.31 | 95.47 | 96.5 | 93.36 | 91.05 | 91.12 | 82 | 80.98 | 74.57
P5 | [7 empty] | 77.5 | 66.5 | 73.5 | 75.5 | 72 | 76.5 | 73 | 70.5 | 68 | 74.5 | 64.5 | 65.5 | 54.5
P95 | [7 empty] | 128 | 112 | 108 | 120.5 | 113.5 | 118.5 | 116.5 | 113 | 113 | 109 | 97 | 98.5 | 90.5
VOMCOSTS - VOM Costs
MEAN | [7 empty] | 6095.2575 | 4766.8397 | 4995.423 | 5383.75 | 5233.7666 | 5771.1361 | 5929.1615 | 5689.2108 | 6005.6326 | 5825.0943 | 5163.9997 | 5115.9169 | 4592.8335
P5 | [7 empty] | 3913.3836 | 2825.9712 | 3656.2762 | 3793.9671 | 3855.6648 | 4550.848 | 4435.257 | 4309.4056 | 4533.9 | 4708.0485 | 4208.27 | 4072.9185 | 3610.54
P95 | [7 empty] | 8903.3313 | 7493.4747 | 6960.4762 | 7327.1572 | 6747.6904 | 7264.928 | 7374.7643 | 7148.5244 | 7139.881 | 7353.9838 | 6146.58 | 6376.6395 | 5500.312
16069: New 2026JAN J920_B #1
CAPACITYFACTOR - Net Generation Capacity Factor
MEAN | [7 empty] | 0.33902 | 0.29845 | 0.27835 | 0.28776 | 0.31853 | 0.27303 | 0.26473 | 0.24734 | 0.24191 | 0.23414 | 0.21486 | 0.2039 | 0.19114
P5 | [7 empty] | 0.29762 | 0.26569 | 0.24614 | 0.259 | 0.28828 | 0.24481 | 0.23121 | 0.21518 | 0.20528 | 0.20052 | 0.17597 | 0.16695 | 0.15847
P95 | [7 empty] | 0.37666 | 0.34134 | 0.3107 | 0.31785 | 0.35166 | 0.30996 | 0.29892 | 0.27971 | 0.27369 | 0.26579 | 0.25129 | 0.24233 | 0.22891
CO2EMISSIONS - CO2 Emissions
MEAN | [7 empty] | 5414.7143 | 4743.312 | 4490.3307 | 4589.153 | 5075.8276 | 4392.3305 | 4193.0833 | 3949.4599 | 3893.6342 | 3757.2763 | 3450.0389 | 3263.7259 | 3048.3769
P5 | [7 empty] | 4763.542 | 4239.1835 | 3977.5167 | 4103.8708 | 4557.1915 | 3939.165 | 3645.5867 | 3399.9333 | 3306.055 | 3219.2955 | 2815.193 | 2658.019 | 2524.3122
P95 | [7 empty] | 5970.061 | 5432.755 | 5031.257 | 5142.004 | 5570.2312 | 4951.1315 | 4732.747 | 4521.8705 | 4422.5592 | 4283.5347 | 4036.5135 | 3875.196 | 3665.3637
FUELCONSUMED - Fuel Consumed
MEAN | [7 empty] | 91657.8593 | 80299.5711 | 76014.6344 | 77697.4126 | 85934.9305 | 74371.5791 | 70967.4078 | 66866.9659 | 65921.1279 | 63610.7467 | 58404.5579 | 55255.4837 | 51608.5985
P5 | [7 empty] | 80635.4199 | 71764.2875 | 67332.8267 | 69481.4037 | 77153.9679 | 66697.5098 | 61703.6407 | 57562.6479 | 55972.504 | 54502.6646 | 47656.6341 | 45000.1804 | 42736.0025
P95 | [7 empty] | 101061.4936 | 91972.6678 | 85172.2197 | 87059.7496 | 94306.9424 | 83834.4889 | 80060.0478 | 76558.4816 | 74875.3974 | 72521.3647 | 68333.9464 | 65607.6737 | 62054.9797
FUELCOST - Fuel Cost
MEAN | [7 empty] | 179465.0958 | 163996.0543 | 162472.677 | 175687.3 | 198941.1188 | 186164.682 | 187334.6244 | 180777.9179 | 184484.3348 | 181914.6849 | 173422.6907 | 170382.5048 | 163847.821
P5 | [7 empty] | 123002.3896 | 112241.1481 | 119898.5246 | 125968.8402 | 154572.7037 | 136529.3271 | 128136.1056 | 119499.2547 | 121279.2782 | 125559.5108 | 110709.7741 | 117910.3436 | 107002.9097
P95 | [7 empty] | 270314.2838 | 260451.0099 | 228706.2259 | 254859.0941 | 258468.8642 | 256196.7721 | 284465.4616 | 245016.5881 | 247509.212 | 256831.9205 | 241203.2778 | 240963.4173 | 235562.1263
NETPOS - Net Position (MWh)
MEAN | [7 empty] | 11231.6375 | 9833.1261 | 9300.7266 | 9498.8442 | 10495.3457 | 9167.8695 | 8743.301 | 8228.5481 | 8105.5372 | 7818.4997 | 7171.2975 | 6780.3857 | 6327.381
P5 | [7 empty] | 9884.5653 | 8791.2414 | 8242.4889 | 8495.0015 | 9420.313 | 8229.1271 | 7602.9138 | 7090.075 | 6887.9857 | 6701.953 | 5858.33 | 5526.5726 | 5244.6108
P95 | [7 empty] | 12373.5005 | 11252.56 | 10414.6137 | 10624.8945 | 11512.304 | 10329.024 | 9851.51 | 9418.4395 | 9203.0006 | 8902.6959 | 8374.123 | 8046.3718 | 7589.1599
NETREVENUE - Net Revenue $
MEAN | [7 empty] | 21432.4311 | 8373.666 | 17888.0491 | 19707.4758 | 6808.8962 | 26598.2875 | 31107.4084 | 31720.0233 | 35806.6403 | 33678.605 | 26469.9301 | 27492.9025 | 20703.5003
P5 | [7 empty] | -7952.9702 | -20009.2777 | -4567.6128 | -5573.6116 | -20465.9625 | 3617.9667 | 6797.1739 | 7651.9668 | 12966.4855 | 15946.4309 | 9810.694 | 13044.1218 | 7743.0514
P95 | [7 empty] | 60181.6691 | 44324.1001 | 47980.9667 | 52277.2001 | 34679.5912 | 51379.1765 | 57357.5228 | 60005.813 | 57312.3022 | 62544.092 | 44475.1429 | 43182.2666 | 34728.0693
STARTS - Number Starts
MEAN | [7 empty] | 124.69 | 111.74 | 112.19 | 118.73 | 161.35 | 122.35 | 119.53 | 120.72 | 116.71 | 123.99 | 116.1 | 116.55 | 110.96
P5 | [7 empty] | 106.5 | 95 | 96.5 | 95.5 | 133 | 104 | 99.5 | 99.5 | 96 | 106 | 95 | 96.5 | 89
P95 | [7 empty] | 144 | 128.5 | 132 | 137 | 189 | 144.5 | 144 | 139.5 | 136 | 147.5 | 137 | 135.5 | 131.5
VOMCOSTS - VOM Costs
MEAN | [7 empty] | 6402.0334 | 5703.2131 | 5487.4287 | 5699.3065 | 6402.1609 | 5775.7578 | 5595.7126 | 5348.5562 | 5430.71 | 5316.5798 | 4948.1953 | 4814.0738 | 4555.7143
P5 | [7 empty] | 5634.2022 | 5098.92 | 4863.0685 | 5097.0009 | 5746.3909 | 5184.3501 | 4865.8648 | 4608.5487 | 4614.9504 | 4557.3281 | 4042.2477 | 3923.8665 | 3776.1197
P95 | [7 empty] | 7052.8953 | 6526.4848 | 6144.6221 | 6374.9367 | 7022.5054 | 6507.2851 | 6304.9664 | 6121.9857 | 6166.0104 | 6053.8332 | 5778.1449 | 5712.924 | 5464.1951
16069: New 2027JAN J920_B #1
CAPACITYFACTOR - Net Generation Capacity Factor
MEAN | [8 empty] | 0.29873 | 0.27909 | 0.28644 | 0.31907 | 0.27304 | 0.26439 | 0.24787 | 0.24279 | 0.23664 | 0.21998 | 0.20473 | 0.19302
P5 | [8 empty] | 0.26556 | 0.24856 | 0.25805 | 0.28763 | 0.24164 | 0.23048 | 0.21599 | 0.20433 | 0.20614 | 0.18767 | 0.16968 | 0.16266
P95 | [8 empty] | 0.34194 | 0.31769 | 0.31656 | 0.35096 | 0.30705 | 0.29974 | 0.28207 | 0.2754 | 0.27281 | 0.25184 | 0.24069 | 0.22597
CO2EMISSIONS - CO2 Emissions
MEAN | [8 empty] | 4744.916 | 4504.3918 | 4557.7993 | 5078.2148 | 4393.2054 | 4188.7524 | 3961.1179 | 3916.1002 | 3801.4203 | 3532.0922 | 3274.3615 | 3077.2932
P5 | [8 empty] | 4241.6547 | 4001.483 | 4128.0265 | 4522.4642 | 3888.7455 | 3639.6103 | 3415.9322 | 3291.2137 | 3314.2075 | 2997.359 | 2692.966 | 2551.496
P95 | [8 empty] | 5425.072 | 5131.7508 | 5081.1573 | 5605.171 | 4951.308 | 4746.2325 | 4530.8048 | 4449.0235 | 4395.7757 | 4047.6415 | 3867.2258 | 3595.9163
FUELCONSUMED - Fuel Consumed
MEAN | [8 empty] | 80326.8476 | 76252.651 | 77166.5584 | 85975.2147 | 74386.3234 | 70894.9144 | 67064.3322 | 66301.4125 | 64358.0542 | 59793.43 | 55435.4983 | 52098.1141
P5 | [8 empty] | 71806.7332 | 67739.0901 | 69889.7303 | 76566.3366 | 65844.144 | 61617.4823 | 57833.4093 | 55720.6437 | 56109.4333 | 50740.7501 | 45592.1414 | 43195.9571
P95 | [8 empty] | 91841.8839 | 86872.8947 | 86028.256 | 94896.5384 | 83838.0465 | 80286.1671 | 76709.6248 | 75323.8124 | 74420.576 | 68521.6384 | 65473.4695 | 60880.3012
FUELCOST - Fuel Cost
MEAN | [8 empty] | 163972.1441 | 162924.9023 | 174376.5929 | 199038.9544 | 186313.4073 | 187268.3227 | 181147.3944 | 185465.8422 | 183523.597 | 176745.786 | 170655.1354 | 165089.7689
P5 | [8 empty] | 112845.2078 | 120816.028 | 122133.5972 | 153386.9925 | 136830.9933 | 127964.1401 | 122391.8692 | 123223.8799 | 131610.8422 | 118138.3949 | 118626.3748 | 108815.9807
P95 | [8 empty] | 259414.6787 | 234161.8498 | 252479.5973 | 261347.3072 | 259122.6586 | 284964.6105 | 252996.3192 | 244709.3395 | 258167.2213 | 244634.1348 | 239950.1965 | 237428.2517
NETPOS - Net Position (MWh)
MEAN | [8 empty] | 9836.3204 | 9329.6146 | 9433.8578 | 10500.2575 | 9169.8482 | 8734.5672 | 8253.2709 | 8152.5958 | 7910.9017 | 7342.5881 | 6802.7069 | 6387.8788
P5 | [8 empty] | 8797.362 | 8290.7633 | 8549.6895 | 9348.916 | 8120.9657 | 7596.249 | 7124.5331 | 6856.688 | 6899.8122 | 6235.255 | 5600.1936 | 5302.72
P95 | [8 empty] | 11242.1278 | 10624.3459 | 10514.7148 | 11588.3632 | 10318.0542 | 9878.78 | 9438.5287 | 9263.5395 | 9140.8512 | 8406.2506 | 8023.3819 | 7447.1211
NETREVENUE - Net Revenue $
MEAN | [8 empty] | 8345.4194 | 17449.2966 | 19581.0616 | 6639.2715 | 26451.7787 | 31557.4146 | 31671.9669 | 35473.1424 | 33008.6179 | 25046.4076 | 27541.8055 | 20640.2038
P5 | [8 empty] | -21053.384 | -6009.2278 | -5083.1701 | -22487.8077 | 2256.0209 | 7461.4509 | 7573.9417 | 12457.1945 | 12976.3851 | 7449.4626 | 11978.9782 | 7345.9186
P95 | [8 empty] | 43729.6863 | 47922.6371 | 50124.7348 | 33172.6243 | 50403.7098 | 55544.486 | 60997.52 | 58455.7696 | 64561.8164 | 44698.5298 | 44953.2536 | 34440.8396
STARTS - Number Starts
MEAN | [8 empty] | 111.96 | 112.55 | 119.41 | 160.56 | 121.64 | 120.27 | 120.95 | 116.55 | 123.23 | 115.57 | 115.67 | 110.95
P5 | [8 empty] | 94.5 | 94.5 | 99 | 134 | 103.5 | 101 | 104 | 95 | 106 | 95 | 99 | 88
P95 | [8 empty] | 129.5 | 132.5 | 138.5 | 188 | 140 | 140.5 | 142.5 | 136 | 147 | 136.5 | 134 | 131.5
VOMCOSTS - VOM Costs
MEAN | [8 empty] | 5705.0658 | 5504.4726 | 5660.3147 | 6405.1571 | 5777.0044 | 5590.123 | 5364.6261 | 5462.2392 | 5379.4132 | 5066.3858 | 4829.9219 | 4599.2727
P5 | [8 empty] | 5102.4699 | 4891.5503 | 5129.8137 | 5702.8387 | 5116.2084 | 4861.5994 | 4630.9465 | 4593.981 | 4691.8723 | 4302.326 | 3976.1375 | 3817.9584
P95 | [8 empty] | 6520.4341 | 6268.3641 | 6308.8289 | 7068.9016 | 6500.3741 | 6322.4192 | 6135.0436 | 6206.5715 | 6215.7788 | 5800.3129 | 5696.6011 | 5361.9272
16069: New 2028JAN J920_B #1
CAPACITYFACTOR - Net Generation Capacity Factor
MEAN | [9 empty] | 0.27912 | 0.2859 | 0.31961 | 0.27262 | 0.2644 | 0.24646 | 0.24176 | 0.23886 | 0.21971 | 0.20799 | 0.19597
P5 | [9 empty] | 0.2456 | 0.2576 | 0.29306 | 0.2411 | 0.22532 | 0.21762 | 0.20464 | 0.20905 | 0.18826 | 0.17639 | 0.16758
P95 | [9 empty] | 0.31341 | 0.31782 | 0.35027 | 0.31432 | 0.30251 | 0.28253 | 0.2737 | 0.27223 | 0.24876 | 0.2427 | 0.22671
CO2EMISSIONS - CO2 Emissions
MEAN | [9 empty] | 4497.5904 | 4553.8823 | 5094.2627 | 4384.7712 | 4185.3158 | 3933.4017 | 3893.4214 | 3832.1071 | 3526.512 | 3331.7529 | 3119.9096
P5 | [9 empty] | 3956.1943 | 4098.721 | 4657.504 | 3881.595 | 3570.2288 | 3476.2523 | 3302.67 | 3398.8958 | 3019.0518 | 2807.4983 | 2659.831
P95 | [9 empty] | 5055.713 | 5073.1533 | 5583.2732 | 5047.409 | 4811.3135 | 4522.7097 | 4400.7522 | 4389.066 | 3984.8547 | 3901.7985 | 3573.6562
FUELCONSUMED - Fuel Consumed
MEAN | [9 empty] | 76137.5176 | 77100.2965 | 86246.9565 | 74243.6383 | 70835.8426 | 66595.0518 | 65917.5617 | 64877.5469 | 59698.9108 | 56407.0438 | 52819.6248
P5 | [9 empty] | 66972.276 | 69393.7802 | 78854.5847 | 65723.4559 | 60434.1442 | 58854.3836 | 55915.1491 | 57542.8256 | 51107.9307 | 47531.2301 | 45030.4431
P95 | [9 empty] | 85587.2673 | 85893.2994 | 94524.8693 | 85463.9177 | 81361.1906 | 76572.1572 | 74507.4443 | 74308.0025 | 67458.3425 | 66058.4496 | 60501.8618
FUELCOST - Fuel Cost
MEAN | [9 empty] | 162480.1916 | 174372.0749 | 199678.7437 | 186041.505 | 186944.9726 | 179877.8238 | 184293.9324 | 184728.159 | 176052.006 | 173052.5823 | 166711.9504
P5 | [9 empty] | 118481.5683 | 124348.6543 | 155014.0515 | 137056.7764 | 125668.5836 | 123634.5828 | 127387.5426 | 131838.58 | 120940.4287 | 122157.4107 | 117046.7215
P95 | [9 empty] | 226313.6862 | 246260.6362 | 261781.3435 | 262609.3759 | 285719.4896 | 244447.9236 | 245718.8091 | 250963.3064 | 237173.1717 | 242813.4846 | 238539.9924
NETPOS - Net Position (MWh)
MEAN | [9 empty] | 9315.6108 | 9425.5859 | 10533.6021 | 9152.1703 | 8727.0881 | 8195.5313 | 8105.3777 | 7974.8652 | 7331.4293 | 6922.1961 | 6476.5359
P5 | [9 empty] | 8197.9305 | 8485.5607 | 9619.1723 | 8103.536 | 7448.2975 | 7249.6549 | 6881.1444 | 7076.4 | 6280.835 | 5832.0179 | 5520.6495
P95 | [9 empty] | 10457.1999 | 10494.775 | 11553.6844 | 10530.7834 | 10003.5778 | 9418.4819 | 9156.3222 | 9119.3052 | 8279.4682 | 8099.4327 | 7404.5194
NETREVENUE - Net Revenue $
MEAN | [9 empty] | 17198.4868 | 19777.5749 | 6561.4423 | 26710.2418 | 31120.776 | 31545.3562 | 35807.5664 | 32737.6117 | 25139.1177 | 26690.5586 | 19806.131
P5 | [9 empty] | -6092.6343 | -5674.9388 | -22532.4728 | 1554.9795 | 6536.7455 | 7377.5952 | 10946.2318 | 13197.8384 | 7898.9717 | 11549.7171 | 5416.4029
P95 | [9 empty] | 47840.719 | 52656.1919 | 33190.5787 | 51022.5757 | 55484.255 | 59376.6567 | 59494.2979 | 63535.4841 | 46170.0837 | 43382.1827 | 34511.1656
STARTS - Number Starts
MEAN | [9 empty] | 113.29 | 119.87 | 160.42 | 121.85 | 120.98 | 121.45 | 116.36 | 122.21 | 115.8 | 115.47 | 109.59
P5 | [9 empty] | 96.5 | 102 | 132 | 108.5 | 101.5 | 103.5 | 95 | 104 | 91 | 98 | 90.5
P95 | [9 empty] | 132 | 137.5 | 186 | 140.5 | 144.5 | 140.5 | 138.5 | 143.5 | 136 | 134.5 | 129
VOMCOSTS - VOM Costs
MEAN | [9 empty] | 5496.2104 | 5655.3515 | 6425.4973 | 5765.8673 | 5585.3364 | 5327.0954 | 5430.603 | 5422.9083 | 5058.6862 | 4914.7592 | 4663.1059
P5 | [9 empty] | 4836.779 | 5091.3364 | 5867.6951 | 5105.2277 | 4766.9104 | 4712.2757 | 4610.3667 | 4811.952 | 4333.7761 | 4140.7327 | 3974.8677
P95 | [9 empty] | 6169.7479 | 6296.865 | 7047.7475 | 6634.3935 | 6402.2898 | 6122.0132 | 6134.7359 | 6201.1275 | 5712.8331 | 5750.5973 | 5331.2539
16069: New 2029JAN J920_B #1
CAPACITYFACTOR - Net Generation Capacity Factor
MEAN | [10 empty] | 0.28625 | 0.31978 | 0.2745 | 0.26264 | 0.24892 | 0.24286 | 0.23833 | 0.21929 | 0.20884 | 0.19711
P5 | [10 empty] | 0.25601 | 0.28674 | 0.24848 | 0.22751 | 0.221 | 0.20929 | 0.21053 | 0.18899 | 0.17789 | 0.17164
P95 | [10 empty] | 0.3203 | 0.35511 | 0.31143 | 0.30398 | 0.28346 | 0.27485 | 0.26805 | 0.25267 | 0.24129 | 0.22636
CO2EMISSIONS - CO2 Emissions
MEAN | [10 empty] | 4561.9621 | 5088.972 | 4411.0787 | 4159.2277 | 3982.7081 | 3912.9288 | 3823.8027 | 3516.0453 | 3346.0159 | 3139.1513
P5 | [10 empty] | 4073.638 | 4554.321 | 3989.066 | 3594.0235 | 3525.42 | 3393.5395 | 3347.3632 | 3041.0738 | 2853.8508 | 2707.104
P95 | [10 empty] | 5094.7977 | 5624.0135 | 5020.9055 | 4815.1228 | 4530.1703 | 4441.474 | 4296.892 | 4065.7845 | 3870.04 | 3600.3198
FUELCONSUMED - Fuel Consumed
MEAN | [10 empty] | 77237.1466 | 86157.3481 | 74689.1682 | 70394.1074 | 67429.8472 | 66247.8118 | 64736.9878 | 59521.7149 | 56648.6081 | 53145.3275
P5 | [10 empty] | 68969.4449 | 77106.0546 | 67542.5076 | 60840.4936 | 59686.9822 | 57453.9844 | 56670.3667 | 51480.4927 | 48315.255 | 45830.4743
P95 | [10 empty] | 86259.4728 | 95214.66 | 85016.0804 | 81458.791 | 76699.4421 | 75196.4169 | 72747.9479 | 68829.3677 | 65520.8763 | 60954.2076
FUELCOST - Fuel Cost
MEAN | [10 empty] | 174603.8112 | 199453.9709 | 186966.4159 | 186060.2935 | 181992.7981 | 185111.4799 | 184285.5866 | 175497.5733 | 173443.8414 | 167447.1007
P5 | [10 empty] | 126247.3984 | 154739.8938 | 139341.2667 | 125295.1864 | 124324.5226 | 124256.8515 | 129721.4765 | 120308.3802 | 124979.2696 | 115200.0671
P95 | [10 empty] | 251000.6125 | 259092.1589 | 263626.306 | 289283.9306 | 244280.8485 | 248308.1892 | 248930.0547 | 238865.0426 | 240112.9164 | 231106.1505
NETPOS - Net Position (MWh)
MEAN | [10 empty] | 9441.9462 | 10522.6551 | 9206.8 | 8672.4795 | 8298.1878 | 8146.0386 | 7957.7689 | 7309.6896 | 6951.9491 | 6516.6419
P5 | [10 empty] | 8434.2914 | 9409.1178 | 8332.775 | 7499.31 | 7352.89 | 7070.7678 | 6972.24 | 6329.05 | 5930.4037 | 5624.82
P95 | [10 empty] | 10531.9146 | 11638.8103 | 10463.7854 | 10017.4141 | 9436.1232 | 9247.1236 | 8921.6117 | 8442.051 | 8038.7687 | 7453.9383
NETREVENUE - Net Revenue $
MEAN | [10 empty] | 19960.9695 | 6350.5843 | 26239.8867 | 30871.0756 | 30953.714 | 35301.586 | 32120.6714 | 24875.8819 | 26228.3867 | 19184.8918
P5 | [10 empty] | -3593.919 | -23068.2216 | 2143.216 | 7140.0733 | 7527.6434 | 11348.0637 | 12793.4787 | 9277.1562 | 9178.4636 | 4967.1961
P95 | [10 empty] | 48122.0333 | 30702.677 | 50426.3037 | 55364.8428 | 60424.5332 | 58332.9063 | 61853.3822 | 44520.2739 | 43708.1345 | 34567.1346
STARTS - Number Starts
MEAN | [10 empty] | 119.76 | 159.23 | 121.95 | 121.42 | 121.16 | 117.08 | 122.43 | 115.85 | 115.29 | 109.82
P5 | [10 empty] | 100 | 128 | 104.5 | 100.5 | 103.5 | 97.5 | 103.5 | 94.5 | 97 | 88
P95 | [10 empty] | 138 | 185.5 | 141.5 | 143 | 140.5 | 137 | 143.5 | 135 | 137.5 | 130
VOMCOSTS - VOM Costs
MEAN | [10 empty] | 5665.1677 | 6418.8196 | 5800.284 | 5550.3869 | 5393.8221 | 5457.8459 | 5411.2829 | 5043.6858 | 4935.8838 | 4691.9822
P5 | [10 empty] | 5060.5748 | 5739.5619 | 5249.6483 | 4799.5584 | 4779.3785 | 4737.4144 | 4741.1232 | 4367.0445 | 4210.5866 | 4049.8704
P95 | [10 empty] | 6319.1488 | 7099.6743 | 6592.1848 | 6411.145 | 6133.4801 | 6195.5728 | 6066.6959 | 5825.0152 | 5707.5258 | 5366.8356
16069: New 2030JAN 18V50DF_NG_B #1
CAPACITYFACTOR - Net Generation Capacity Factor
MEAN | [11 empty] | 0.10975 | 0.11567 | 0.11826 | 0.11109 | 0.11371 | 0.10805 | 0.093884 | 0.091753 | 0.082197
P5 | [11 empty] | 0.079243 | 0.090013 | 0.086735 | 0.084844 | 0.085835 | 0.083777 | 0.070852 | 0.07409 | 0.063867
P95 | [11 empty] | 0.14518 | 0.14692 | 0.15039 | 0.14244 | 0.13501 | 0.13853 | 0.11496 | 0.11257 | 0.099713
CO2EMISSIONS - CO2 Emissions
MEAN | [11 empty] | 3487.7848 | 3711.5676 | 3733.1534 | 3542.2859 | 3647.3786 | 3454.7877 | 3005.3033 | 2928.5329 | 2612.1986
P5 | [11 empty] | 2519.6937 | 2887.9028 | 2745.1627 | 2682.488 | 2789.1765 | 2665.2425 | 2265.0458 | 2369.109 | 2043.902
P95 | [11 empty] | 4611.8138 | 4740.2465 | 4740.2615 | 4527.8058 | 4328.3673 | 4425.126 | 3672.6852 | 3603.838 | 3172.624
FUELCONSUMED - Fuel Consumed
MEAN | [11 empty] | 56849.6248 | 60503.3997 | 60845.8139 | 57743.6269 | 59450.5351 | 56316.1967 | 48992.2286 | 47731.0348 | 42577.6801
P5 | [11 empty] | 41070.2535 | 47076.4294 | 44742.5632 | 43727.7144 | 45462.0936 | 43445.8531 | 36924.5794 | 38613.1997 | 33314.688
P95 | [11 empty] | 75171.3296 | 77272.7161 | 77263.0882 | 73809.3119 | 70550.4036 | 72133.9516 | 59871.9514 | 58737.5745 | 51712.3516
FUELCOST - Fuel Cost
MEAN | [11 empty] | 137869.4723 | 155006.5815 | 164435.6081 | 158663.7437 | 167853.349 | 162058.1726 | 145553.1338 | 146177.7335 | 134083.9018
P5 | [11 empty] | 77736.2078 | 93014.384 | 92580.9373 | 88018.1638 | 96300.6651 | 101171.1621 | 92840.3862 | 101019.8626 | 82654.5945
P95 | [11 empty] | 219553.0902 | 241800.6632 | 275473.7961 | 251124.3236 | 242325.0717 | 249787.8616 | 212663.9223 | 206478.4193 | 196910.6334
NETPOS - Net Position (MWh)
MEAN | [11 empty] | 6653.8983 | 7147.8149 | 7182.9685 | 6811.2836 | 7007.7033 | 6633.9171 | 5767.0939 | 5614.7553 | 5004.9844
P5 | [11 empty] | 4807.1069 | 5561.96 | 5282.475 | 5158.395 | 5359.2 | 5117.9 | 4346.625 | 4542.195 | 3916.15
P95 | [11 empty] | 8797.15 | 9127.51 | 9115.3873 | 8704.955 | 8315.86 | 8497.1156 | 7047.495 | 6909.49 | 6078.8
NETREVENUE - Net Revenue $
MEAN | [11 empty] | 66355.6265 | 75732.301 | 78615.2 | 76943.1849 | 84255.8317 | 77868.2923 | 66303.3 | 65718.6249 | 55491.2819
P5 | [11 empty] | 35782.2262 | 43428.8523 | 46615.1089 | 43694.2657 | 49412.7454 | 48792.2605 | 39285.0788 | 40998.3085 | 30507.716
P95 | [11 empty] | 100317.3819 | 109576.476 | 118005.2544 | 125910.4384 | 119525.0602 | 123344.8212 | 98161.675 | 93693.3123 | 82655.7904
STARTS - Number Starts
MEAN | [11 empty] | 91.53 | 95.36 | 95.56 | 92.73 | 90.74 | 90.63 | 81.18 | 80.6 | 74.88
P5 | [11 empty] | 72.5 | 77.5 | 74 | 73.5 | 66 | 71.5 | 62.5 | 65 | 56
P95 | [11 empty] | 110.5 | 114 | 114.5 | 117 | 113.5 | 109 | 95 | 100.5 | 92
VOMCOSTS - VOM Costs
MEAN | [11 empty] | 5190.0407 | 5718.252 | 5890.0342 | 5653.3654 | 5956.5478 | 5771.5079 | 5075.0426 | 5053.2798 | 4604.5856
P5 | [11 empty] | 3749.5434 | 4449.568 | 4331.6295 | 4281.4678 | 4555.32 | 4452.573 | 3825.03 | 4087.9755 | 3602.858
P95 | [11 empty] | 6861.777 | 7302.008 | 7474.6176 | 7225.1127 | 7068.481 | 7392.4906 | 6201.7956 | 6218.541 | 5592.496
16069: New 2030JAN 18V50DF_NG_B #2
CAPACITYFACTOR - Net Generation Capacity Factor
MEAN | [11 empty] | 0.12248 | 0.12629 | 0.12832 | 0.11985 | 0.12035 | 0.11853 | 0.10431 | 0.097178 | 0.085494
P5 | [11 empty] | 0.096317 | 0.10087 | 0.10139 | 0.093239 | 0.092176 | 0.098153 | 0.083831 | 0.077243 | 0.067036
P95 | [11 empty] | 0.14935 | 0.15056 | 0.15987 | 0.15256 | 0.14266 | 0.14469 | 0.12395 | 0.12022 | 0.10225
CO2EMISSIONS - CO2 Emissions
MEAN | [11 empty] | 3891.178 | 4051.1867 | 4055.5668 | 3828.2769 | 3869.1927 | 3791.9858 | 3338.5277 | 3102.1532 | 2715.2686
P5 | [11 empty] | 3055.184 | 3234.1005 | 3204.879 | 2973.9922 | 2937.816 | 3124.0138 | 2675.2852 | 2452.006 | 2131.062
P95 | [11 empty] | 4822.1258 | 4838.6785 | 5063.7695 | 4852.2968 | 4572.171 | 4634.4277 | 4011.0835 | 3808.899 | 3242.352
FUELCONSUMED - Fuel Consumed
MEAN | [11 empty] | 63424.8283 | 66039.6866 | 66100.7961 | 62405.7147 | 63066.0474 | 61812.8821 | 54424.4341 | 50560.8218 | 44257.6788
P5 | [11 empty] | 49798.1722 | 52719.8861 | 52235.337 | 48480.0237 | 47884.8384 | 50924.2377 | 43612.2681 | 39964.3061 | 34735.357
P95 | [11 empty] | 78599.1701 | 78877.1279 | 82534.502 | 79099.4929 | 74525.3926 | 75546.1203 | 65388.6453 | 62079.7851 | 52848.8868
FUELCOST - Fuel Cost
MEAN | [11 empty] | 151592.5524 | 168029.705 | 177464.1826 | 170892.8488 | 177774.5083 | 177149.5999 | 161422.5588 | 155213.1414 | 139875.5925
P5 | [11 empty] | 93323.4558 | 107066.6392 | 103701.1822 | 100598.1185 | 102991.2127 | 116266.7659 | 107332.7794 | 108894.3901 | 86435.4992
P95 | [11 empty] | 228281.2506 | 250706.2651 | 301428.2907 | 271863.5539 | 254063.7381 | 262066.1591 | 227395.9367 | 219251.8457 | 195529.8788
NETPOS - Net Position (MWh)
MEAN | [11 empty] | 7423.36 | 7801.7327 | 7803.2303 | 7361.1001 | 7433.7996 | 7281.2949 | 6406.4949 | 5947.5914 | 5202.4605
P5 | [11 empty] | 5829.12 | 6228.72 | 6167.1 | 5717.775 | 5644.8 | 5998.85 | 5133.875 | 4701.13 | 4083.15
P95 | [11 empty] | 9198.8 | 9317.48 | 9740.3678 | 9327.375 | 8781.57 | 8897.245 | 7696.49 | 7302.645 | 6212.4
NETREVENUE - Net Revenue $
MEAN | [11 empty] | 62927.6099 | 72217.6246 | 75852.5665 | 74582.0304 | 82855.9779 | 75370.0263 | 63471.223 | 64233.3065 | 55027.5356
P5 | [11 empty] | 31616.4316 | 39947.8269 | 41232.0756 | 39795.8404 | 48192.0643 | 46324.8505 | 36838.5477 | 37957.9554 | 29622.7064
P95 | [11 empty] | 97366.4182 | 106102.7618 | 117465.9396 | 120866.1731 | 120522.1732 | 123288.2668 | 97491.5957 | 92041.0806 | 82249.1124
STARTS - Number Starts
MEAN | [11 empty] | 97.48 | 100.3 | 100.73 | 97.22 | 92.82 | 94.68 | 85.16 | 83.11 | 75.7
P5 | [11 empty] | 80 | 82 | 84 | 78.5 | 71 | 76 | 66 | 67 | 58
P95 | [11 empty] | 114.5 | 119.5 | 118 | 118 | 112.5 | 115.5 | 100.5 | 99 | 92.5
VOMCOSTS - VOM Costs
MEAN | [11 empty] | 5790.2208 | 6241.3861 | 6398.6489 | 6109.7131 | 6318.7296 | 6334.7266 | 5637.7156 | 5352.8323 | 4786.2637
P5 | [11 empty] | 4546.7136 | 4982.976 | 5057.022 | 4745.7532 | 4798.08 | 5218.9995 | 4517.81 | 4231.017 | 3756.498
P95 | [11 empty] | 7175.064 | 7453.984 | 7987.1016 | 7741.7212 | 7464.3345 | 7740.6031 | 6772.9112 | 6572.3805 | 5715.408
16069: New 2030JAN 18V50DF_NG_B #3
CAPACITYFACTOR - Net Generation Capacity Factor
MEAN | [11 empty] | 0.10871 | 0.11508 | 0.11739 | 0.11134 | 0.11407 | 0.10809 | 0.093752 | 0.091383 | 0.08066
P5 | [11 empty] | 0.075759 | 0.08776 | 0.084032 | 0.08312 | 0.084251 | 0.085613 | 0.0736 | 0.071755 | 0.061685
P95 | [11 empty] | 0.14382 | 0.14681 | 0.1523 | 0.1438 | 0.13858 | 0.14002 | 0.11268 | 0.11434 | 0.098619
CO2EMISSIONS - CO2 Emissions
MEAN | [11 empty] | 3450.955 | 3693.9096 | 3707.6056 | 3552.4111 | 3665.2802 | 3455.4098 | 3003.6874 | 2918.0346 | 2560.0233
P5 | [11 empty] | 2391.2022 | 2800.2578 | 2657.5977 | 2651.856 | 2688.6262 | 2748.2582 | 2334.8738 | 2255.671 | 1956.742
P95 | [11 empty] | 4538.7015 | 4735.527 | 4787.2032 | 4617.0135 | 4464.994 | 4432.6455 | 3629.0428 | 3630.016 | 3111.612
FUELCONSUMED - Fuel Consumed
MEAN | [11 empty] | 56249.3424 | 60215.588 | 60429.4024 | 57908.7392 | 59742.3627 | 56326.3655 | 48965.8994 | 47559.9433 | 41727.2371
P5 | [11 empty] | 38975.558 | 45647.7062 | 43315.3682 | 43228.3767 | 43823.178 | 44799.0846 | 38062.9094 | 36764.3172 | 31894.019
P95 | [11 empty] | 73980.2466 | 77195.4763 | 78026.0719 | 75263.0567 | 72777.5936 | 72256.7114 | 59160.4952 | 59164.2397 | 50717.8833
FUELCOST - Fuel Cost
MEAN | [11 empty] | 136466.5362 | 154608.2518 | 163934.5724 | 159505.8533 | 168959.8872 | 162405.0387 | 145723.076 | 145973.0398 | 131632.1508
P5 | [11 empty] | 72422.7888 | 91165.1372 | 87575.0951 | 84931.5113 | 91334.2514 | 98877.632 | 92217.07 | 100908.4545 | 84897.7549
P95 | [11 empty] | 226545.9875 | 245594.6248 | 276357.3343 | 259840.6087 | 245981.7256 | 247275.3789 | 210085.5667 | 202659.4499 | 190949.6438
NETPOS - Net Position (MWh)
MEAN | [11 empty] | 6583.5399 | 7113.6958 | 7133.8115 | 6830.5958 | 7041.9939 | 6635.0626 | 5763.9502 | 5594.5884 | 4905.0391
P5 | [11 empty] | 4562.28 | 5393.16 | 5113.975 | 5099.49 | 5166 | 5277.31 | 4480.625 | 4324.705 | 3749.15
P95 | [11 empty] | 8656.11 | 9119.21 | 9210.5857 | 8877.68 | 8577.7438 | 8511.3178 | 6963.745 | 6959.68 | 5961.9
NETREVENUE - Net Revenue $
MEAN | [11 empty] | 66032.3557 | 76071.2946 | 78522.9065 | 77450.4453 | 84893.915 | 77969.5151 | 66288.0224 | 66328.2845 | 55751.7508
P5 | [11 empty] | 36973.3443 | 43329.9901 | 46657.8991 | 43786.9157 | 51404.5443 | 50254.178 | 39360.7728 | 41097.8305 | 29929.6541
P95 | [11 empty] | 99401.9583 | 106528.5515 | 120475.8662 | 121888.1135 | 121832.585 | 123095.2358 | 98006.9999 | 93595.005 | 82555.82
STARTS - Number Starts
MEAN | [11 empty] | 91.36 | 95.32 | 95.8 | 92.96 | 90.44 | 89.87 | 80.82 | 79.94 | 73.91
P5 | [11 empty] | 71 | 77 | 73 | 72 | 70 | 72.5 | 61.5 | 60.5 | 55
P95 | [11 empty] | 112.5 | 113 | 116.5 | 114.5 | 110 | 108 | 95 | 96 | 91.5
VOMCOSTS - VOM Costs
MEAN | [11 empty] | 5135.1611 | 5690.9566 | 5849.7254 | 5669.3945 | 5985.6948 | 5772.5045 | 5072.2762 | 5035.1296 | 4512.636
P5 | [11 empty] | 3558.5784 | 4314.528 | 4193.4595 | 4232.5767 | 4391.1 | 4591.2597 | 3942.95 | 3892.2345 | 3449.218
P95 | [11 empty] | 6751.7658 | 7295.368 | 7552.6802 | 7368.4744 | 7291.0823 | 7404.8465 | 6128.0956 | 6263.712 | 5484.948
16069: New 2031JAN J920_B #1
CAPACITYFACTOR - Net Generation Capacity Factor
MEAN | [12 empty] | 0.27278 | 0.2661 | 0.24525 | 0.24122 | 0.23847 | 0.22132 | 0.20876 | 0.19665
P5 | [12 empty] | 0.24308 | 0.23041 | 0.21718 | 0.20832 | 0.20967 | 0.19329 | 0.17565 | 0.1728
P95 | [12 empty] | 0.31092 | 0.29814 | 0.28309 | 0.26959 | 0.26875 | 0.25296 | 0.24678 | 0.22459
CO2EMISSIONS - CO2 Emissions
MEAN | [12 empty] | 4384.1395 | 4216.3913 | 3920.7448 | 3887.7206 | 3824.1595 | 3552.6881 | 3344.9781 | 3135.8001
P5 | [12 empty] | 3884.7252 | 3674.3275 | 3467.3427 | 3349.4405 | 3381.552 | 3079.9122 | 2806.0287 | 2751.491
P95 | [12 empty] | 5028.6133 | 4772.572 | 4493.2007 | 4375.1995 | 4324.3972 | 4067.2227 | 3943.0203 | 3606.6357
FUELCONSUMED - Fuel Consumed
MEAN | [12 empty] | 74233.0297 | 71361.1559 | 66380.8955 | 65821.0344 | 64743.0994 | 60142.0679 | 56630.9435 | 53088.5793
P5 | [12 empty] | 65776.6892 | 62191.3823 | 58703.8093 | 56706.969 | 57249.241 | 52137.977 | 47506.1208 | 46581.7554
P95 | [12 empty] | 85146.1321 | 80715.4318 | 76073.1403 | 74074.5417 | 73212.9455 | 68853.0204 | 66756.0676 | 61060.5289
FUELCOST - Fuel Cost
MEAN | [12 empty] | 186012.0017 | 188265.1925 | 179472.2036 | 184024.093 | 184284.7319 | 177341.4674 | 173277.3149 | 166936.1132
P5 | [12 empty] | 135510.779 | 131567.9579 | 122394.9401 | 123291.8709 | 130275.0525 | 121227.9761 | 121881.7495 | 114561.2647
P95 | [12 empty] | 265589.866 | 287921.2291 | 247195.1271 | 250198.7944 | 254150.9077 | 238270.9813 | 241740.7967 | 237217.6574
NETPOS - Net Position (MWh)
MEAN | [12 empty] | 9150.174 | 8791.6401 | 8168.9345 | 8093.2214 | 7958.0423 | 7385.9501 | 6950.2724 | 6509.9611
P5 | [12 empty] | 8108.8915 | 7663.4231 | 7231.985 | 6977.9402 | 7042.8 | 6409.7702 | 5835.695 | 5713.9375
P95 | [12 empty] | 10480.6051 | 9927.6076 | 9360.9616 | 9103.6915 | 8986.2371 | 8451.2094 | 8181.3448 | 7480.1356
NETREVENUE - Net Revenue $
MEAN | [12 empty] | 26774.0538 | 30877.4444 | 31372.1442 | 35545.6201 | 32352.7602 | 24919.7012 | 26507.539 | 19236.554
P5 | [12 empty] | 4696.3315 | 5388.1838 | 9338.3077 | 12693.4087 | 14051.0047 | 8843.3076 | 8774.1701 | 3961.3702
P95 | [12 empty] | 53031.6234 | 56673.7772 | 60769.3234 | 59229.5615 | 63033.0249 | 46086.035 | 44340.3181 | 33273.6971
STARTS - Number Starts
MEAN | [12 empty] | 122.32 | 120.71 | 121.3 | 116.83 | 122.09 | 115.72 | 115.45 | 109.54
P5 | [12 empty] | 101.5 | 101.5 | 104 | 94.5 | 101 | 97 | 97 | 87.5
P95 | [12 empty] | 142 | 143 | 138 | 137.5 | 142 | 132.5 | 134 | 129
VOMCOSTS - VOM Costs
MEAN | [12 empty] | 5764.6096 | 5626.6497 | 5309.8075 | 5422.4583 | 5411.4688 | 5096.3056 | 4934.6934 | 4687.172
P5 | [12 empty] | 5108.6017 | 4904.5908 | 4700.7903 | 4675.2199 | 4789.104 | 4422.7414 | 4143.3434 | 4114.035
P95 | [12 empty] | 6602.7812 | 6353.6689 | 6084.625 | 6099.4733 | 6110.6412 | 5831.3345 | 5808.7548 | 5385.6976
16069: New 2032JAN J920_B #1
CAPACITYFACTOR - Net Generation Capacity Factor
MEAN | [13 empty] | 0.26767 | 0.24958 | 0.24391 | 0.23694 | 0.2204 | 0.20777 | 0.19573
P5 | [13 empty] | 0.23329 | 0.22102 | 0.21023 | 0.20709 | 0.19251 | 0.17946 | 0.17033
P95 | [13 empty] | 0.30105 | 0.28218 | 0.27576 | 0.26879 | 0.25133 | 0.24239 | 0.22229
CO2EMISSIONS - CO2 Emissions
MEAN | [13 empty] | 4240.6948 | 3993.566 | 3930.9138 | 3802.6532 | 3537.0427 | 3328.3016 | 3120.5918
P5 | [13 empty] | 3711.853 | 3531.634 | 3355.9662 | 3307.458 | 3078.901 | 2882.2345 | 2690.474
P95 | [13 empty] | 4784.1215 | 4517.8263 | 4413.7632 | 4336.9218 | 4053.6565 | 3887.675 | 3540.602
FUELCONSUMED - Fuel Consumed
MEAN | [13 empty] | 71771.9408 | 67613.6834 | 66552.1984 | 64379.0023 | 59877.1755 | 56348.6266 | 52831.1922
P5 | [13 empty] | 62833.7191 | 59792.8717 | 56817.4772 | 55994.9254 | 52121.1288 | 48796.0749 | 45549.2544
P95 | [13 empty] | 80951.5264 | 76490.1192 | 74727.2498 | 73426.3889 | 68623.75 | 65818.9372 | 59942.5408
FUELCOST - Fuel Cost
MEAN | [13 empty] | 189121.1185 | 182319.8835 | 185929.1014 | 183321.5273 | 176539.3929 | 172252.0085 | 166245.777
P5 | [13 empty] | 134091.8525 | 124892.2434 | 124951.1794 | 131898.8939 | 119534.0969 | 125081.498 | 116356.2274
P95 | [13 empty] | 283783.8124 | 248900.293 | 248493.007 | 250465.0587 | 242832.3152 | 236448.0813 | 229293.4162
NETPOS - Net Position (MWh)
MEAN | [13 empty] | 8842.0444 | 8320.3608 | 8183.1996 | 7913.4996 | 7353.5037 | 6915.6481 | 6478.6343
P5 | [13 empty] | 7744.1643 | 7360.1053 | 6993.325 | 6887.6 | 6403.69 | 5992.7219 | 5590.4399
P95 | [13 empty] | 9967.9294 | 9408.1872 | 9182.9425 | 9000.4115 | 8419.1205 | 8076.89 | 7343.7291
NETREVENUE - Net Revenue $
MEAN | [13 empty] | 30676.1259 | 30777.8696 | 35289.9443 | 32666.522 | 25200.8635 | 26445.1383 | 19679.4971
P5 | [13 empty] | 6345.1187 | 5727.3651 | 12236.8859 | 14138.7858 | 7859.1342 | 9418.6911 | 4410.762
P95 | [13 empty] | 54422.8393 | 58894.8457 | 57669.9825 | 61604.9114 | 45106.9909 | 44498.2132 | 34327.4919
STARTS - Number Starts
MEAN | [13 empty] | 120.27 | 120.6 | 116.48 | 123.67 | 114.81 | 115.35 | 108.98
P5 | [13 empty] | 99 | 103 | 96.5 | 102.5 | 93.5 | 98 | 89
P95 | [13 empty] | 143 | 141 | 136.5 | 144.5 | 133.5 | 135.5 | 128.5
VOMCOSTS - VOM Costs
MEAN | [13 empty] | 5658.9084 | 5408.2345 | 5482.7438 | 5381.1797 | 5073.9175 | 4910.1102 | 4664.6167
P5 | [13 empty] | 4956.2651 | 4784.0685 | 4685.5278 | 4683.568 | 4418.5461 | 4254.8325 | 4025.1167
P95 | [13 empty] | 6379.4748 | 6115.3217 | 6152.5715 | 6120.2798 | 5809.1931 | 5734.5919 | 5287.485
16069: New 2033JAN J920_B #1
CAPACITYFACTOR - Net Generation Capacity Factor
MEAN | [14 empty] | 0.25141 | 0.24523 | 0.23864 | 0.21967 | 0.20534 | 0.19323
P5 | [14 empty] | 0.2272 | 0.21116 | 0.20859 | 0.18815 | 0.17719 | 0.16256
P95 | [14 empty] | 0.28452 | 0.27186 | 0.26966 | 0.25286 | 0.23697 | 0.22495
CO2EMISSIONS - CO2 Emissions
MEAN | [14 empty] | 4019.8166 | 3953.253 | 3829.8607 | 3528.8832 | 3288.0185 | 3083.2846
P5 | [14 empty] | 3598.1227 | 3387.9765 | 3340.4907 | 2997.3488 | 2838.1343 | 2617.5395
P95 | [14 empty] | 4588.5808 | 4405.8398 | 4320.7722 | 4071.4185 | 3787.0648 | 3614.7243
FUELCONSUMED - Fuel Consumed
MEAN | [14 empty] | 68058.1872 | 66930.4579 | 64839.6922 | 59739.1079 | 55666.6859 | 52199.5078
P5 | [14 empty] | 60918.3912 | 57359.4723 | 56554.0588 | 50740.2987 | 48049.7463 | 44314.1779
P95 | [14 empty] | 77688.0663 | 74593.6644 | 73150.9921 | 68922.76 | 64115.3509 | 61197.6656
FUELCOST - Fuel Cost
MEAN | [14 empty] | 183242.1942 | 186690.2909 | 184517.4075 | 176176.1823 | 170425.4196 | 164687.9017
P5 | [14 empty] | 132127.1011 | 127767.0895 | 129785.4099 | 118230.3923 | 124239.1022 | 115256.3697
P95 | [14 empty] | 249026.9432 | 248455.561 | 254882.4669 | 238072.7471 | 232528.8803 | 232249.3098
NETPOS - Net Position (MWh)
MEAN | [14 empty] | 8374.8317 | 8229.1572 | 7969.7026 | 7336.2536 | 6831.7551 | 6400.9035
P5 | [14 empty] | 7499.4236 | 7059.39 | 6957.8596 | 6238.05 | 5901.3 | 5438.68
P95 | [14 empty] | 9553.0719 | 9163.7837 | 8989.2164 | 8463.6616 | 7864.7966 | 7491.1034
NETREVENUE - Net Revenue $
MEAN | [14 empty] | 30536.5508 | 34831.6464 | 32265.0958 | 24957.4509 | 27181.2671 | 20080.1029
P5 | [14 empty] | 5732.7186 | 10949.7915 | 11409.7022 | 7604.2707 | 11352.978 | 5349.9086
P95 | [14 empty] | 61155.3372 | 58129.0935 | 62838.5003 | 45018.655 | 44875.4996 | 34635.6515
STARTS - Number Starts
MEAN | [14 empty] | 119.97 | 116.98 | 122 | 115.26 | 115.45 | 109.55
P5 | [14 empty] | 100.5 | 91.5 | 101 | 94.5 | 94.5 | 90.5
P95 | [14 empty] | 138 | 136 | 144 | 133.5 | 134.5 | 127.5
VOMCOSTS - VOM Costs
MEAN | [14 empty] | 5443.6406 | 5513.5353 | 5419.3978 | 5062.015 | 4850.5461 | 4608.6505
P5 | [14 empty] | 4874.6253 | 4729.7913 | 4731.3445 | 4304.2545 | 4189.923 | 3915.8496
P95 | [14 empty] | 6209.4967 | 6139.7351 | 6112.6672 | 5839.9265 | 5584.0056 | 5393.5944
16069: New 2035JAN J920_B #1
CAPACITYFACTOR - Net Generation Capacity Factor
MEAN | [16 empty] | 0.24013 | 0.22134 | 0.20701 | 0.19517
P5 | [16 empty] | 0.21138 | 0.19297 | 0.17747 | 0.1707
P95 | [16 empty] | 0.26828 | 0.2551 | 0.23775 | 0.22446
CO2EMISSIONS - CO2 Emissions
MEAN | [16 empty] | 3850.4466 | 3547.9355 | 3316.2267 | 3111.5899
P5 | [16 empty] | 3406.8495 | 3077.4118 | 2824.4223 | 2703.912
P95 | [16 empty] | 4317.0908 | 4076.3575 | 3820.5675 | 3584.3843
FUELCONSUMED - Fuel Consumed
MEAN | [16 empty] | 65188.2202 | 60061.6145 | 56144.2031 | 52678.6615
P5 | [16 empty] | 57677.3407 | 52095.9786 | 47817.7969 | 45776.456
P95 | [16 empty] | 73089.049 | 69006.6924 | 64682.9968 | 60682.6839
FUELCOST - Fuel Cost
MEAN | [16 empty] | 185436.615 | 176869.4361 | 171700.8391 | 165760.2387
P5 | [16 empty] | 133679.602 | 124427.5045 | 125077.057 | 115919.3576
P95 | [16 empty] | 250861.105 | 239024.9183 | 234297.8446 | 230537.0661
NETPOS - Net Position (MWh)
MEAN | [16 empty] | 8012.1867 | 7375.207 | 6890.1272 | 6459.9816
P5 | [16 empty] | 7092.4552 | 6401.21 | 5872.267 | 5617.97
P95 | [16 empty] | 8978.4 | 8473.5925 | 7931.3436 | 7431.9282
NETREVENUE - Net Revenue $
MEAN | [16 empty] | 32314.6291 | 25021.3057 | 27210.3329 | 19901.245
P5 | [16 empty] | 13008.0679 | 8541.636 | 10824.6507 | 4461.7616
P95 | [16 empty] | 60712.5419 | 45630.1594 | 45198.2377 | 34326.0901
STARTS - Number Starts
MEAN | [16 empty] | 122.03 | 114.56 | 115.78 | 109.84
P5 | [16 empty] | 102 | 93 | 95.5 | 89
P95 | [16 empty] | 145 | 137 | 140 | 129.5
VOMCOSTS - VOM Costs
MEAN | [16 empty] | 5448.287 | 5088.8929 | 4891.9903 | 4651.1868
P5 | [16 empty] | 4822.8695 | 4416.8349 | 4169.3096 | 4044.9384
P95 | [16 empty] | 6105.312 | 5846.7788 | 5631.254 | 5350.9883
16069: New 2036JAN J920_B #1
CAPACITYFACTOR - Net Generation Capacity Factor
MEAN | [17 empty] | 0.21737 | 0.20495 | 0.19212
P5 | [17 empty] | 0.18197 | 0.17246 | 0.1627
P95 | [17 empty] | 0.25437 | 0.24605 | 0.22561
CO2EMISSIONS - CO2 Emissions
MEAN | [17 empty] | 3489.1972 | 3284.9884 | 3068.3324
P5 | [17 empty] | 2916.4575 | 2732.4012 | 2593.0015
P95 | [17 empty] | 4065.289 | 3944.024 | 3598.725
FUELCONSUMED - Fuel Consumed
MEAN | [17 empty] | 59067.2975 | 55615.4204 | 51946.5536
P5 | [17 empty] | 49370.9398 | 46259.7332 | 43898.6311
P95 | [17 empty] | 68820.8885 | 66773.3044 | 60926.5358
FUELCOST - Fuel Cost
MEAN | [17 empty] | 175051.105 | 171271.2211 | 164739.0101
P5 | [17 empty] | 118648.1221 | 120142.7827 | 108537.7464
P95 | [17 empty] | 242233.9712 | 239291.719 | 233508.092
NETPOS - Net Position (MWh)
MEAN | [17 empty] | 7253.3623 | 6824.6134 | 6368.908
P5 | [17 empty] | 6069.7 | 5681.08 | 5388.98
P95 | [17 empty] | 8447.9768 | 8188.3475 | 7463.4032
NETREVENUE - Net Revenue $
MEAN | [17 empty] | 25890.551 | 27382.4744 | 20855.5896
P5 | [17 empty] | 10924.9517 | 12811.8234 | 6975.1739
P95 | [17 empty] | 46508.688 | 44518.6893 | 34299.3299
STARTS - Number Starts
MEAN | [17 empty] | 115.96 | 116.87 | 110.72
P5 | [17 empty] | 96 | 99.5 | 87.5
P95 | [17 empty] | 135 | 136 | 131.5
VOMCOSTS - VOM Costs
MEAN | [17 empty] | 5004.82 | 4845.4755 | 4585.6138
P5 | [17 empty] | 4188.093 | 4033.5668 | 3880.0656
P95 | [17 empty] | 5829.104 | 5813.7267 | 5373.6503
16069: New 2037JAN J920_B #1
CAPACITYFACTOR - Net Generation Capacity Factor
MEAN | [18 empty] | 0.20695 | 0.19489
P5 | [18 empty] | 0.1778 | 0.1708
P95 | [18 empty] | 0.23847 | 0.22209
CO2EMISSIONS - CO2 Emissions
MEAN | [18 empty] | 3312.9993 | 3105.519
P5 | [18 empty] | 2846.372 | 2708.602
P95 | [18 empty] | 3833.1303 | 3544.2638
FUELCONSUMED - Fuel Consumed
MEAN | [18 empty] | 56089.5932 | 52575.9501
P5 | [18 empty] | 48189.1166 | 45855.8049
P95 | [18 empty] | 64895.9136 | 60004.2448
FUELCOST - Fuel Cost
MEAN | [18 empty] | 171298.2935 | 165314.578
P5 | [18 empty] | 124485.99 | 116707.5041
P95 | [18 empty] | 234613.489 | 226904.3981
NETPOS - Net Position (MWh)
MEAN | [18 empty] | 6883.7452 | 6447.2526
P5 | [18 empty] | 5919.82 | 5627.3175
P95 | [18 empty] | 7953.1244 | 7350.7188
NETREVENUE - Net Revenue $
MEAN | [18 empty] | 26708.2059 | 19875.9861
P5 | [18 empty] | 10415.553 | 4075.7142
P95 | [18 empty] | 44847.5675 | 35858.3844
STARTS - Number Starts
MEAN | [18 empty] | 115.14 | 109.41
P5 | [18 empty] | 97 | 88.5
P95 | [18 empty] | 136 | 128
VOMCOSTS - VOM Costs
MEAN | [18 empty] | 4887.4591 | 4642.0219
P5 | [18 empty] | 4203.0722 | 4051.6686
P95 | [18 empty] | 5646.7183 | 5292.5175
16069: New 2037JAN J920_B #2
CAPACITYFACTOR - Net Generation Capacity Factor
MEAN | [18 empty] | 0.20793 | 0.19527
P5 | [18 empty] | 0.18014 | 0.17277
P95 | [18 empty] | 0.23969 | 0.22431
CO2EMISSIONS - CO2 Emissions
MEAN | [18 empty] | 3329.6314 | 3111.011
P5 | [18 empty] | 2880.6605 | 2760.3652
P95 | [18 empty] | 3837.6805 | 3587.6458
FUELCONSUMED - Fuel Consumed
MEAN | [18 empty] | 56371.2625 | 52668.9623
P5 | [18 empty] | 48769.9058 | 46732.1601
P95 | [18 empty] | 64972.9369 | 60740.4814
FUELCOST - Fuel Cost
MEAN | [18 empty] | 172015.7742 | 165355.259
P5 | [18 empty] | 126563.7669 | 117153.3406
P95 | [18 empty] | 237098.0996 | 232660.986
NETPOS - Net Position (MWh)
MEAN | [18 empty] | 6917.6379 | 6458.4858
P5 | [18 empty] | 5987.23 | 5734.7535
P95 | [18 empty] | 7970.1463 | 7431.9087
NETREVENUE - Net Revenue $
MEAN | [18 empty] | 26502.6717 | 19697.5714
P5 | [18 empty] | 8844.8857 | 3643.0927
P95 | [18 empty] | 44786.4025 | 34432.7873
STARTS - Number Starts
MEAN | [18 empty] | 115.61 | 109.28
P5 | [18 empty] | 98 | 88.5
P95 | [18 empty] | 138 | 128.5
VOMCOSTS - VOM Costs
MEAN | [18 empty] | 4911.5229 | 4650.1098
P5 | [18 empty] | 4250.9333 | 4129.0225
P95 | [18 empty] | 5658.8039 | 5350.9742
16069: New 2038JAN 18V50DF_NG_B #1
CAPACITYFACTOR - Net Generation Capacity Factor
MEAN | [19 empty] | 0.080543
P5 | [19 empty] | 0.062601
P95 | [19 empty] | 0.098907
CO2EMISSIONS - CO2 Emissions
MEAN | [19 empty] | 2556.2754
P5 | [19 empty] | 1995.964
P95 | [19 empty] | 3159.55
FUELCONSUMED - Fuel Consumed
MEAN | [19 empty] | 41666.1483
P5 | [19 empty] | 32533.3201
P95 | [19 empty] | 51499.2513
FUELCOST - Fuel Cost
MEAN | [19 empty] | 131544.9888
P5 | [19 empty] | 83163.3641
P95 | [19 empty] | 192569.7208
NETPOS - Net Position (MWh)
MEAN | [19 empty] | 4897.8581
P5 | [19 empty] | 3824.3
P95 | [19 empty] | 6053.75
NETREVENUE - Net Revenue $
MEAN | [19 empty] | 56101.211
P5 | [19 empty] | 31518.2321
P95 | [19 empty] | 83610.1817
STARTS - Number Starts
MEAN | [19 empty] | 73.82
P5 | [19 empty] | 56
P95 | [19 empty] | 91
VOMCOSTS - VOM Costs
MEAN | [19 empty] | 4506.0295
P5 | [19 empty] | 3518.356
P95 | [19 empty] | 5569.45
16069: New 2039JAN J920_B #1
CAPACITYFACTOR - Net Generation Capacity Factor
MEAN
P5
P95
CO2EMISSIONS - CO2 Emissions
MEAN
P5
P95
FUELCONSUMED - Fuel Consumed
MEAN
P5
P95
FUELCOST - Fuel Cost
MEAN
P5
P95
NETPOS - Net Position (MWh)
MEAN
P5
P95
NETREVENUE - Net Revenue $
MEAN
P5
P95
STARTS - Number Starts
MEAN
P5
P95
VOMCOSTS - VOM Costs
MEAN
P5
P95
16069: New 2040JAN 18V50DF_NG_B #1
CAPACITYFACTOR - Net Generation Capacity Factor
MEAN
P5
P95
CO2EMISSIONS - CO2 Emissions
MEAN
P5
P95
FUELCONSUMED - Fuel Consumed
MEAN
P5
P95
FUELCOST - Fuel Cost
MEAN
P5
P95
NETPOS - Net Position (MWh)
MEAN
P5
P95
NETREVENUE - Net Revenue $
MEAN
P5
P95
STARTS - Number Starts
MEAN
P5
P95
VOMCOSTS - VOM Costs
MEAN
P5
P95
16069: New 2041JAN J920_A #1
CAPACITYFACTOR - Net Generation Capacity Factor
MEAN
P5
P95
CO2EMISSIONS - CO2 Emissions
MEAN
P5
P95
FUELCONSUMED - Fuel Consumed
MEAN
P5
P95
FUELCOST - Fuel Cost
MEAN
P5
P95
NETPOS - Net Position (MWh)
MEAN
P5
P95
NETREVENUE - Net Revenue $
MEAN
P5
P95
STARTS - Number Starts
MEAN
P5
P95
VOMCOSTS - VOM Costs
MEAN
P5
P95
16069: New 2041JAN J920_A #2
CAPACITYFACTOR - Net Generation Capacity Factor
MEAN
P5
P95
CO2EMISSIONS - CO2 Emissions
MEAN
P5
P95
FUELCONSUMED - Fuel Consumed
MEAN
P5
P95
FUELCOST - Fuel Cost
MEAN
P5
P95
NETPOS - Net Position (MWh)
MEAN
P5
P95
NETREVENUE - Net Revenue $
MEAN
P5
P95
STARTS - Number Starts
MEAN
P5
P95
VOMCOSTS - VOM Costs
MEAN
P5
P95
16069: New 2042JAN J920_B #1
CAPACITYFACTOR - Net Generation Capacity Factor
MEAN
P5
P95
CO2EMISSIONS - CO2 Emissions
MEAN
P5
P95
FUELCONSUMED - Fuel Consumed
MEAN
P5
P95
FUELCOST - Fuel Cost
MEAN
P5
P95
NETPOS - Net Position (MWh)
MEAN
P5
P95
NETREVENUE - Net Revenue $
MEAN
P5
P95
STARTS - Number Starts
MEAN
P5
P95
VOMCOSTS - VOM Costs
MEAN
P5
P95
16069: New 2043JAN J920_B #1
CAPACITYFACTOR - Net Generation Capacity Factor
MEAN
P5
P95
CO2EMISSIONS - CO2 Emissions
MEAN
P5
P95
FUELCONSUMED - Fuel Consumed
MEAN
P5
P95
FUELCOST - Fuel Cost
MEAN
P5
P95
NETPOS - Net Position (MWh)
MEAN
P5
P95
NETREVENUE - Net Revenue $
MEAN
P5
P95
STARTS - Number Starts
MEAN
P5
P95
VOMCOSTS - VOM Costs
MEAN
P5
P95
16069: New 2044JAN 18V50DF_NG_B #1
CAPACITYFACTOR - Net Generation Capacity Factor
MEAN
P5
P95
CO2EMISSIONS - CO2 Emissions
MEAN
P5
P95
FUELCONSUMED - Fuel Consumed
MEAN
P5
P95
FUELCOST - Fuel Cost
MEAN
P5
P95
NETPOS - Net Position (MWh)
MEAN
P5
P95
NETREVENUE - Net Revenue $
MEAN
P5
P95
STARTS - Number Starts
MEAN
P5
P95
VOMCOSTS - VOM Costs
MEAN
P5
P95
Simple HR 2018 Basin Creek 1-9 2015 single
CAPACITYFACTOR - Net Generation Capacity Factor
MEAN | 0.01314 | 0.008299 | 0.011015 | 0.096761 | 0.029919 | 0.024714 | 0.027339 | 0.017777 | 0.033167 | 0.036735 | 0.043395 | 0.041266 | 0.043065 | 0.040803 | 0.039025 | 0.041702 | 0.058315 | 0.049936 | 0.049248 | 0.042052
P5 | 0 | 0 | 0.000791 | 0.059646 | 0.011716 | 0.012707 | 0.017204 | 0.009674 | 0.016806 | 0.021805 | 0.026788 | 0.028143 | 0.028326 | 0.026052 | 0.024287 | 0.024917 | 0.042879 | 0.03814 | 0.034888 | 0.028723
P95 | 0.049807 | 0.035941 | 0.030099 | 0.1304 | 0.053961 | 0.039937 | 0.042855 | 0.035942 | 0.060208 | 0.057592 | 0.063955 | 0.059303 | 0.059551 | 0.057031 | 0.059233 | 0.057456 | 0.084354 | 0.065871 | 0.063798 | 0.055373
CO2EMISSIONS - CO2 Emissions
MEAN | 1412.6722 | 936.4333 | 1270.1849 | 10160.1418 | 3149.4706 | 2603.7667 | 2868.528 | 1863.887 | 3468.0054 | 3877.3759 | 4559.9797 | 4327.5613 | 4533.0005 | 4279.2079 | 4085.8697 | 4378.3615 | 6108.2682 | 5259.9137 | 5171.0874 | 4397.8103
P5 | 0 | 0 | 130.7495 | 6230.4185 | 1233.349 | 1346.1565 | 1812.624 | 1016.168 | 1757.696 | 2306.976 | 2815.06 | 2966.112 | 2993.576 | 2718.936 | 2512.956 | 2609.08 | 4490.364 | 4009.744 | 3652.712 | 3007.308
P95 | 5350.9542 | 3960.5952 | 3447.0671 | 13607.4407 | 5685.1298 | 4229.8765 | 4516.596 | 3735.104 | 6306.3506 | 6124.472 | 6714.948 | 6193.132 | 6234.7485 | 6014.616 | 6179.4 | 6042.08 | 8815.944 | 6975.856 | 6714.948 | 5794.904
FUELCONSUMED - Fuel Consumed
MEAN | 23467.0747 | 14898.4113 | 19657.1139 | 171678.4057 | 53298.3862 | 44121.2382 | 48618.1204 | 31591.0071 | 58777.6145 | 65718.057 | 77286.7596 | 73347.4723 | 76829.3491 | 72528.2031 | 69251.147 | 74208.9097 | 103529.9089 | 89150.8865 | 87645.4952 | 74539.1139
P5 | 0 | 0 | 1409.6311 | 105242.0057 | 20841.4298 | 22809.1857 | 30722.4225 | 17223.1763 | 29791.44 | 39101.265 | 47712.8531 | 50273.055 | 50738.5462 | 46083.6338 | 42592.4494 | 44221.6687 | 76107.8194 | 67961.7225 | 61910.3363 | 50971.2919
P95 | 89433.6734 | 64098.6764 | 53739.1672 | 230019.5514 | 96245.7404 | 71685.7669 | 76552.4268 | 63306.81 | 106831.1572 | 103804.5488 | 113812.6106 | 104968.2769 | 105666.6282 | 101942.5838 | 104735.5312 | 102408.075 | 149422.6913 | 118234.7775 | 113812.6106 | 98218.6537
FUELCOST - Fuel Cost
MEAN | 24663.3096 | 15239.608 | 23592.4405 | 250022.997 | 78099.2999 | 78769.1914 | 96033.1505 | 66764.9584 | 131444.8307 | 150002.5421 | 182457.6908 | 179011.4945 | 199362.518 | 199133.1455 | 193173.2644 | 213907.3476 | 300746.8115 | 269043.3621 | 271734.5885 | 238354.9001
P5 | 0 | 0 | 2207.5085 | 122145.7569 | 36988.1622 | 42823.7352 | 48735.7404 | 28875.3204 | 50326.1581 | 65799.3072 | 85305.4175 | 89122.7588 | 102117.5738 | 96673.9321 | 92410.2118 | 91411.7103 | 174960.9942 | 158993.9989 | 161181.1887 | 126009.8243
P95 | 88791.7051 | 58505.2464 | 56293.4574 | 347068.1599 | 117311.2975 | 134473.2804 | 185458.2639 | 176532.5024 | 294838.1798 | 294134.9615 | 344724.0961 | 304774.1685 | 339687.625 | 349086.5603 | 351833.5318 | 345933.4198 | 511305.8183 | 421231.6424 | 408808.1689 | 381731.4569
NETPOS - Net Position (MWh)
MEAN | 2603.0681 | 1646.9081 | 2173.3746 | 19060.2807 | 5921.9202 | 4904.998 | 5404.9726 | 3512.0561 | 6534.474 | 7306.0651 | 8592.1787 | 8154.2482 | 8541.3383 | 8063.168 | 7698.8481 | 8250.0022 | 11509.7175 | 9911.1601 | 9743.7954 | 8286.7275
P5 | 0 | 0 | 155.825 | 11682.7948 | 2315.7091 | 2535.755 | 3415.5 | 1914.75 | 3312 | 4347 | 5304.375 | 5589 | 5640.75 | 5123.25 | 4735.125 | 4916.25 | 8461.125 | 7555.5 | 6882.75 | 5666.625
P95 | 9918.384 | 7088.792 | 5938.0941 | 25536.271 | 10692.1017 | 7969.505 | 8510.4804 | 7038 | 11876.665 | 11540.25 | 12652.875 | 11669.625 | 11747.255 | 11333.25 | 11643.75 | 11385 | 16611.75 | 13144.5 | 12652.875 | 10919.25
NETREVENUE - Net Revenue $
MEAN | -597.5438 | 5835.9871 | 14203.3842 | 120597.3927 | 44650.1309 | 50106.0397 | 87120.3914 | 67488.5831 | 78623.3742 | 100339.9595 | 121495.8443 | 122468.3884 | 136247.8592 | 139563.252 | 137942.466 | 152543.9729 | 164527.2529 | 140570.8235 | 139484.9356 | 117513.7364
P5 | -14151.8482 | -85.7245 | 973.5234 | 35352.9503 | 18267.8551 | 24053.0947 | 35805.477 | 26990.1807 | 27755.3242 | 39830.3318 | 54640.5763 | 59519.153 | 58184.0583 | 64157.2847 | 66881.8863 | 73616.5291 | 95855.2935 | 77348.8828 | 77973.7938 | 56569.2063
P95 | 9037.8353 | 22225.1659 | 31796.63 | 215092.7382 | 73708.9987 | 86356.5202 | 170655.0985 | 149213.3461 | 180011.0247 | 187866.5783 | 247126.951 | 205178.9408 | 214904.7981 | 237369.8022 | 243967.2032 | 250198.4531 | 271877.0581 | 216985.7336 | 210527.0499 | 183412.6117
STARTS - Number Starts
MEAN | 22.13 | 29.78 | 49.36 | 94.37 | 39.83 | 35.7 | 40.52 | 27.01 | 43.94 | 47.56 | 56.71 | 53.2 | 55.75 | 53.61 | 52.37 | 52.9 | 66.63 | 58.91 | 58.81 | 51.65
P5 | 0 | 0 | 13 | 43.5 | 18.5 | 20 | 27.5 | 15.5 | 26 | 34 | 37.5 | 38.5 | 39 | 36 | 36 | 34.5 | 49.5 | 42 | 45.5 | 36
P95 | 74.5 | 105.5 | 123 | 145 | 71 | 57.5 | 62 | 48 | 68 | 69 | 78.5 | 73.5 | 73 | 76.5 | 75 | 69.5 | 87.5 | 77 | 74 | 67
VOMCOSTS - VOM Costs
MEAN | 11765.8679 | 7592.2462 | 10214.8606 | 91489.3475 | 28958.1897 | 24475.9402 | 27511.3104 | 18227.5711 | 34632.7122 | 39452.7515 | 47342.9047 | 45826.8749 | 48941.8685 | 47169.5328 | 45962.1232 | 50160.0136 | 71475.3457 | 62737.6434 | 62944.918 | 54609.5342
P5 | 0 | 0 | 732.3775 | 56077.4152 | 11323.8174 | 12653.4175 | 17384.895 | 9937.5525 | 17553.6 | 23473.8 | 29227.1063 | 31410.18 | 32321.4975 | 29971.0125 | 28268.6963 | 29890.8 | 52543.5863 | 47826.315 | 44462.565 | 37343.0587
P95 | 44831.0955 | 32679.3309 | 27909.0422 | 122574.1008 | 52284.3771 | 39767.8299 | 43318.3455 | 36527.22 | 62946.3245 | 62317.35 | 69717.3412 | 65583.2925 | 67311.7712 | 66299.5125 | 69513.1875 | 69220.8 | 103158.9675 | 83204.685 | 81737.5725 | 71957.8575
Simple HR 2018 CELP 2015 v2
CAPACITYFACTOR - Net Generation Capacity Factor
MEAN | 1 | 1 | 1 | 1 | 1 | 0.85291
P5 | 1 | 1 | 1 | 1 | 1 | 0.83992
P95 | 1 | 1 | 1 | 1 | 1 | 0.85689
NETPOS - Net Position (MWh)
MEAN | 130665.85 | 130922.4 | 130175.15 | 130114.6 | 130699.1 | 64667.05
P5 | 117512.5 | 119070 | 118720 | 118562.5 | 119262.5 | 58397.5
P95 | 134680 | 134960 | 134120 | 134120 | 134680 | 66640
NETREVENUE - Net Revenue $
MEAN | -10555499.6092 | -10657747.7484 | -11005043.869 | -11530792.3906 | -12186117.8238 | -6427512.7328
P5 | -11278006.1822 | -11536883.5302 | -11963889.5705 | -12503629.1648 | -13132945.6873 | -6804198.758
P95 | -9461696.8765 | -9551752.7026 | -9802066.5957 | -10410375.7851 | -10871774.3191 | -5803576.7017
STARTS - Number Starts
MEAN | 1.52 | 1.55 | 1.65 | 1.64 | 1.45 | 0.85
P5 | 0 | 0 | 0 | 0 | 0 | 0
P95 | 6.5 | 7 | 7 | 7 | 6 | 4
Simple HR 2018 Colstrip 3 economic dispatch
CAPACITYFACTOR - Net Generation Capacity Factor
MEAN | 0.30969 | 0.30878 | 0.25865 | 0.25909 | 0.30603 | 0.30003 | 0.30988 | 0.31825 | 0.27269 | 0.2832 | 0.35435 | 0.30843 | 0.31983 | 0.36941 | 0.31983 | 0.32527 | 0.39119 | 0.32837 | 0.32948 | 0.36434
P5 | 0.20117 | 0.18063 | 0.14076 | 0.093954 | 0.11339 | 0.12994 | 0.13171 | 0.16387 | 0.12602 | 0.17291 | 0.21868 | 0.18854 | 0.20922 | 0.21688 | 0.20099 | 0.19668 | 0.26796 | 0.22111 | 0.22324 | 0.22679
P95 | 0.39361 | 0.40262 | 0.34303 | 0.42298 | 0.49986 | 0.44654 | 0.46587 | 0.50495 | 0.4442 | 0.42485 | 0.51854 | 0.43904 | 0.44768 | 0.51498 | 0.41853 | 0.42369 | 0.51037 | 0.42416 | 0.43195 | 0.48565
CO2EMISSIONS - CO2 Emissions
MEAN | 105390.2483 | 92438.9262 | 87597.9006 | 88203.0252 | 89392.6112 | 102790.51 | 105958.6934 | 94443.8654 | 92635.0204 | 97082.9422 | 103847.406 | 105499.9974 | 109178.7118 | 109988.1509 | 108603.1058 | 110246.6728 | 114329.5207 | 112395.5033 | 112220.3456 | 107812.5723
P5 | 68942.1995 | 54359.931 | 47255.5869 | 31625.5998 | 32885.7242 | 46276.4785 | 43746.6502 | 47756.4115 | 42043.6413 | 59042.2072 | 64067.5618 | 64483.2202 | 71367.1772 | 64935.997 | 67734.9542 | 66137.0902 | 79035.0217 | 75394.5503 | 75438.89 | 67019.1113
P95 | 135243.8511 | 124302.4318 | 117490.465 | 147319.4033 | 147927.0275 | 153881.8863 | 158761.8872 | 148518.5542 | 148184.3312 | 144422.483 | 150674.5812 | 148193.014 | 153280.2062 | 154676.5883 | 144910.8753 | 142298.4005 | 150288.0608 | 146556.8575 | 151759.773 | 141052.0193
FUELCONSUMED - Fuel Consumed
MEAN | 952586.7677 | 836233.2285 | 790901.6529 | 795854.2306 | 807999.5369 | 928669.3741 | 957921.8543 | 854210.038 | 837531.3325 | 877677.865 | 939497.1867 | 953094.3686 | 986610.199 | 995244.8583 | 981317.7293 | 996290.2412 | 1036380.0766 | 1017428.2195 | 1015926.1612 | 976996.6347
P5 | 619879.5261 | 488329.2253 | 422538.524 | 279514.3502 | 292478.3082 | 412793.8405 | 391033.3735 | 428957.317 | 376736.7949 | 531374.4253 | 576764.809 | 579238.8449 | 641583.5657 | 584430.1475 | 608837.511 | 594184.9998 | 714979.7065 | 680260.7071 | 680953.4684 | 605430.4579
P95 | 1224787.5524 | 1127032.0329 | 1064179.1857 | 1335143.5618 | 1341730.8789 | 1394347.4492 | 1439426.4897 | 1347011.4791 | 1343830.8861 | 1308941.3169 | 1366060.8604 | 1342583.5453 | 1388401.8426 | 1402522.5828 | 1312251.2794 | 1288214.1469 | 1363821.4187 | 1328507.3337 | 1375728.4331 | 1279796.1094
FUELCOST - Fuel Cost
MEAN | 914483.297 | 786059.2348 | 782992.6364 | 923190.9075 | 888799.4906 | 1040109.6989 | 1092030.9139 | 999425.7445 | 996662.2857 | 1061990.2167 | 1164976.5115 | 1200898.9044 | 1272727.1567 | 1303770.7644 | 1314965.7573 | 1364917.6304 | 1450932.1072 | 1444748.0717 | 1473092.9337 | 1445955.0194
P5 | 595084.3451 | 459029.4718 | 418313.1388 | 324236.6462 | 321726.139 | 462329.1013 | 445778.0458 | 501880.0609 | 448316.786 | 642963.0546 | 715188.3631 | 729840.9446 | 827642.7997 | 765603.4933 | 815842.2647 | 814033.4497 | 1000971.5891 | 965970.2041 | 987382.5292 | 896037.0778
P95 | 1175796.0503 | 1059410.1109 | 1053537.3939 | 1548766.5316 | 1475903.9668 | 1561669.1431 | 1640946.1982 | 1576003.4305 | 1599158.7545 | 1583818.9935 | 1693915.4669 | 1691655.2671 | 1791038.377 | 1837304.5834 | 1758416.7144 | 1764853.3812 | 1909349.9862 | 1886480.4139 | 1994806.228 | 1894098.2419
NETPOS - Net Position (MWh)
MEAN | 89705.8407 | 78679.4903 | 74398.722 | 74916.0216 | 76079.1766 | 87460.3238 | 90257.7412 | 80479.7994 | 78911.0297 | 82699.5717 | 88535.3525 | 89817.1681 | 92982.3735 | 93804.2829 | 92491.1892 | 93907.2627 | 97704.3014 | 95915.9152 | 95779.1469 | 92109.0197
P5 | 58336.5012 | 45929.047 | 39727.5476 | 26259.7078 | 27478.3045 | 38801.1526 | 36775.9168 | 40352.9195 | 35444.8632 | 50026.3394 | 54301.3542 | 54540.0827 | 60417.2368 | 55028.2673 | 57336.5683 | 55966.8794 | 67371.8289 | 64098.3041 | 64167.214 | 57047.5159
P95 | 115351.825 | 106069.2588 | 100109.4605 | 125785.7281 | 126444.5976 | 131415.1672 | 135702.5319 | 126999.0215 | 126705.9666 | 123410.0806 | 128808.7219 | 126579.5781 | 130908.207 | 132240.3133 | 123726.0338 | 121459.0969 | 128605.3554 | 125269.6053 | 129723.1508 | 120674.918
NETREVENUE - Net Revenue $
MEAN | -106610.2038 | 114026.9538 | 130116.0417 | 202564.1275 | 208204.6947 | 281787.5446 | 263726.0059 | 204279.4071 | 89506.9395 | 138836.8441 | 182958.1826 | 176912.6142 | 257400.763 | 331537.2518 | 315583.7377 | 354835.3044 | 297026.0887 | 257338.1849 | 252701.8126 | 208678.6035
P5 | -309300.4886 | -189123.2759 | -163932.3113 | -93719.9149 | -63124.2828 | -59133.1692 | -65590.9629 | -62655.9843 | -139189.0096 | -87177.4505 | -100811.6311 | -96656.4891 | -70675.3887 | -52956.9539 | -40096.174 | -41631.7549 | -49434.9536 | -90388.3178 | -69678.7054 | -107765.7681
P95 | 248698.9967 | 529240.7556 | 661996.925 | 812420.2455 | 792300.2093 | 893259.4429 | 820735.3039 | 898770.5724 | 825818.0632 | 615496.859 | 825028.6192 | 631302.7881 | 765989.5809 | 1090595.3981 | 914595.9732 | 893251.3398 | 842132.9784 | 778118.6786 | 757039.7817 | 688176.0404
STARTS - Number Starts
MEAN | 5.42 | 3.93 | 3.97 | 5.71 | 9.09 | 3.63 | 64.15 | 63.62 | 130.86 | 112 | 25.86 | 26.67 | 24.3 | 22.91 | 22.79 | 22.92 | 119.93 | 123.36 | 127.34 | 119.92
P5 | 2 | 1 | 1 | 1 | 2 | 1 | 42.5 | 41.5 | 103.5 | 82.5 | 13.5 | 15 | 12 | 14 | 12.5 | 12 | 94 | 99 | 94 | 96.5
P95 | 10 | 7 | 9 | 12 | 28 | 8 | 89 | 84.5 | 161.5 | 137 | 38 | 38.5 | 35.5 | 36.5 | 33 | 35.5 | 146 | 151.5 | 150.5 | 149.5
VOMCOSTS - VOM Costs
MEAN | 302308.6833 | 269870.6516 | 260395.5271 | 267450.1972 | 276928.2026 | 325352.4044 | 342076.8391 | 311456.8236 | 310909.4572 | 332452.2781 | 362994.9452 | 376333.9344 | 397034.7348 | 408048.6305 | 410660.8799 | 425399.9001 | 451393.8722 | 451763.9606 | 460697.6965 | 451334.1963
P5 | 196594.009 | 157536.6313 | 139046.4167 | 93747.1569 | 100021.0284 | 144340.2875 | 139380.7246 | 156165.7983 | 139652.7612 | 201105.8842 | 222635.5524 | 228522.9464 | 257981.6013 | 239372.9628 | 254574.3634 | 253529.9636 | 311257.8494 | 301903.0125 | 308644.2994 | 279532.8279
P95 | 388735.6501 | 363817.5576 | 350383.1119 | 449055.0494 | 460258.3351 | 488864.4221 | 514312.596 | 491486.2132 | 499221.5083 | 496108.524 | 528115.7599 | 530368.4321 | 558978.0439 | 575245.3626 | 549343.5899 | 550209.709 | 594156.742 | 590019.8408 | 623968.3552 | 591307.098
Simple HR 2018 Colstrip 3 must run
CAPACITYFACTOR - Net Generation Capacity Factor
MEAN | 1 | 1 | 1 | 1 | 1 | 1 | 1 | 1 | 1 | 1 | 1 | 1 | 1 | 1 | 1 | 1 | 1 | 1 | 1 | 1
P5 | 1 | 1 | 1 | 1 | 1 | 1 | 1 | 1 | 1 | 1 | 1 | 1 | 1 | 1 | 1 | 1 | 1 | 1 | 1 | 1
P95 | 1 | 1 | 1 | 1 | 1 | 1 | 1 | 1 | 1 | 1 | 1 | 1 | 1 | 1 | 1 | 1 | 1 | 1 | 1 | 1
FUELCONSUMED - Fuel Consumed
MEAN | 1450835.55 | 1276782.75 | 1446862.5 | 1445100.75 | 1246128.3 | 1452427.2 | 1456983.45 | 1271473.2 | 1454002.65 | 1458068.85 | 1255605.3 | 1445453.1 | 1456898.4 | 1269845.1 | 1447214.85 | 1449689.4 | 1250530.65 | 1454719.5 | 1451925 | 1265847.75
P5 | 1370925 | 1189080 | 1371937.5 | 1358167.5 | 1164375 | 1360800 | 1388947.5 | 1204065 | 1377810 | 1371735 | 1163767.5 | 1361407.5 | 1372545 | 1191510 | 1367887.5 | 1381860 | 1168830 | 1392592.5 | 1359990 | 1201635
P95 | 1521990 | 1342170 | 1527660 | 1516117.5 | 1318072.5 | 1522597.5 | 1519762.5 | 1334070 | 1517332.5 | 1529077.5 | 1313415 | 1510245 | 1521585 | 1332450 | 1516522.5 | 1517332.5 | 1319692.5 | 1521382.5 | 1518142.5 | 1329615
FUELCOST - Fuel Cost
MEAN | 1392802.128 | 1200175.785 | 1432393.875 | 1676316.87 | 1370741.13 | 1626718.464 | 1660961.133 | 1487623.644 | 1730263.1535 | 1764263.3085 | 1556950.572 | 1821270.906 | 1879398.936 | 1663497.081 | 1939267.899 | 1986074.478 | 1750742.91 | 2065701.69 | 2105291.25 | 1873454.67
P5 | 1316088 | 1117735.2 | 1358218.125 | 1575474.3 | 1280812.5 | 1524096 | 1583400.15 | 1408756.05 | 1639593.9 | 1659799.35 | 1443071.7 | 1715373.45 | 1770583.05 | 1560878.1 | 1832969.25 | 1893148.2 | 1636362 | 1977481.35 | 1971985.5 | 1778419.8
P95 | 1461110.4 | 1261639.8 | 1512383.4 | 1758696.3 | 1449879.75 | 1705309.2 | 1732529.25 | 1560861.9 | 1805625.675 | 1850183.775 | 1628634.6 | 1902908.7 | 1962844.65 | 1745509.5 | 2032140.15 | 2078745.525 | 1847569.5 | 2160363.15 | 2201306.625 | 1967830.2
NETPOS - Net Position (MWh)
MEAN | 107469.3 | 94576.5 | 107175 | 107044.5 | 92305.8 | 107587.2 | 107924.7 | 94183.2 | 107703.9 | 108005.1 | 93007.8 | 107070.6 | 107918.4 | 94062.6 | 107201.1 | 107384.4 | 92631.9 | 107757 | 107550 | 93766.5
P5 | 101550 | 88080 | 101625 | 100605 | 86250 | 100800 | 102885 | 89190 | 102060 | 101610 | 86205 | 100845 | 101670 | 88260 | 101325 | 102360 | 86580 | 103155 | 100740 | 89010
P95 | 112740 | 99420 | 113160 | 112305 | 97635 | 112785 | 112575 | 98820 | 112395 | 113265 | 97290 | 111870 | 112710 | 98700 | 112335 | 112395 | 97755 | 112695 | 112455 | 98490
NETREVENUE - Net Revenue $
MEAN | -1621970.5847 | -1051986.6805 | -1339070.5699 | -1672528.2991 | -1345942.6828 | -1694378.8372 | -1853007.4958 | -1645284.5465 | -2159350.2006 | -2158904.6862 | -1731573.8524 | -2197252.0878 | -2203304.8424 | -1775390.6956 | -2248939.6436 | -2284353.2226 | -1847045.8998 | -2435624.8487 | -2470460.3241 | -2054741.3173
P5 | -2019519.9919 | -1500209.3987 | -1860317.59 | -2248048.7319 | -1779370.1667 | -2188426.856 | -2326151.3929 | -2046508.4641 | -2508691.0762 | -2544484.778 | -2106634.0691 | -2608700.5078 | -2605888.4791 | -2165521.2339 | -2655100.8215 | -2676319.2211 | -2180437.271 | -2781394.4455 | -2847674.5423 | -2456320.0279
P95 | -1193069.9454 | -615641.9995 | -718320.2633 | -1060778.1086 | -786355.7274 | -1222858.6017 | -1363545.3578 | -1075709.6063 | -1530050.0376 | -1683591.4612 | -1172953.949 | -1751302.8698 | -1739275.1724 | -1193976.0225 | -1876717.9607 | -1808494.1966 | -1369228.7988 | -2032416.2103 | -2042306.9028 | -1665494.2326
STARTS - Number Starts
MEAN | 2.29 | 2.8 | 2.21 | 2.22 | 2.89 | 2.37 | 1.94 | 2.88 | 1.81 | 2.05 | 2.71 | 2.07 | 2.13 | 2.91 | 2.15 | 2.12 | 2.74 | 2.15 | 2.17 | 2.9
P5 | 0 | 1 | 0 | 0 | 1 | 0 | 0 | 1 | 0 | 0 | 1 | 0 | 0 | 1 | 0 | 0 | 1 | 0 | 0 | 1
P95 | 5 | 5 | 5 | 5 | 5 | 5.5 | 4 | 5 | 4 | 5 | 5 | 4.5 | 5 | 5.5 | 5 | 4.5 | 5 | 5 | 5 | 5
VOMCOSTS - VOM Costs
MEAN | 362171.541 | 324397.395 | 375112.5 | 382148.865 | 335993.112 | 400224.384 | 409034.613 | 364488.984 | 424353.366 | 434180.502 | 381331.98 | 448625.814 | 460811.568 | 409172.31 | 475972.884 | 486451.332 | 427959.378 | 507535.47 | 517315.5 | 459455.85
P5 | 342223.5 | 302114.4 | 355687.5 | 359159.85 | 313950 | 374976 | 389934.15 | 345165.3 | 402116.4 | 408472.2 | 353440.5 | 422540.55 | 434130.9 | 383931 | 449883 | 463690.8 | 399999.6 | 485860.05 | 484559.4 | 436149
P95 | 379933.8 | 341010.6 | 396060 | 400928.85 | 355391.4 | 419560.2 | 426659.25 | 382433.4 | 442836.3 | 455325.3 | 398889 | 468735.3 | 481271.7 | 429345 | 498767.4 | 509149.35 | 451628.1 | 530793.45 | 540908.55 | 482601
Simple HR 2018 Colstrip 4 economic dispatch
CAPACITYFACTOR - Net Generation Capacity Factor
MEAN | 0.34818 | 0.26933 | 0.25475 | 0.2894 | 0.26171 | 0.2953 | 0.34311 | 0.27145 | 0.27022 | 0.32787 | 0.3048 | 0.30486 | 0.36238 | 0.32243 | 0.32045 | 0.37922 | 0.33176 | 0.32355 | 0.37281 | 0.31968
P5 | 0.22745 | 0.15396 | 0.14068 | 0.10463 | 0.089777 | 0.12223 | 0.13318 | 0.12591 | 0.12361 | 0.19392 | 0.16936 | 0.18199 | 0.22986 | 0.19451 | 0.19092 | 0.23395 | 0.22996 | 0.21724 | 0.25955 | 0.2003
P95 | 0.44787 | 0.35683 | 0.33737 | 0.48628 | 0.43613 | 0.44002 | 0.51916 | 0.43787 | 0.44145 | 0.48177 | 0.43605 | 0.43095 | 0.50579 | 0.45538 | 0.42139 | 0.49431 | 0.4329 | 0.42509 | 0.48235 | 0.42644
CO2EMISSIONS - CO2 Emissions
MEAN | 103845.4164 | 92436.7085 | 86626.4396 | 83900.0604 | 89130.8527 | 100667.2078 | 102180.9741 | 92106.0327 | 92096.4599 | 96363.3276 | 104067.5153 | 104157.9283 | 108409.0059 | 109172.8231 | 109113.7952 | 110761.7972 | 112648.5459 | 110252.573 | 111208.8443 | 108661.9164
P5 | 67308.668 | 54937.68 | 48082.2742 | 32510.8525 | 31542.4598 | 43264.3825 | 41587.0128 | 44541.0808 | 42752.1016 | 56654.3555 | 58363.1125 | 61936.794 | 68472.5608 | 67301.2247 | 66200.6915 | 69350.792 | 78328.6992 | 71648.24 | 74738.8782 | 68668.8457
P95 | 136032.1385 | 124703.1153 | 115145.3065 | 138175.2055 | 146492.9255 | 151078.2087 | 157393.9595 | 147338.214 | 152738.3612 | 140288.429 | 151643.7385 | 147665.5565 | 151562.3605 | 150320.361 | 147356.7938 | 145950.4055 | 150197.846 | 147733.2275 | 144849.199 | 143560.6075
FUELCONSUMED - Fuel Consumed
MEAN | 939760.2814 | 834900.5831 | 782015.2975 | 758055.8912 | 804169.5976 | 909361.0092 | 924826.0171 | 831644.4385 | 832953.8756 | 872744.4666 | 940047.1373 | 940865.3869 | 980880.989 | 986583.6504 | 985978.0479 | 1002449.932 | 1019955.5679 | 998316.5634 | 1008470.1098 | 983869.1095
P5 | 606110.9388 | 491684.3031 | 429789.4975 | 288335.6937 | 278420.5816 | 385378.1707 | 372164.3016 | 397747.2911 | 383353.6516 | 511365.6429 | 523125.4818 | 555748.4794 | 616331.6636 | 604616.2784 | 594983.2923 | 625031.1568 | 707214.1595 | 646826.2264 | 676321.5491 | 619655.8899
P95 | 1233497.7634 | 1130108.992 | 1043195.5149 | 1253364.5266 | 1327672.8599 | 1368735.5497 | 1428019.2061 | 1335227.709 | 1385345.8958 | 1272856.1519 | 1373686.6085 | 1337456.2348 | 1374171.9334 | 1361871.7195 | 1334093.7707 | 1323421.3226 | 1361758.7216 | 1339921.5732 | 1314872.4158 | 1301586.9242
FUELCOST - Fuel Cost
MEAN | 902169.8702 | 784806.5481 | 774195.1446 | 879344.8337 | 884586.5574 | 1018484.3303 | 1054301.6595 | 973023.9931 | 991215.112 | 1056020.8045 | 1165658.4503 | 1185490.3875 | 1265336.4758 | 1292424.582 | 1321210.5842 | 1373356.4068 | 1427937.795 | 1417609.52 | 1462281.6592 | 1456126.2821
P5 | 581866.5013 | 462183.2449 | 425491.6025 | 334469.4047 | 306262.6398 | 431623.5512 | 424267.3039 | 465364.3306 | 456190.8454 | 618752.428 | 648675.5974 | 700243.0841 | 795067.8461 | 792047.3248 | 797277.6117 | 856292.6848 | 990099.8233 | 918493.2415 | 980666.2461 | 917090.7171
P95 | 1184157.8529 | 1062302.4525 | 1032763.5598 | 1453902.8508 | 1460440.1459 | 1532983.8157 | 1627941.895 | 1562216.4195 | 1648561.616 | 1540155.9438 | 1703371.3945 | 1685194.8558 | 1772681.7941 | 1784051.9525 | 1787685.6527 | 1813087.2119 | 1906462.2102 | 1902688.634 | 1906565.0029 | 1926348.6479
NETPOS - Net Position (MWh)
MEAN | 88499.4742 | 78549.5919 | 73559.0945 | 71357.8709 | 75713.382 | 85639.7264 | 87138.5994 | 78349.1657 | 78479.8671 | 82235.9377 | 88586.2062 | 88665.0879 | 92443.7974 | 92985.5494 | 92930.8207 | 94490.0505 | 96152.587 | 94112.7076 | 95074.1107 | 92753.7968
P5 | 57055.3636 | 46243.9749 | 40416.0505 | 27091.9608 | 26156.5741 | 36215.6403 | 34992.5119 | 37403.8289 | 36074.9129 | 48148.3806 | 49247.5543 | 52329.585 | 58045.2538 | 56927.4166 | 56023.1608 | 58867.4294 | 66637.7627 | 60950.6338 | 63732.7465 | 58389.2136
P95 | 116189.4134 | 106336.0169 | 98131.5719 | 118081.8436 | 125102.4507 | 129010.5434 | 134617.9751 | 125871.7627 | 130611.2563 | 119987.4417 | 129515.3119 | 126098.5101 | 129564.1157 | 128418.1629 | 125784.234 | 124784.0119 | 128404.7086 | 126345.1664 | 123988.971 | 122737.7963
NETREVENUE - Net Revenue $
MEAN | -99728.9896 | 105806.9686 | 121081.8519 | 202855.5824 | 213972.8645 | 284867.0103 | 285912.5442 | 218665.9239 | 101652.8151 | 144738.2124 | 180987.3739 | 178636.7973 | 262246.2584 | 331973.5592 | 328908.0085 | 370301.5455 | 295061.0024 | 254890.0028 | 257487.4814 | 219622.6478
P5 | -302036.529 | -192085.1728 | -167588.57 | -87435.2819 | -51352.0217 | -45448.3961 | -33522.5473 | -47630.6042 | -139706.7365 | -68948.0555 | -95510.4463 | -95909.0076 | -78456.3447 | -44290.7809 | -36157.2549 | -513.9579 | -52582.7869 | -76477.7316 | -68012.6049 | -112364.8827
P95 | 257946.9493 | 525581.2515 | 600589.4501 | 778854.9029 | 779590.0805 | 806238.5968 | 836443.9699 | 909720.1529 | 886874.1298 | 662864.6238 | 816632.8456 | 632864.7085 | 779552.5381 | 1154599.5254 | 973129.7764 | 921123.6075 | 830279.991 | 792332.0147 | 725183.6841 | 709155.1188
STARTS - Number Starts
MEAN | 7.53 | 5.05 | 6.19 | 6.68 | 9.3 | 3.83 | 65.29 | 63.43 | 133.33 | 113.83 | 25.32 | 26.42 | 25.37 | 24.44 | 23.13 | 24.22 | 119.74 | 125.07 | 138.31 | 128.42
P5 | 4 | 2 | 2.5 | 1.5 | 1 | 1 | 44.5 | 44.5 | 102.5 | 85.5 | 13.5 | 13.5 | 13.5 | 14 | 11.5 | 14.5 | 89.5 | 98.5 | 105.5 | 94
P95 | 13 | 9 | 11 | 15 | 33.5 | 9 | 90 | 79 | 162 | 146 | 38.5 | 39 | 40 | 37.5 | 35 | 37 | 149 | 152 | 168 | 161
VOMCOSTS - VOM Costs
MEAN | 298243.228 | 269425.1001 | 257456.8307 | 254747.5991 | 275596.7103 | 318579.7823 | 330255.2918 | 303211.2713 | 309210.6765 | 330588.4697 | 363203.4453 | 371506.7184 | 394735.0151 | 404487.14 | 412612.8441 | 428039.9288 | 444224.9518 | 443270.8528 | 457306.4724 | 454493.6042
P5 | 192276.5752 | 158616.8339 | 141456.1769 | 96718.3 | 95209.9298 | 134722.182 | 132621.6201 | 144752.8177 | 142135.1567 | 193556.4902 | 201914.9727 | 219260.961 | 247853.2337 | 247634.2621 | 248742.834 | 266669.4552 | 307866.4638 | 287077.4852 | 306554.5105 | 286107.1468
P95 | 391558.3231 | 364732.5381 | 343460.5016 | 421552.1815 | 455372.9206 | 479919.2216 | 510202.1257 | 487123.7215 | 514608.3496 | 482349.5157 | 531012.7787 | 528352.7575 | 553238.774 | 558619.0086 | 558481.9988 | 565271.5739 | 593229.7536 | 595085.7336 | 596386.9505 | 601415.2018
Simple HR 2018 Colstrip 4 must run
CAPACITYFACTOR - Net Generation Capacity Factor
MEAN | 1 | 1 | 1 | 1 | 1 | 1 | 1 | 1 | 1 | 1 | 1 | 1 | 1 | 1 | 1 | 1 | 1 | 1 | 1 | 1
P5 | 1 | 1 | 1 | 1 | 1 | 1 | 1 | 1 | 1 | 1 | 1 | 1 | 1 | 1 | 1 | 1 | 1 | 1 | 1 | 1
P95 | 1 | 1 | 1 | 1 | 1 | 1 | 1 | 1 | 1 | 1 | 1 | 1 | 1 | 1 | 1 | 1 | 1 | 1 | 1 | 1
FUELCONSUMED - Fuel Consumed
MEAN | 1276312.95 | 1454213.25 | 1445177.7 | 1229211.45 | 1456019.55 | 1458793.8 | 1278678.15 | 1454974.65 | 1442970.45 | 1253256.3 | 1453500.45 | 1446591.15 | 1269723.6 | 1443841.2 | 1446024.15 | 1243665.9 | 1451649.6 | 1458384.75 | 1265649.3 | 1455339.15
P5 | 1200420 | 1377607.5 | 1362622.5 | 1138657.5 | 1370520 | 1382670 | 1210747.5 | 1370520 | 1364850 | 1160122.5 | 1362825 | 1348447.5 | 1185840 | 1349460 | 1358370 | 1162350 | 1359787.5 | 1375177.5 | 1196167.5 | 1356547.5
P95 | 1342777.5 | 1530900 | 1526242.5 | 1299442.5 | 1535962.5 | 1531912.5 | 1339335 | 1529077.5 | 1517737.5 | 1318882.5 | 1531305 | 1529887.5 | 1337107.5 | 1526647.5 | 1522800 | 1322932.5 | 1508827.5 | 1542645 | 1331640 | 1520977.5
FUELCOST - Fuel Cost
MEAN | 1225260.432 | 1366960.455 | 1430725.923 | 1425885.282 | 1601621.505 | 1633849.056 | 1457693.091 | 1702320.3405 | 1717134.8355 | 1516440.123 | 1802340.558 | 1822704.849 | 1637943.444 | 1891431.972 | 1937672.361 | 1703822.283 | 2032309.44 | 2070906.345 | 1835191.485 | 2153901.942
P5 | 1152403.2 | 1294951.05 | 1348996.275 | 1320842.7 | 1507572 | 1548590.4 | 1380252.15 | 1603508.4 | 1624171.5 | 1403748.225 | 1689903 | 1699043.85 | 1529733.6 | 1767792.6 | 1820215.8 | 1592419.5 | 1903702.5 | 1952752.05 | 1734442.875 | 2007690.3
P95 | 1289066.4 | 1439046 | 1510980.075 | 1507353.3 | 1689558.75 | 1715742 | 1526841.9 | 1789020.675 | 1806107.625 | 1595847.825 | 1898818.2 | 1927658.25 | 1724868.675 | 1999908.225 | 2040552 | 1812417.525 | 2112358.5 | 2190555.9 | 1930878 | 2251046.7
NETPOS - Net Position (MWh)
MEAN | 94541.7 | 107719.5 | 107050.2 | 91052.7 | 107853.3 | 108058.8 | 94716.9 | 107775.9 | 106886.7 | 92833.8 | 107666.7 | 107154.9 | 94053.6 | 106951.2 | 107112.9 | 92123.4 | 107529.6 | 108028.5 | 93751.8 | 107802.9
P5 | 88920 | 102045 | 100935 | 84345 | 101520 | 102420 | 89685 | 101520 | 101100 | 85935 | 100950 | 99885 | 87840 | 99960 | 100620 | 86100 | 100725 | 101865 | 88605 | 100485
P95 | 99465 | 113400 | 113055 | 96255 | 113775 | 113475 | 99210 | 113265 | 112425 | 97695 | 113430 | 113325 | 99045 | 113085 | 112800 | 97995 | 111765 | 114270 | 98640 | 112665
NETREVENUE - Net Revenue $
MEAN | -1329290.5263 | -1317716.2919 | -1344627.2681 | -1308630.4176 | -1712972.2189 | -1701772.5959 | -1504436.9419 | -2012646.171 | -2150433.0548 | -1718696.4065 | -2193340.7319 | -2197345.8891 | -1785821.1045 | -2179500.2666 | -2250439.4538 | -1769710.175 | -2349308.5616 | -2443834.1669 | -1988495.8 | -2543842.7402
P5 | -1680104.6695 | -1794624.2624 | -1849085.1897 | -1881900.2642 | -2172231.3948 | -2165341.9195 | -1994866.6543 | -2423162.5259 | -2543207.6645 | -2024270.9707 | -2568311.496 | -2588575.5312 | -2141313.2672 | -2614321.3234 | -2632679.6176 | -2225461.0151 | -2715538.4349 | -2830992.8561 | -2323974.1824 | -2955190.8775
P95 | -951857.686 | -840306.0137 | -737701.5957 | -705885.7593 | -1171647.049 | -1246844.7056 | -1057383.2148 | -1445082.1468 | -1513325.9159 | -1281204.6561 | -1638673.8704 | -1805584.0493 | -1369881.0368 | -1567226.7861 | -1866997.3978 | -1265398.1622 | -1969119.0375 | -2013908.9935 | -1587568.6341 | -2050234.2954
STARTS - Number Starts
MEAN | 3.1 | 2.4 | 2.39 | 3.02 | 2.36 | 2.16 | 2.68 | 2.19 | 2.61 | 2.92 | 2.39 | 2.38 | 3.07 | 2.48 | 2.26 | 2.73 | 2.35 | 2.07 | 3.08 | 2.09
P5 | 1 | 0 | 0 | 1 | 0 | 0 | 1 | 0 | 0 | 1 | 0 | 0 | 1 | 0 | 0 | 1 | 0 | 0 | 1 | 0
P95 | 6 | 5 | 4.5 | 6 | 5 | 4 | 5 | 5 | 5.5 | 5 | 5 | 5 | 5 | 5 | 5 | 5.5 | 5 | 4 | 6 | 5
VOMCOSTS - VOM Costs
MEAN | 318605.529 | 369477.885 | 374675.7 | 325058.139 | 392586.012 | 401978.736 | 358977.051 | 417092.733 | 421133.598 | 373191.876 | 441433.47 | 448979.031 | 401608.872 | 465237.72 | 475581.276 | 417319.002 | 496786.752 | 508814.235 | 450946.158 | 528234.21
P5 | 299660.4 | 350014.35 | 353272.5 | 301111.65 | 369532.8 | 381002.4 | 339906.15 | 392882.4 | 398334 | 345458.7 | 413895 | 418518.15 | 375076.8 | 434826 | 446752.8 | 390033 | 465349.5 | 479784.15 | 426190.05 | 492376.5
P95 | 335197.05 | 388962 | 395692.5 | 343630.35 | 414141 | 422127 | 376005.9 | 438335.55 | 442954.5 | 392733.9 | 465063 | 474831.75 | 422922.15 | 491919.75 | 500832 | 443917.35 | 516354.3 | 538211.7 | 474458.4 | 552058.5
Simple HR 2018 David Gates Generating Station updated HRs
CAPACITYFACTOR - Net Generation Capacity Factor
MEAN | 0.067314 | 0.083307 | 0.077528 | 0.033497 | 0.029075 | 0.02415 | 0.040231 | 0.035148 | 0.021922 | 0.029609 | 0.029917 | 0.025714 | 0.030411 | 0.031443 | 0.027052 | 0.033071 | 0.024287 | 0.019954 | 0.020004 | 0.017117
P5 | 0.044197 | 0.04763 | 0.040505 | 0.020106 | 0.018068 | 0.012876 | 0.021822 | 0.021711 | 0.010288 | 0.019822 | 0.016797 | 0.014276 | 0.018285 | 0.020896 | 0.015884 | 0.022337 | 0.015589 | 0.012414 | 0.012434 | 0.008746
P95 | 0.092316 | 0.11775 | 0.11313 | 0.050013 | 0.042665 | 0.03384 | 0.060744 | 0.054172 | 0.04116 | 0.04266 | 0.046668 | 0.037287 | 0.042058 | 0.043138 | 0.039776 | 0.043134 | 0.038223 | 0.029591 | 0.028949 | 0.025158
CO2EMISSIONS - CO2 Emissions
MEAN | 43586.4776 | 52526.91 | 48181.6647 | 26918.4609 | 23485.1597 | 19568.3677 | 24427.8537 | 21840.4477 | 12444.1937 | 17278.3535 | 17080.2659 | 13722.1967 | 16950.1736 | 17421.3556 | 14136.8844 | 18319.8727 | 12023.8201 | 9761.6028 | 10001.1571 | 8696.54
P5 | 32433.6115 | 35784.6732 | 29957.0982 | 16206.1335 | 14630.2215 | 10430.315 | 14811.7345 | 14224.261 | 6282.493 | 11924.8435 | 10605.1377 | 8305.631 | 11590.1705 | 12707.1732 | 9067.6815 | 13112.6748 | 8012.2815 | 6633.1637 | 6730.623 | 5074.295
P95 | 55472.4563 | 67484.8442 | 64286.4995 | 40116.9218 | 34062.2965 | 27523.752 | 33344.7475 | 31532.4805 | 21359.5382 | 23514.8675 | 24148.989 | 18933.7993 | 21820.8825 | 23003.067 | 19539.9673 | 23239.2092 | 17615.1805 | 13640.5817 | 13533.9647 | 12471.079
FUELCONSUMED - Fuel Consumed
MEAN | 738715.7846 | 890244.7941 | 816608.4577 | 456116.2359 | 397992.8525 | 331634.333 | 414007.0732 | 370154.4303 | 210909.4601 | 292841.1387 | 289484.109 | 232569.6259 | 287275.2164 | 295264.4369 | 239598.3386 | 310491.2432 | 203790.9071 | 165446.582 | 169510.1179 | 147392.9345
P5 | 549686.2481 | 606492.7696 | 507713.9723 | 274657.2255 | 247949.0895 | 176770.195 | 251023.8414 | 241076.5801 | 106482.9928 | 202109.4639 | 179732.2799 | 140774.1002 | 196432.8221 | 215371.5984 | 153674.765 | 222231.9374 | 135816.327 | 112401.2153 | 114072.9684 | 86013.8143
P95 | 940183.7736 | 1143789.432 | 1089572.2188 | 679755.2126 | 577169.4221 | 466446.3184 | 565127.5252 | 534409.7443 | 362013.5964 | 398538.3033 | 409306.2602 | 320931.799 | 369826.756 | 389894.1074 | 331173.0936 | 393863.7411 | 298560.175 | 231217.6887 | 229426.9461 | 211377.7709
FUELCOST - Fuel Cost
MEAN | 1037873.5823 | 1243133.266 | 1202971.0946 | 709522.5662 | 636073.806 | 614696.247 | 793524.5674 | 724711.6566 | 462918.6225 | 631612.2398 | 656859.7152 | 565600.8259 | 714632.9748 | 775909.0906 | 660782.9779 | 848768.2229 | 591039.3511 | 502954.3239 | 522057.7247 | 468282.2636
P5 | 579224.1529 | 581155.1949 | 514534.5098 | 254819.1872 | 263146.7967 | 230885.9221 | 328775.5741 | 358385.0362 | 168301.7994 | 345031.4217 | 295513.7268 | 238718.3481 | 380282.038 | 421489.8318 | 303623.8782 | 486957.5837 | 325554.394 | 267820.3734 | 287683.5388 | 219605.7414
P95 | 1602686.4801 | 1936682.6989 | 2031055.0032 | 1358929.606 | 1167444.0705 | 986115.1429 | 1365088.2817 | 1412188.733 | 1020357.1105 | 1093304.9602 | 1199864.9035 | 952034.3642 | 1128849.7175 | 1321891.256 | 1131057.2478 | 1288924.7939 | 991809.1181 | 839536.0262 | 822049.7661 | 743968.5392
NETPOS - Net Position (MWh)
MEAN | 37718.6902 | 46717.0427 | 43201.369 | 18693.8402 | 16282.2673 | 13562.5617 | 22524.1255 | 19678.875 | 12210.7468 | 16684.0074 | 16760.3594 | 14387.1118 | 17024.7529 | 17569.094 | 15091.4469 | 18513.493 | 13604.8749 | 11191.1996 | 11198.6261 | 9540.5234
P5 | 24752.9781 | 26812.4715 | 22571.92 | 11229.75 | 10137.75 | 7227.5 | 12169.3249 | 12062.3511 | 5766.9509 | 11093.7527 | 9447.7701 | 7960.2597 | 10252.8715 | 11633.4416 | 8826.9915 | 12479.2862 | 8679.2263 | 6972.1455 | 6952.5275 | 4892.8521
P95 | 51840.0515 | 66297.4555 | 62848.4417 | 27934.1324 | 23630.6144 | 19082.0011 | 33928.8868 | 30201.4426 | 22830.8699 | 24133.3756 | 26256.6032 | 20964.4136 | 23552.4043 | 24217.022 | 22207.822 | 24141.6334 | 21329.5107 | 16575.1343 | 16152.2398 | 13929.5757
NETREVENUE - Net Revenue $
MEAN | -1100068.6057 | -1145241.7569 | -1032452.1859 | -767822.7091 | -716746.4978 | -598525.8599 | -536198.4715 | -545610.3496 | -221972.488 | -374263.8908 | -352388.0385 | -188934.4714 | -337958.2725 | -363647.5563 | -198479.8798 | -407098.3292 | -101398.1718 | -67926.821 | -106655.4812 | -122236.1031
P5 | -1365494.1385 | -1398760.8279 | -1313032.6427 | -1259398.4501 | -1111705.2423 | -880208.6084 | -734058.3898 | -775328.0649 | -341645.5805 | -528716.5399 | -520756.5446 | -297068.5843 | -478306.1414 | -493455.6419 | -321583.1218 | -625233.0384 | -248538.1466 | -151933.8371 | -233408.4805 | -218899.3249
P95 | -838184.6263 | -895635.687 | -738236.1739 | -429582.7301 | -424358.4492 | -296803.5287 | -357862.8784 | -367784.2733 | -104424.8508 | -237032.7343 | -209814.3996 | -108467.3735 | -227092.2941 | -231478.6316 | -103099.7238 | -242989.7772 | 19884.3038 | 6988.5408 | -3396.94 | -8476.2204
STARTS - Number Starts
MEAN | 2211.26 | 2349.61 | 2201.08 | 1862.86 | 1664.29 | 1396.21 | 1411.81 | 1307.91 | 751.62 | 998.26 | 999.08 | 769.15 | 945.08 | 974.61 | 748.82 | 970.05 | 589.59 | 487.51 | 499.18 | 455.89
P5 | 2030 | 2159.5 | 1990.5 | 1357 | 1172.5 | 932 | 960.5 | 914.5 | 473 | 761 | 697 | 520.5 | 757 | 711.5 | 528.5 | 747.5 | 438 | 362.5 | 385 | 326
P95 | 2350.5 | 2485 | 2346 | 2387 | 2171 | 1747 | 1771.5 | 1715.5 | 1100 | 1270.5 | 1267 | 1001 | 1153.5 | 1214.5 | 983 | 1147 | 751.5 | 583.5 | 628.5 | 578
VOMCOSTS - VOM Costs
MEAN | 342485.7074 | 432599.8157 | 407820.9232 | 180021.6809 | 159891.8647 | 135896.8679 | 230196.5629 | 205250.6663 | 129800.238 | 181021.4798 | 185369.5752 | 162430.4926 | 195954.9054 | 206261.1638 | 180795.5334 | 226234.8844 | 169516.7408 | 142240.147 | 145134.1943 | 126125.7194
P5 | 224757.0412 | 248283.4865 | 213078.9251 | 108142.4925 | 99552.705 | 72419.55 | 124370.5003 | 125810.3218 | 61302.6885 | 120367.2169 | 104492.3371 | 89871.3322 | 118010.5512 | 136576.6042 | 105747.3587 | 152496.8777 | 108143.16 | 88615.9698 | 90104.7562 | 64683.505
P95 | 470707.6676 | 613914.4377 | 593289.2895 | 269005.6954 | 232052.6331 | 191201.6506 | 346753.2235 | 315001.0464 | 242692.1474 | 261847.1251 | 290398.0315 | 236688.2301 | 271088.1736 | 284307.8379 | 266049.7073 | 295010.7607 | 265765.7035 | 210669.9573 | 209333.0276 | 184148.9903
Simple HR 2018 YELP 2015 v2
CAPACITYFACTOR - Net Generation Capacity Factor
MEAN | 1 | 1 | 1 | 1 | 1 | 1 | 1 | 1 | 1 | 1
P5 | 1 | 1 | 1 | 1 | 1 | 1 | 1 | 1 | 1 | 1
P95 | 1 | 1 | 1 | 1 | 1 | 1 | 1 | 1 | 1 | 1
NETPOS - Net Position (MWh)
MEAN | 193828.96 | 194754.56 | 193468.08 | 192903.88 | 193879.4 | 194975.04 | 193937.12 | 194259 | 193346.4 | 195608.92
P5 | 188864 | 187928 | 187980 | 187590 | 188318 | 190268 | 188136 | 188084 | 188084 | 189904
P95 | 198146 | 199342 | 197392 | 197990 | 198328 | 198978 | 198848 | 198510 | 197340 | 199368
NETREVENUE - Net Revenue $
MEAN | -16175779.9149 | -16193276.7471 | -16487447.6874 | -16986337.1751 | -17715829.1162 | -18787524.8453 | -19978477.727 | -21364884.5724 | -21198246.0274 | -21360600.204
P5 | -17002223.3467 | -17286063.3837 | -17468023.2966 | -18002562.7832 | -18735174.6493 | -19880964.6982 | -21064294.547 | -22323647.9331 | -22113543.2604 | -22161987.6171
P95 | -15250370.6759 | -15000583.1465 | -15425037.4158 | -15761032.3309 | -16744312.469 | -17877443.2604 | -18773698.2794 | -20299394.0227 | -20230373.1593 | -20483179.9362
STARTS - Number Starts
MEAN | 1.59 | 1.45 | 1.47 | 1.71 | 1.69 | 1.61 | 1.76 | 1.74 | 1.55 | 1.45
P5 | 0 | 0 | 0 | 0 | 0 | 0 | 0 | 0 | 0 | 0
P95 | 4 | 4 | 3 | 4 | 4 | 4 | 4 | 5 | 3.5 | 4
Generation Asset - Total
CAPACITYFACTOR - Net Generation Capacity Factor
MEAN | 0.40746 | 0.40006 | 0.39122 | 0.40185 | 0.35655 | 0.32079 | 0.26099 | 0.23318 | 0.21168 | 0.21242 | 0.1871 | 0.17991 | 0.18377 | 0.18543 | 0.17967 | 0.18049 | 0.1791 | 0.16894 | 0.16534 | 0.1554
P5 | 0.37184 | 0.35513 | 0.34338 | 0.34451 | 0.29885 | 0.25882 | 0.20081 | 0.18581 | 0.16958 | 0.18046 | 0.15279 | 0.14713 | 0.1513 | 0.14873 | 0.14703 | 0.14438 | 0.15 | 0.14345 | 0.14306 | 0.12989
P95 | 0.44014 | 0.43454 | 0.42609 | 0.45115 | 0.41809 | 0.37107 | 0.31666 | 0.29142 | 0.27147 | 0.25515 | 0.23194 | 0.21795 | 0.2199 | 0.22158 | 0.21395 | 0.21038 | 0.21023 | 0.195 | 0.19123 | 0.1802
CO2EMISSIONS - CO2 Emissions
MEAN | 254234.8145 | 238338.9779 | 223676.1898 | 357693.1106 | 421166.596 | 506338.3782 | 509737.0512 | 452057.2624 | 396238.8643 | 414762.6503 | 443794.9341 | 441182.1586 | 464675.8659 | 468161.7979 | 454763.0311 | 465903.3155 | 463250.9938 | 435175.9543 | 434729.3481 | 408611.8233
P5 | 174371.5517 | 148883.5482 | 130944.082 | 217302.1765 | 262450.3915 | 316194.054 | 302268.3162 | 288544.2495 | 238093.1226 | 292968.6483 | 320034.3987 | 325225.2285 | 346269.3677 | 324234.6188 | 323661.6047 | 325142.8765 | 353895.0935 | 329242.7555 | 339592.577 | 298314.4315
P95 | 321819.3689 | 311058.7865 | 297630.938 | 487011.3322 | 594222.6062 | 657775.7283 | 690616.759 | 651004.2802 | 604369.8235 | 563987.1095 | 597378.1462 | 585827.6685 | 605448.614 | 599530.85 | 586500.683 | 565858.6175 | 579578.1267 | 536603.1255 | 534928.6217 | 507335.767
FUELCONSUMED - Fuel Consumed
MEAN | 5381678.4084 | 5307273.017 | 5301222.7221 | 7277901.6078 | 8294842.9525 | 9749420.7744 | 9585932.9751 | 8787870.2193 | 8056178.655 | 8114219.3223 | 8483105.5036 | 8605812.1061 | 8773203.7956 | 8806239.2402 | 8775438.3888 | 8736980.7129 | 8661887.0681 | 8442477.4168 | 8237299.5678 | 7861264.1233
P5 | 4609148.9 | 4323159.386 | 4253184.8054 | 5797412.1223 | 6499039.6206 | 7510429.7256 | 7077178.5528 | 6748526.1142 | 6168568.2177 | 6697289.4729 | 7032555.0947 | 7146317.7451 | 7318215.1858 | 7162220.7606 | 7262895.8427 | 7113896.9593 | 7322508.9422 | 7258388.4709 | 7166265.4953 | 6569934.0445
P95 | 6081733.7721 | 6015717.1605 | 6086593.0582 | 8679581.7634 | 10288593.6064 | 11619469.2303 | 11869451.1789 | 11240550.2628 | 10615231.4662 | 9996644.297 | 10347033.9601 | 10272383.5321 | 10402840.4929 | 10354322.1007 | 10343524.9072 | 10079096.2961 | 10028886.0599 | 9637986.9924 | 9402096.5506 | 8992080.6501
FUELCOST - Fuel Cost
MEAN | 5497252.6191 | 5396374.897 | 5646871.1141 | 9445711.4296 | 11049717.6595 | 14390468.0781 | 14970703.4789 | 14032926.4497 | 12897733.3088 | 13428817.313 | 14678265.9208 | 15170861.7806 | 16402030.6173 | 17163303.2558 | 17226126.7309 | 17800667.5969 | 17866150.2159 | 17449254.4699 | 17602156.6848 | 16972244.7054
P5 | 4482976.8493 | 4081671.1819 | 4239466.511 | 6375669.5643 | 7289512.2069 | 9075785.0089 | 8776096.6904 | 9132595.8912 | 8170694.6886 | 9706053.7411 | 10286356.3645 | 10956318.7725 | 11878735.6118 | 11532527.1815 | 11740953.4671 | 11963757.5825 | 13022066.6707 | 13076478.2995 | 13494295.0154 | 12116282.5443
P95 | 6544816.4425 | 6611852.9134 | 7014502.5789 | 12958089.5564 | 15910239.9469 | 19572657.9687 | 21422285.6831 | 23112766.4743 | 21419862.3674 | 19141620.0026 | 21074960.85 | 21188513.4099 | 22582539.2465 | 24952010.015 | 24281603.8707 | 23365079.0034 | 24272225.404 | 22642927.7023 | 22707075.6645 | 22079661.6849
NETPOS - Net Position (MWh)
MEAN | 745032.8833 | 733565.9929 | 731200.9901 | 988200.8511 | 1112665.9975 | 1214060.7171 | 1136350.5834 | 1049668.9509 | 966274.7562 | 976230.2013 | 821640.6848 | 831579.2238 | 857177.7529 | 860813.2517 | 853415.8117 | 851546.8847 | 848453.5053 | 816112.5882 | 799985.7294 | 757457.0823
P5 | 673318.5461 | 648731.2537 | 646625.7798 | 851537.2061 | 926817.8002 | 980991.6758 | 873354.9918 | 838095.2709 | 773324.884 | 826495.4612 | 674459.9607 | 678182.1222 | 704516.3037 | 689671.0594 | 699183.5892 | 681281.3451 | 709142.1088 | 694174.3212 | 690459.8429 | 633300.1322
P95 | 805771.0486 | 801820.3901 | 796867.6871 | 1115329.8786 | 1304613.5499 | 1408848.8245 | 1377096.2501 | 1309557.513 | 1234672.5689 | 1171003.1535 | 1018786.2903 | 1005608.4273 | 1028145.2702 | 1025794.7759 | 1014599.444 | 994136.1492 | 995175.3131 | 942721.8591 | 925056.7774 | 877496.7711
NETREVENUE - Net Revenue $
MEAN | -30989545.9779 | -30140299.3153 | -30943240.3026 | -31325158.7714 | -32102021.9993 | -26135028.8119 | -19903488.1951 | -22135315.9641 | -23274705.4597 | -22453253.4734 | -849421.1917 | -1001766.2534 | -29083.8751 | 360940.6654 | -67512.325 | 667657.1263 | 384806.6106 | -973798.1749 | -515529.624 | -1292250.2739
P5 | -33450617.3892 | -33135370.0048 | -33909317.4982 | -35349977.3781 | -36567633.322 | -30301785.3954 | -24588819.3582 | -25717494.8952 | -26604482.8192 | -25431607.0622 | -3504113.5746 | -3874397.2507 | -3152777.9788 | -2777775.9912 | -3356093.394 | -2726179.3069 | -2542144.6357 | -3621986.3411 | -3026188.8469 | -3978985.7425
P95 | -27931651.5362 | -26834403.4798 | -27018995.6021 | -26475504.8868 | -26334692.1372 | -21557306.7443 | -14213240.6204 | -15732794.4525 | -17157301.7725 | -17888479.3353 | 4151023.7304 | 2424846.172 | 3246162.1707 | 5155582.3594 | 4433610.3662 | 4311922.2087 | 4966103.3386 | 2566899.6522 | 2615566.6837 | 1829516.1411
STARTS - Number Starts
MEAN | 2254.84 | 2396.57 | 2268.32 | 3546.56 | 4928.23 | 6268.05 | 8074.56 | 7639.52 | 6677.74 | 7006.87 | 7280.76 | 7037.01 | 7514.31 | 7564.68 | 7309.37 | 7320.96 | 7373.14 | 6822.11 | 7013.64 | 6599.22
P5 | 2084 | 2231.5 | 2116 | 3137.5 | 4234 | 5225.5 | 7004.5 | 6459 | 5554 | 6099.5 | 6137 | 6097.5 | 6562 | 6230 | 6187.5 | 6121 | 6285.5 | 5666 | 5832 | 5355
P95 | 2402 | 2519 | 2423 | 3931.5 | 5716 | 7365.5 | 9166.5 | 8705.5 | 7790.5 | 8024 | 8500 | 8063 | 8526.5 | 8652.5 | 8557.5 | 8561.5 | 8467 | 7724.5 | 8108.5 | 7780.5
VOMCOSTS - VOM Costs
MEAN | 1635580.5566 | 1673363.0936 | 1685676.3416 | 1686984.7944 | 1745394.8756 | 1964180.2469 | 2062388.0405 | 1944668.3568 | 1897663.1624 | 1968532.6522 | 2085092.6092 | 2161249.1561 | 2234454.8193 | 2285248.1822 | 2337056.8102 | 2383202.6538 | 2410591.8502 | 2435067.6226 | 2417594.7601 | 2374369.5852
P5 | 1348861.3721 | 1288851.619 | 1264054.1276 | 1255023.5442 | 1294792.5158 | 1466919.1593 | 1456055.9796 | 1465975.2952 | 1403965.9903 | 1598208.1916 | 1644971.5839 | 1731798.9739 | 1823903.0415 | 1783410.1893 | 1844824.5653 | 1880943.2086 | 1979299.0979 | 2017804.6417 | 2056165.5177 | 1925480.9487
P95 | 1903810.4955 | 1985826.6296 | 2030580.8107 | 2127618.3375 | 2243587.3341 | 2380405.1779 | 2644137.5282 | 2559588.0438 | 2545556.2714 | 2446259.0513 | 2586623.1663 | 2644808.0413 | 2709391.6735 | 2720638.9011 | 2835433.9399 | 2748769.7426 | 2855945.111 | 2812461.8244 | 2780173.1841 | 2748442.1755
Hydro
IRP Black Eagle 2018
NETPOS - Net Position (MWh)
MEAN | 57040.7834 | 57192.4599 | 56760.1129 | 56782.3464 | 56982.4346 | 57116.281 | 57023.0601 | 57065.2962 | 56735.0128 | 57267.0927 | 56960.2578 | 57016.9848 | 57060.623 | 56859.6721 | 56774.4643 | 56991.3847 | 56998.5095 | 57163.6258 | 57086.7874 | 56717.7712
P5 | 52743.5277 | 53033.8711 | 52177.989 | 52528.0242 | 53026.4635 | 52320.3188 | 52932.7189 | 53370.7813 | 51775.8709 | 52948.2509 | 52532.2801 | 52942.395 | 52306.8955 | 52585.5857 | 53136.7755 | 52315.4126 | 52585.6073 | 53302.1897 | 51436.5992 | 53017.1151
P95 | 61097.7235 | 60843.7916 | 60980.4071 | 60291.521 | 60726.0926 | 61142.0114 | 61289.2754 | 60864.5249 | 60279.0432 | 61051.9001 | 60921.5498 | 60413.4034 | 60708.9999 | 60687.1849 | 61440.2634 | 61624.6362 | 60930.7599 | 60839.1028 | 61836.9125 | 60773.0473
NETREVENUE - Net Revenue $
MEAN | 532423.972 | 684898.3882 | 696366.3571 | 664958.8718 | 611187.316 | 635169.008 | 571018.6685 | 520838.266 | 459088.9714 | 485176.3298 | 490095.5799 | 504024.2647 | 536519.2791 | 558232.5451 | 551686.7982 | 564897.1621 | 564840.4083 | 550898.4424 | 553526.6983 | 534564.3802
P5 | 335208.1209 | 442292.3433 | 435083.6102 | 366135.1126 | 355282.9095 | 369380.3921 | 324672.8659 | 329699.4804 | 264002.8519 | 331657.5931 | 301417.1666 | 297968.8838 | 368936.0623 | 356156.3198 | 350936.4852 | 359624.2257 | 385019.8481 | 373663.2873 | 385441.6932 | 345533.8481
P95 | 738747.3648 | 943846.229 | 970324.8528 | 962528.0998 | 911180.6299 | 893209.9718 | 818173.6152 | 805362.4084 | 763932.4022 | 725532.9253 | 743747.5512 | 703293.3123 | 764626.0047 | 839400.7143 | 753271.0203 | 807245.2511 | 808588.406 | 764566.9764 | 760006.9766 | 730425.7527
IRP Black Eagle 2018 Upgrade U1
NETPOS - Net Position (MWh)
MEAN | 8.6686 | 8.6709 | 3716.6272 | 3691.3536 | 3716.7824 | 3730.6589 | 3728.9011 | 3724.7658 | 3706.5228 | 3740.724 | 3711.4652 | 3718.3851 | 3729.2503 | 3718.9546 | 3701.1776 | 3720.7059 | 3724.2857 | 3734.6555 | 3720.7441 | 3710.9791
P5 | 7.8204 | 7.4405 | 3607.8529 | 3545.5208 | 3556.7167 | 3588.342 | 3589.4774 | 3561.7485 | 3588.9532 | 3584.7881 | 3573.4538 | 3599.1929 | 3597.3341 | 3586.2611 | 3604.447 | 3561.1637 | 3583.2403 | 3585.0604 | 3588.1667 | 3585.8916
P95 | 9.6973 | 9.6525 | 3801.2493 | 3797.7533 | 3807.9399 | 3812.9114 | 3809.0964 | 3813.8904 | 3790.3907 | 3829.5123 | 3814.705 | 3812.2744 | 3814.3945 | 3807.2778 | 3796.0492 | 3802.8564 | 3809.4778 | 3814.0137 | 3804.6498 | 3791.9492
NETREVENUE - Net Revenue $
MEAN | 73.5361 | 118.6177 | 47816.6236 | 45330.8903 | 42087.5108 | 43922.2307 | 39820.71 | 36504.8409 | 32591.2403 | 34420.7776 | 34883.618 | 35738.5457 | 38190.6455 | 39684.4229 | 39227.3624 | 40255.3065 | 40076.8906 | 39262.6123 | 39438.3175 | 38627.6929
P5 | 39.7552 | 67.4076 | 30624.207 | 25815.2066 | 25795.905 | 26292.6426 | 23036.8094 | 23496.0277 | 19688.5737 | 23669.9016 | 22097.3062 | 23061.8249 | 26341.8065 | 25629.0861 | 26025.4388 | 26989.0142 | 27538.4432 | 26955.9143 | 28348.8473 | 25553.846
P95 | 119.7887 | 192.9167 | 66962.9744 | 66080.4129 | 63490.6638 | 60695.2038 | 55282.2236 | 57797.2442 | 54128.5011 | 50579.6634 | 52123.7794 | 48741.5684 | 53441.6646 | 59594.018 | 51921.0268 | 55650.6927 | 55721.8355 | 53600.6645 | 53740.566 | 51398.8645
IRP Cochrane 2018
NETPOS - Net Position (MWh)
MEAN | 118246.8074 | 118373.6086 | 117567.077 | 117683.4156 | 118058.407 | 118234.9692 | 118011.1549 | 118349.0739 | 117587.4051 | 118655.8522 | 117995.4063 | 118243.531 | 118187.4123 | 117516.5142 | 117755.2788 | 118072.0517 | 118200.9502 | 118398.9899 | 118166.4873 | 117651.2372
P5 | 109795.9571 | 110965.7037 | 109247.0428 | 110860.725 | 110326.8799 | 109979.7147 | 110665.0989 | 111125.4716 | 110193.4813 | 109856.4957 | 110701.1659 | 108981.6718 | 110948.2469 | 109447.1618 | 110519.0703 | 110400.9469 | 110191.0034 | 111616.9868 | 109852.3624 | 110613.6043
P95 | 126404.8449 | 125344.1551 | 124742.2318 | 123677.6958 | 124484.8796 | 124781.9144 | 127183.7773 | 125210.1485 | 124032.7683 | 126116.855 | 126056.826 | 125706.781 | 125632.1886 | 124006.2044 | 126168.8918 | 125805.7018 | 125943.7194 | 126109.3515 | 126636.4256 | 125446.9408
NETREVENUE - Net Revenue $
MEAN | 1061919.6149 | 1373637.6158 | 1398628.1351 | 1329569.8181 | 1221965.5031 | 1266864.1836 | 1131187.2107 | 1029762.5007 | 899523.6619 | 951588.0347 | 963777.5663 | 987786.762 | 1050765.0038 | 1092329.7089 | 1077978.3253 | 1106395.2849 | 1105467.3399 | 1070361.0512 | 1073472.8382 | 1034069.1538
P5 | 674108.8994 | 877140.9093 | 865234.0918 | 733273.4869 | 712477.4557 | 753793.0934 | 610921.2214 | 639570.5867 | 510888.0725 | 638362.5392 | 583727.8429 | 577165.9166 | 691620.9563 | 714717.2873 | 683356.3827 | 702828.088 | 758849.7086 | 711719.2043 | 717369.5795 | 676181.0692
P95 | 1509054.8088 | 1898923.4284 | 2001586.9895 | 1958004.7812 | 1843697.27 | 1768591.7991 | 1607798.7243 | 1623635.8153 | 1526484.845 | 1433350.8252 | 1458141.6062 | 1371752.2885 | 1527405.7049 | 1681559.3083 | 1457576.6527 | 1612554.9538 | 1592120.5456 | 1505484.7342 | 1482121.2089 | 1446967.9013
IRP Hauser 2018
NETPOS - Net Position (MWh)
MEAN | 54062.5544 | 54143.3134 | 53819.1128 | 53819.3905 | 54051.2456 | 54143.2362 | 54063.5633 | 54072.8402 | 53826.1912 | 54363.5446 | 54055.7341 | 54062.3152 | 54074.615 | 53899.3107 | 53827.1224 | 54055.5191 | 54069.2261 | 54166.3207 | 54069.1768 | 53811.8031
P5 | 49462.943 | 49222.2572 | 49168.0615 | 49304.3582 | 49594.7448 | 49631.0304 | 49379.696 | 50078.664 | 48556.0938 | 50329.7841 | 49118.949 | 49592.4577 | 49946.0004 | 49129.4953 | 48164.2074 | 49020.1633 | 49707.7465 | 50012.428 | 48999.138 | 49711.6404
P95 | 58130.4023 | 57618.0005 | 57518.5458 | 57409.5596 | 57701.3758 | 57702.995 | 58010.6517 | 57713.2706 | 57113.5899 | 57612.5983 | 57793.1402 | 57579.0508 | 57863.8877 | 57999.2099 | 57921.8821 | 58093.0606 | 57920.5485 | 58121.3227 | 58055.2167 | 57461.5374
NETREVENUE - Net Revenue $
MEAN | 538074.0682 | 680939.9186 | 693815.0606 | 662410.9011 | 612024.0719 | 638398.1621 | 578552.6846 | 528808.268 | 472034.0625 | 500310.2551 | 506898.756 | 519706.3933 | 553743.0349 | 575019.1655 | 569901.9111 | 584145.4599 | 585127.0836 | 568996.482 | 574609.7087 | 560794.2115
P5 | 352968.6864 | 447743.1995 | 432902.0004 | 360875.6792 | 352997.8158 | 368962.5301 | 331328.5653 | 351565.7155 | 278319.2146 | 351704.58 | 317742.0046 | 320657.5898 | 386141.4022 | 365059.3244 | 372296.8552 | 382207.8582 | 402920.3605 | 390293.7215 | 410492.2982 | 370383.6573
P95 | 746812.3166 | 921545.9036 | 967827.445 | 979256.9286 | 906614.8062 | 885562.1923 | 829599.8281 | 806354.7142 | 782206.6525 | 766186.9697 | 763782.3662 | 720635.5443 | 774161.8508 | 854380.8059 | 760874.4295 | 826542.3295 | 821728.6781 | 794100.423 | 788063.4112 | 748683.3256
IRP Hauser 2018 Upgrade U2 & U5
NETPOS - Net Position (MWh)
MEAN | 20.1544 | 2787.731 | 4725.7656 | 5079.916 | 5085.3941 | 5096.3727 | 5099.3016 | 5099.5255 | 5070.0933 | 5101.565 | 5099.7732 | 5100.5207 | 5100.4789 | 5066.1122 | 5080.6538 | 5086.1254 | 5101.1503 | 5097.6133 | 5099.6434 | 5068.9043
P5 | 18.6482 | 2518.6309 | 4303.0422 | 4621.4937 | 4697.4412 | 4678.4928 | 4663.3297 | 4733.923 | 4583.5542 | 4724.7351 | 4643.1755 | 4671.2759 | 4703.1996 | 4610.9847 | 4566.111 | 4599.203 | 4677.2802 | 4689.8792 | 4610.9566 | 4640.2892
P95 | 21.9931 | 2962.9667 | 5055.5384 | 5435.0141 | 5464.3477 | 5451.7719 | 5488.6647 | 5455.77 | 5385.8176 | 5425.0257 | 5517.8848 | 5443.2318 | 5470.8765 | 5435.6868 | 5509.0066 | 5467.1031 | 5458.8955 | 5485.4082 | 5467.5344 | 5424.5967
NETREVENUE - Net Revenue $
MEAN | 173.8382 | 33405.1919 | 56214.3354 | 58841.7609 | 53815.6021 | 55878.6176 | 50401.7919 | 45604.9179 | 40208.5947 | 42416.9517 | 43225.2257 | 44225.7305 | 47193.7504 | 48760.3188 | 48455.2848 | 49407.6601 | 49564.5482 | 47837.4723 | 48362.4949 | 46998.3071
P5 | 85.7321 | 23286.007 | 35001.4236 | 31021.0929 | 30401.4398 | 32046.8662 | 28057.7246 | 29447.6471 | 22974.9271 | 28864.2277 | 26745.7702 | 26564.1018 | 32521.4097 | 30577.5148 | 31587.9813 | 31978.2001 | 33699.7236 | 32679.4824 | 33630.8891 | 30558.1726
P95 | 271.9668 | 48168.0188 | 78230.823 | 87363.1438 | 80023.7336 | 78477.8656 | 72200.1828 | 70855.8065 | 66953.2754 | 66121.23 | 65456.3135 | 61454.474 | 67360.101 | 74134.9905 | 65316.8036 | 70082.5208 | 69239.1115 | 66760.8436 | 67095.9616 | 61937.2552
IRP Holter 2018
NETPOS - Net Position (MWh)
MEAN | 124170.4351 | 124403.0616 | 123680.9426 | 123897.8368 | 124076.4426 | 124568.4087 | 124416.7498 | 123994.0691 | 123752.3921 | 124886.4609 | 124372.5565 | 124195.1108 | 124050.1719 | 124005.476 | 123065.8963 | 124382.2926 | 123820.3266 | 124530.596 | 124503.3664 | 123759.9058
P5 | 64202.334 | 64788.1819 | 64151.8872 | 71298.3769 | 64668.4596 | 63336.8587 | 70825.4639 | 73970.2455 | 66179.4206 | 76048.023 | 72363.8014 | 63605.0419 | 66733.1716 | 66473.0551 | 70206.639 | 62897.9834 | 68477.2121 | 64204.6852 | 64097.9428 | 63921.3245
P95 | 177900.0467 | 175829.1348 | 170954.9722 | 176408.0486 | 180332.6241 | 183359.4875 | 182553.6627 | 183001.7745 | 178031.1206 | 179461.9377 | 180286.2356 | 175862.5871 | 189273.914 | 176205.7174 | 178746.8984 | 181697.3776 | 180884.3455 | 183744.2709 | 186993.6496 | 172595.9823
NETREVENUE - Net Revenue $
MEAN | 1175704.0068 | 1503854.3896 | 1539845.8509 | 1479795.7259 | 1360238.7 | 1413134.8779 | 1276915.3648 | 1141439.9329 | 1014099.7741 | 1082857.0809 | 1099194.6427 | 1122314.184 | 1190083.9803 | 1242773.832 | 1231331.9011 | 1273526.0496 | 1262046.0305 | 1228583.8866 | 1236312.6463 | 1195744.4299
P5 | 554257.309 | 771989.1028 | 756892.8266 | 644743.9023 | 557155.0627 | 677798.1386 | 560887.8203 | 627953.1114 | 463470.3841 | 616598.4007 | 550951.6657 | 516405.2639 | 622123.4447 | 677451.9707 | 633898.6113 | 630845.0624 | 637411.4818 | 575636.8277 | 557040.2955 | 680953.803
P95 | 1940211.7981 | 2529614.0537 | 2414187.6433 | 2623124.5826 | 2320812.4424 | 2582606.0636 | 2179852.0298 | 1892521.7203 | 1736537.0789 | 1892893.2727 | 1816507.4007 | 1756884.4921 | 2112135.8958 | 2052961.2039 | 2031285.9164 | 2290777.0298 | 2018317.0842 | 2059524.9777 | 1951754.7106 | 1949826.175
IRP Madison 2018
NETPOS - Net Position (MWh)
MEAN | 26766.2004 | 26831.6528 | 26652.7861 | 26651.4869 | 26752.5961 | 26818.2114 | 26766.1772 | 26771.8094 | 26649.2326 | 26926.7321 | 26744.7419 | 26762.4146 | 26770.0315 | 26704.0311 | 26656.7498 | 26755.1429 | 26753.0963 | 26835.7939 | 26773.2333 | 26648.0763
P5 | 25879.5208 | 25925.982 | 25732.2316 | 25960.5078 | 25988.3936 | 25929.1759 | 25973.9205 | 26085.4665 | 25666.6233 | 26118.0486 | 25775.5952 | 25875.0298 | 25937.8068 | 25984.233 | 25806.308 | 25848.8307 | 25924.51 | 26041.269 | 25732.4231 | 25893.4443
P95 | 27675.1664 | 27541.0664 | 27478.3803 | 27366.991 | 27517.5966 | 27546.1186 | 27671.2184 | 27451.1627 | 27325.8713 | 27699.5963 | 27506.4969 | 27480.7738 | 27479.9827 | 27478.5606 | 27590.5509 | 27633.9415 | 27553.0217 | 27640.3617 | 27531.4786 | 27411.1403
NETREVENUE - Net Revenue $
MEAN | 266307.396 | 337856.988 | 343531.3087 | 327669.1581 | 303028.6877 | 316500.6894 | 286676.829 | 262708.0789 | 234247.2562 | 247816.5363 | 251290.8197 | 257404.4837 | 274256.7735 | 285684.371 | 282520.1734 | 289621.4961 | 289375.6835 | 282556.4182 | 284637.8756 | 277607.1906
P5 | 172747.0184 | 227165.1083 | 217831.1229 | 184741.1671 | 182637.5205 | 196962.4989 | 164134.9733 | 170821.3594 | 141240.3399 | 171443.5562 | 160248.9256 | 166012.1004 | 187997.5527 | 188588.1964 | 187504.198 | 189207.9712 | 198235.4847 | 193048.4211 | 202070.8134 | 184068.8194
P95 | 367625.9449 | 460902.9874 | 481187.4942 | 479791.3452 | 452415.3989 | 440426.8802 | 402653.842 | 408864.7868 | 390870.781 | 365604.9406 | 374653.2027 | 353691.4735 | 380857.8046 | 433887.3921 | 370659.1794 | 410221.1559 | 399601.4358 | 390218.123 | 384052.2637 | 369398.0123
IRP Morony 2018
NETPOS - Net Position (MWh)
MEAN | 115586.1311 | 115833.5258 | 115119.758 | 115144.7227 | 115627.3204 | 115695.1296 | 115462.766 | 115626.5106 | 115061.704 | 116229.9878 | 115522.5683 | 115573.2623 | 115557.0039 | 115116.9234 | 115226.331 | 115623.6768 | 115577.1176 | 115875.8326 | 115553.6611 | 115093.1729
P5 | 108244.5007 | 108954.3715 | 107004.9218 | 109090.3232 | 107994.4382 | 107800.3686 | 108807.6892 | 110075.0893 | 107649.4698 | 107159.3891 | 108473.1107 | 108775.0396 | 108453.4003 | 107663.6375 | 107973.6038 | 108767.3751 | 108614.4629 | 109904.9713 | 107555.0101 | 107959.5351
P95 | 122726.9271 | 122209.7532 | 122156.2408 | 120739.3525 | 121986.4733 | 122687.8201 | 123958.3047 | 122101.1091 | 121121.1558 | 123792.6347 | 122386.4604 | 121791.6234 | 122167.1539 | 121469.5271 | 123327.1117 | 122265.1076 | 122713.3872 | 122411.7761 | 123124.1078 | 121929.9887
NETREVENUE - Net Revenue $
MEAN | 1087826.7791 | 1396062.6271 | 1421902.024 | 1355473.8727 | 1249356.7379 | 1298853.1846 | 1167150.2476 | 1066288.1421 | 941159.7483 | 994971.1333 | 1009045.4231 | 1033366.0697 | 1099195.7425 | 1145110.0336 | 1132463.5001 | 1158504.7935 | 1160674.2803 | 1128514.8117 | 1133826.2617 | 1095241.9169
P5 | 703430.9549 | 919711.489 | 893912.6292 | 749554.9338 | 737655.3683 | 782814.3051 | 652108.8691 | 676949.7733 | 554769.1745 | 687165.9887 | 631455.9287 | 621558.4365 | 747507.9956 | 771926.5659 | 726068.2669 | 743390.7361 | 791303.4116 | 758183.4194 | 784874.0586 | 718826.6715
P95 | 1512713.333 | 1909070.6748 | 1985328.4753 | 1972867.04 | 1854512.2376 | 1800707.2501 | 1667049.2714 | 1656179.664 | 1583647.0741 | 1480685.3635 | 1512156.7516 | 1421440.2632 | 1575630.2443 | 1726566.6175 | 1518556.546 | 1667152.9032 | 1645338.7218 | 1559671.4344 | 1561561.9685 | 1517859.7112
IRP Mystic 2018
NETPOS - Net Position (MWh)
MEAN | 20999.5628 | 20969.9527 | 20835.1718 | 20900.1122 | 21001.1188 | 20968.7532 | 21019.9608 | 20995.4743 | 20824.7661 | 21120.3429 | 21012.3408 | 21030.5324 | 21069.8421 | 20803.0329 | 20911.6917 | 20962.6147 | 21024.762 | 21057.891 | 20951.6529 | 20827.5123
P5 | 20332.2705 | 20306.1408 | 20137.4133 | 20335.157 | 20479.2103 | 20391.3546 | 20369.7464 | 20484.7154 | 20215.8938 | 20425.4131 | 20456.6919 | 20368.4175 | 20459.2226 | 20224.9922 | 20253.0203 | 20345.1617 | 20404.6988 | 20564.2511 | 20309.0744 | 20152.3603
P95 | 21746.882 | 21684.4816 | 21551.2729 | 21521.4672 | 21558.7935 | 21581.8712 | 21655.2501 | 21535.6919 | 21389.7104 | 21858.9455 | 21601.1745 | 21684.5106 | 21568.3908 | 21336.3319 | 21574.4705 | 21466.1332 | 21590.0839 | 21602.1316 | 21634.0109 | 21587.3494
NETREVENUE - Net Revenue $
MEAN | 224858.2154 | 262475.1423 | 269528.6416 | 258449.2709 | 241809.691 | 252019.9035 | 231444.8148 | 212279.7985 | 191017.805 | 203405.2192 | 207835.1228 | 211748.7645 | 225916.3815 | 233805.3946 | 230676.3593 | 239730.0506 | 238733.5325 | 232445.8606 | 232360.3555 | 227823.5622
P5 | 151779.6363 | 181133.3602 | 177719.2702 | 149750.5828 | 150514.4074 | 162235.6079 | 141325.4289 | 142493.549 | 116488.4517 | 139990.2775 | 133585.8696 | 141969.4602 | 155023.738 | 163116.9415 | 155841.5324 | 165189.9361 | 163906.9679 | 160795.7241 | 170510.5969 | 152263.5443
P95 | 306064.4387 | 355549.5625 | 370408.3936 | 364073.9544 | 345383.7759 | 337160.852 | 322134.3146 | 325352.0061 | 307161.2766 | 292770.7684 | 313981.2215 | 289799.9012 | 317749.089 | 342599.2742 | 301126.9702 | 324268.9675 | 329956.2863 | 324297.9058 | 306294.0315 | 314383.2878
IRP Rainbow 2018
NETPOS - Net Position (MWh)
MEAN | 156998.1972 | 157271.8304 | 156290.1623 | 156331.9808 | 156893.6116 | 157097.5417 | 156798.1899 | 157025.3841 | 156227.5787 | 157732.8861 | 156691.2778 | 156996.2734 | 157066.8329 | 156370.1103 | 156441.1019 | 156914.6405 | 156913.0102 | 157311.7815 | 157006.0027 | 156259.5593
P5 | 148687.3243 | 149862.6082 | 148231.6467 | 150031.2157 | 148258.7615 | 150458.6105 | 150342.9762 | 150760.64 | 148224.9959 | 149477.5681 | 149528.9842 | 149461.6366 | 149430.0873 | 148774.9817 | 148935.9749 | 149008.3331 | 149792.3821 | 151544.6755 | 147788.5947 | 149176.6465
P95 | 165253.4282 | 163881.5687 | 163044.4398 | 161924.322 | 163311.7943 | 164144.8183 | 163802.1448 | 162880.9273 | 162763.0948 | 165173.7256 | 163957.2702 | 164112.2043 | 163337.273 | 162869.6441 | 164400.4524 | 163750.3236 | 163984.9859 | 163562.9079 | 164774.0155 | 164101.581
NETREVENUE - Net Revenue $
MEAN | 1453623.9748 | 1873668.8214 | 1906061.8255 | 1812454.1931 | 1669389.1536 | 1733745.762 | 1556416.4561 | 1420446.6661 | 1249785.8157 | 1319415.3948 | 1336461.2801 | 1370026.7215 | 1458979.1932 | 1519029.9364 | 1499788.908 | 1534368.64 | 1532751.3351 | 1495154.2578 | 1497824.0345 | 1450719.0048
P5 | 930927.0227 | 1214596.657 | 1200084.9304 | 1016625.359 | 989497.0494 | 1034624.1732 | 868072.1687 | 893800.5753 | 742371.3281 | 897625.2432 | 828335.0076 | 835856.0915 | 980584.7089 | 1008041.5409 | 974113.4225 | 990912.449 | 1064502.8544 | 989737.3696 | 1024301.2451 | 950796.5131
P95 | 2039824.8993 | 2573594.8026 | 2679703.863 | 2637875.0815 | 2532329.5043 | 2402934.1754 | 2204270.3969 | 2216890.3198 | 2092673.7188 | 1941796.2405 | 2012429.6343 | 1892724.5935 | 2108477.3096 | 2344724.5301 | 2009222.4424 | 2213686.9927 | 2158420.9564 | 2099732.7675 | 2042228.4462 | 1994575.3216
IRP Ryan 2018
NETPOS - Net Position (MWh)
MEAN | 187503.496 | 187957.0589 | 186808.2514 | 186795.3777 | 187582.711 | 187811.5667 | 187326.869 | 187634.1688 | 186722.7115 | 188486.2458 | 187409.3684 | 187590.0113 | 187648.1014 | 186952.2209 | 186931.2129 | 187521.8879 | 187531.0236 | 187969.1921 | 187629.4249 | 186712.8402
P5 | 181344.6409 | 181818.356 | 180316.0449 | 182173.3551 | 182146.523 | 181872.4063 | 182622.9795 | 183619.0581 | 180371.9848 | 182480.9318 | 182414.9579 | 182069.098 | 182020.2563 | 181596.2304 | 181369.984 | 181985.2132 | 182251.6887 | 183840.4852 | 180533.1438 | 181497.4568
P95 | 193251.9343 | 193252.6296 | 192596.56 | 191537.9016 | 192266.5835 | 193336.0002 | 193150.7156 | 192143.697 | 191736.378 | 193850.2795 | 192968.3577 | 192871.2971 | 192100.0988 | 192351.3443 | 193131.927 | 193087.1759 | 192570.5677 | 191947.6045 | 193483.5843 | 192571.8993
NETREVENUE - Net Revenue $
MEAN | 1790747.9854 | 2300348.112 | 2338314.286 | 2227289.82 | 2055717.3748 | 2140736.2133 | 1930262.7293 | 1764522.5747 | 1560742.0773 | 1650313.1387 | 1677539.923 | 1717789.1096 | 1826501.7197 | 1901455.7609 | 1880207.1825 | 1924338.8287 | 1923639.5472 | 1876372.8327 | 1882705.2145 | 1832162.6383
P5 | 1164113.2085 | 1515739.1326 | 1476973.7393 | 1257854.7732 | 1242722.5372 | 1313962.557 | 1100349.5619 | 1124432.1974 | 931904.0837 | 1133494.0992 | 1055910.789 | 1082199.824 | 1243308.0515 | 1265524.4385 | 1232080.389 | 1259595.4186 | 1319717.1576 | 1253241.1309 | 1302195.0831 | 1204839.9762
P95 | 2491063.5041 | 3133314.3495 | 3287975.5716 | 3269452.343 | 3097818.4766 | 2955069.9413 | 2719895.19 | 2742392.7569 | 2598044.8178 | 2421896.2044 | 2531395.9294 | 2375333.7307 | 2590095.6617 | 2896328.9923 | 2462200.2864 | 2761898.4852 | 2685736.6038 | 2599525.0675 | 2566528.2587 | 2498616.7447
IRP Thompson 2018
NETPOS - Net Position (MWh)
MEAN | 219863.3899 | 220321.3745 | 218611.8112 | 219200.9667 | 220069.2219 | 220146.3253 | 219585.4596 | 219916.8894 | 218590.4121 | 221069.3756 | 219805.8998 | 219712.8616 | 219893.7392 | 218686.5596 | 219302.0496 | 220145.1602 | 219981.9577 | 220264.7713 | 219810.6247 | 218515.8287
P5 | 202314.2947 | 203967.1453 | 199073.9283 | 203644.1048 | 205610.7411 | 204535.9124 | 204111.1001 | 206144.2101 | 201741.194 | 205615.9416 | 203721.0131 | 205859.2166 | 205154.1673 | 203303.1986 | 203554.8836 | 202849.6185 | 204956.4755 | 207573.9366 | 199670.1466 | 204819.6862
P95 | 235459.5602 | 235442.2399 | 236152.591 | 231403.6919 | 235100.289 | 234453.4369 | 237597.0323 | 234356.9508 | 233102.5838 | 235363.095 | 234126.5285 | 232228.1771 | 233594.7093 | 234209.7143 | 238004.1464 | 234818.236 | 233484.527 | 234406.5378 | 237034.7427 | 234347.386
NETREVENUE - Net Revenue $
MEAN | 1943750.9224 | 2563546.1869 | 2606980.4941 | 2484707.231 | 2285254.3068 | 2362826.8762 | 2111930.6965 | 1917235.1931 | 1675274.3191 | 1776055.8869 | 1788705.1094 | 1837827.8064 | 1955029.6542 | 2033729.0551 | 2010933.4121 | 2057634.8109 | 2057065.5607 | 1994348.1269 | 2004774.7798 | 1916015.0975
P5 | 1226082.3547 | 1653540.4939 | 1620477.6299 | 1362240.6255 | 1293626.1882 | 1374160.8405 | 1162632.8979 | 1190654.9855 | 939875.9786 | 1177485.0897 | 1102698.1049 | 1033527.5544 | 1296482.7976 | 1292517.0902 | 1281883.9879 | 1277338.7996 | 1386917.3534 | 1329086.5149 | 1329694.4845 | 1217336.7626
P95 | 2729017.0588 | 3538649.8082 | 3679759.4951 | 3653402.5163 | 3504806.1279 | 3356597.8156 | 3089931.995 | 3056602.2811 | 2839675.7078 | 2688951.5853 | 2721598.94 | 2555363.8888 | 2852012.8403 | 3112802.5119 | 2836619.4469 | 3049815.7906 | 2955905.597 | 2783374.2605 | 2822506.5498 | 2649507.6342
Hydro - Total
NETPOS - Net Position (MWh)
MEAN | 1081266.3807 | 1086094.2406 | 1084587.5789 | 1085978.9059 | 1089897.2861 | 1091427.4547 | 1089302.1534 | 1090275.8074 | 1084754.0222 | 1095580.8098 | 1089381.39 | 1090002.2032 | 1090208.1025 | 1085698.9182 | 1085673.7302 | 1090231.2026 | 1089695.416 | 1092407.0636 | 1090370.805 | 1084777.5904
P5 | 973179.7046 | 982688.3012 | 980463.3536 | 992289.0639 | 995523.296 | 985322.3014 | 990772.5534 | 999916.4324 | 971136.4196 | 1002771.5804 | 984692.5318 | 993335.3158 | 987611.4761 | 989927.9927 | 987084.8969 | 978015.0779 | 1002421.207 | 998548.1154 | 965503.8924 | 982054.4698
P95 | 1186217.0965 | 1177442.0041 | 1175110.5705 | 1177098.0882 | 1181321.3805 | 1190677.694 | 1200792.8796 | 1189857.9388 | 1173126.0111 | 1188288.2216 | 1195542.774 | 1179986.9207 | 1188657.1299 | 1182101.6253 | 1187603.2543 | 1183347.7181 | 1192070.3397 | 1194949.4311 | 1202158.6831 | 1182776.427
NETREVENUE - Net Revenue $
MEAN | 10075484.3093 | 13010811.9996 | 13319004.9427 | 12706951.5139 | 11705874.6558 | 12158049.7089 | 10931778.2038 | 9946439.1799 | 8769773.3265 | 9288746.7387 | 9408953.0668 | 9641958.8355 | 10256375.1586 | 10675614.5447 | 10555171.1184 | 10822825.543 | 10809362.2404 | 10515332.2549 | 10561851.2255 | 10210367.5857
P5 | 6470715.8575 | 8391446.0051 | 8271600.0934 | 6950340.975 | 6629953.0271 | 7112906.7925 | 6069025.6785 | 6495329.9592 | 5121621.9505 | 6402048.3564 | 5753782.4055 | 5642239.3771 | 7041947.32 | 6998271.4077 | 6843114.6653 | 6909365.1838 | 7361415.4716 | 6945749.4549 | 7305740.2469 | 6655627.0707
P95 | 13985444.1116 | 17765312.6804 | 18437164.0658 | 18786112.011 | 17618286.5847 | 17103929.5336 | 15687809.5648 | 15756188.3724 | 14705544.7194 | 14073290.2455 | 14195924.78 | 13183087.3582 | 14709189.5999 | 16140870.3818 | 14454163.1602 | 15606261.3687 | 15340994.4783 | 14799885.4852 | 14762798.2962 | 14074775.1642
Load
NWE Load 2018 incl DSM and NEM main - with EPD
NETPOS - Net Position (MWh)
MEAN | -2444003.885 | -2440075.5536 | -2436170.0063 | -2439122.528 | -2468987.3777 | -2465969.6153 | -2483297.6921 | -2490180.7961 | -2489028.3446 | -2519515.404 | -2522466.7901 | -2535676.5628 | -2545681.407 | -2535039.8665 | -2559072.1313 | -2587570.4115 | -2600366.2259 | -2601468.0039 | -2640070.8706 | -2650661.0329
P5 | -2475819.07 | -2476619.455 | -2468524.945 | -2481587.8 | -2506395.805 | -2500491.83 | -2524625.485 | -2534425.46 | -2528264.42 | -2558095.38 | -2559192.75 | -2573304.175 | -2590871.625 | -2566916.785 | -2605014.865 | -2630035.68 | -2634503.975 | -2653206.765 | -2677936.525 | -2689622.125
P95 | -2413246.83 | -2406223.53 | -2406551.56 | -2402353.91 | -2436398.255 | -2436524.685 | -2449587.285 | -2450968.54 | -2457261.555 | -2483507.74 | -2490295.03 | -2502393.985 | -2509248.325 | -2494072.86 | -2518589.98 | -2545235.405 | -2563316.88 | -2563237.26 | -2600528.575 | -2615006.905
NETREVENUE - Net Revenue $
MEAN | -40662660.0649 | -46750932.1638 | -47703133.0413 | -48721905.2896 | -49636099.9911 | -51015951.8823 | -48690581.6951 | -46557296.4963 | -44067447.817 | -45821294.97 | -46554157.3356 | -47378683.7578 | -49283094.9765 | -50338234.247 | -50363223.1483 | -51791814.9388 | -51900550.632 | -51063060.8564 | -52205031.4412 | -51906532.8593
P5 | -50167321.0028 | -58937275.6885 | -61050382.9357 | -63351442.5338 | -63997932.351 | -62505971.7042 | -60223865.3773 | -61254601.4687 | -59938096.9343 | -57300592.258 | -59791640.6827 | -57677507.2574 | -60232247.6561 | -65042358.5567 | -60320824.9758 | -62499230.8239 | -63300812.9843 | -61178880.5374 | -62445232.0131 | -61938562.2171
P95 | -31963777.0441 | -36142703.5725 | -35701231.4686 | -35228677.0715 | -37926450.8687 | -39686569.4774 | -37143613.5648 | -37385450.7737 | -34831813.8991 | -37751620.3276 | -37378087.5356 | -38244749.6395 | -40836406.7555 | -40683678.2867 | -40044372.4104 | -42034530.5335 | -42586908.418 | -41349482.0033 | -43077437.0496 | -41374995.9572
Load - Total
NETPOS - Net Position (MWh)
MEAN | -2444003.885 | -2440075.5536 | -2436170.0063 | -2439122.528 | -2468987.3777 | -2465969.6153 | -2483297.6921 | -2490180.7961 | -2489028.3446 | -2519515.404 | -2522466.7901 | -2535676.5628 | -2545681.407 | -2535039.8665 | -2559072.1313 | -2587570.4115 | -2600366.2259 | -2601468.0039 | -2640070.8706 | -2650661.0329
P5 | -2475819.07 | -2476619.455 | -2468524.945 | -2481587.8 | -2506395.805 | -2500491.83 | -2524625.485 | -2534425.46 | -2528264.42 | -2558095.38 | -2559192.75 | -2573304.175 | -2590871.625 | -2566916.785 | -2605014.865 | -2630035.68 | -2634503.975 | -2653206.765 | -2677936.525 | -2689622.125
P95 | -2413246.83 | -2406223.53 | -2406551.56 | -2402353.91 | -2436398.255 | -2436524.685 | -2449587.285 | -2450968.54 | -2457261.555 | -2483507.74 | -2490295.03 | -2502393.985 | -2509248.325 | -2494072.86 | -2518589.98 | -2545235.405 | -2563316.88 | -2563237.26 | -2600528.575 | -2615006.905
NETREVENUE - Net Revenue $
MEAN | -40662660.0649 | -46750932.1638 | -47703133.0413 | -48721905.2896 | -49636099.9911 | -51015951.8823 | -48690581.6951 | -46557296.4963 | -44067447.817 | -45821294.97 | -46554157.3356 | -47378683.7578 | -49283094.9765 | -50338234.247 | -50363223.1483 | -51791814.9388 | -51900550.632 | -51063060.8564 | -52205031.4412 | -51906532.8593
P5 | -50167321.0028 | -58937275.6885 | -61050382.9357 | -63351442.5338 | -63997932.351 | -62505971.7042 | -60223865.3773 | -61254601.4687 | -59938096.9343 | -57300592.258 | -59791640.6827 | -57677507.2574 | -60232247.6561 | -65042358.5567 | -60320824.9758 | -62499230.8239 | -63300812.9843 | -61178880.5374 | -62445232.0131 | -61938562.2171
P95 | -31963777.0441 | -36142703.5725 | -35701231.4686 | -35228677.0715 | -37926450.8687 | -39686569.4774 | -37143613.5648 | -37385450.7737 | -34831813.8991 | -37751620.3276 | -37378087.5356 | -38244749.6395 | -40836406.7555 | -40683678.2867 | -40044372.4104 | -42034530.5335 | -42586908.418 | -41349482.0033 | -43077437.0496 | -41374995.9572
Physical Instrument
2018 Small QF - Aggregated Hydro Esc
NETPOS - Net Position (MWh)
MEAN | 42285.8826 | 42265.4199 | 41911.6185 | 42248.8615 | 42288.0334 | 32149.4219 | 19156.6102 | 19053.6806 | 18828.6831 | 19038.3123 | 19095.3443 | 19052.4913 | 19156.6102 | 2900.365
P5 | 42285.8826 | 42265.4199 | 41911.6185 | 42248.8615 | 42288.0334 | 32149.4219 | 19156.6102 | 19053.6806 | 18828.6831 | 19038.3123 | 19095.3443 | 19052.4913 | 19156.6102 | 2900.365
P95 | 42285.8826 | 42265.4199 | 41911.6185 | 42248.8615 | 42288.0334 | 32149.4219 | 19156.6102 | 19053.6806 | 18828.6831 | 19038.3123 | 19095.3443 | 19052.4913 | 19156.6102 | 2900.365
NETREVENUE - Net Revenue $
MEAN | -2570443.7413 | -2479581.936 | -2447518.3288 | -2487374.819 | -2535590.5236 | -1967161.122 | -1190176.4793 | -1201072.8047 | -1207246.5322 | -1215786.3575 | -1216737.734 | -1214092.292 | -1211209.2781 | -199406.236
P5 | -2694373.0108 | -2636281.7959 | -2619907.1629 | -2690424.6673 | -2697384.2145 | -2084380.3013 | -1249798.4668 | -1247161.9764 | -1250935.0103 | -1254737.2876 | -1263683.8632 | -1257325.3023 | -1255063.4595 | -204186.0232
P95 | -2430928.8303 | -2306789.3607 | -2248233.8313 | -2285502.1757 | -2336049.7804 | -1858487.5561 | -1128689.029 | -1133631.8207 | -1142141.9915 | -1159710.4262 | -1154518.7016 | -1159127.9606 | -1156951.8948 | -192266.3937
2018 Small QF - Aggregated Hydro Fixed
NETPOS - Net Position (MWh)
MEAN | 3005.5614 | 2901.0948 | 2531.4131 | 2540.015 | 2541.9723 | 2544.5425 | 2547.8321 | 2546.1998 | 2531.4131 | 2547.277 | 2545.5216 | 2545.2159 | 2547.8321 | 2529.4752 | 2540.015 | 2444.2245 | 2356.9569 | 2358.4725 | 113.473
P5 | 3005.5614 | 2901.0948 | 2531.4131 | 2540.015 | 2541.9723 | 2544.5425 | 2547.8321 | 2546.1998 | 2531.4131 | 2547.277 | 2545.5216 | 2545.2159 | 2547.8321 | 2529.4752 | 2540.015 | 2444.2245 | 2356.9569 | 2358.4725 | 113.473
P95 | 3005.5614 | 2901.0948 | 2531.4131 | 2540.015 | 2541.9723 | 2544.5425 | 2547.8321 | 2546.1998 | 2531.4131 | 2547.277 | 2545.5216 | 2545.2159 | 2547.8321 | 2529.4752 | 2540.015 | 2444.2245 | 2356.9569 | 2358.4725 | 113.473
NETREVENUE - Net Revenue $
MEAN | -157052.5319 | -145062.0487 | -125908.4715 | -127712.0959 | -130640.8881 | -129616.4835 | -132635.1371 | -134914.9542 | -136710.8264 | -137046.0829 | -136410.1015 | -135785.8995 | -134678.5931 | -132784.03 | -133805.0074 | -128540.1295 | -123996.176 | -124649.9525 | -6372.1288
P5 | -165634.4651 | -155801.3025 | -136382.8578 | -139938.9784 | -140305.6879 | -138990.5052 | -142280.0792 | -142096.7441 | -144348.1189 | -143093.9629 | -143213.8145 | -142769.5467 | -141522.0141 | -140172.3758 | -141332.841 | -135611.7132 | -130387.372 | -130995.2062 | -7186.2005
P95 | -147485.7424 | -133374.3121 | -113860.3664 | -115775.3013 | -118682.6343 | -120245.9345 | -123252.1788 | -122989.1464 | -124679.8586 | -128231.0761 | -126385.0283 | -127294.9276 | -125538.3463 | -121669.9786 | -126156.2866 | -120572.0105 | -116098.0306 | -117858.1976 | -5248.358
2018 Small QF - Aggregated Hydro Index
NETPOS - Net Position (MWh)
MEAN | 576.3671 | 576.7627 | 573.1266 | 209.7873
P5 | 576.3671 | 576.7627 | 573.1266 | 209.7873
P95 | 576.3671 | 576.7627 | 573.1266 | 209.7873
NETREVENUE - Net Revenue $
MEAN | -5878.4436 | -5777.4776 | -5771.1371 | -1975.6087
P5 | -7443.4111 | -7824.2515 | -7993.0346 | -2982.245
P95 | -4124.5817 | -3530.4998 | -3198.4909 | -735.6456
2018 Small QF - Aggregated Wind Fixed
NETPOS - Net Position (MWh)
MEAN | 13117.2031 | 13101.2922 | 13072.5383 | 13034.103 | 13123.8658 | 13108.6284 | 8176.9863 | 2339.9749 | 2332.4948 | 2350.5312 | 2337.1002 | 2341.5604 | 2340.3501 | 2328.1365 | 2325.4481 | 2338.5313 | 2337.1002 | 2338.8218 | 2339.9749 | 2332.4948
P5 | 13117.2031 | 13101.2922 | 13072.5383 | 13034.103 | 13123.8658 | 13108.6284 | 8176.9863 | 2339.9749 | 2332.4948 | 2350.5312 | 2337.1002 | 2341.5604 | 2340.3501 | 2328.1365 | 2325.4481 | 2338.5313 | 2337.1002 | 2338.8218 | 2339.9749 | 2332.4948
P95 | 13117.2031 | 13101.2922 | 13072.5383 | 13034.103 | 13123.8658 | 13108.6284 | 8176.9863 | 2339.9749 | 2332.4948 | 2350.5312 | 2337.1002 | 2341.5604 | 2340.3501 | 2328.1365 | 2325.4481 | 2338.5313 | 2337.1002 | 2338.8218 | 2339.9749 | 2332.4948
NETREVENUE - Net Revenue $
MEAN | -544651.1343 | -505441.4753 | -500387.3027 | -506495.1375 | -522819.0078 | -515105.4813 | -348539.028 | -96008.8793 | -98091.8943 | -97758.6914 | -96520.9009 | -96085.8659 | -94268.2981 | -92625.8247 | -92610.6481 | -92507.6642 | -92423.9606 | -93118.361 | -92783.164 | -92888.2462
P5 | -584616.9752 | -562292.4068 | -567125.3991 | -578502.2931 | -584175.7228 | -575501.6866 | -387866.6094 | -104949.1289 | -107379.8874 | -105118.9515 | -105446.1344 | -105101.0733 | -103101.4108 | -102063.8902 | -102091.4748 | -102065.9796 | -101060.621 | -101930.7394 | -101100.059 | -102701.7335
P95 | -499469.4983 | -441808.2573 | -425191.6684 | -427080.864 | -447268.5574 | -454589.4627 | -312372.6317 | -81499.4719 | -81826.1027 | -87036.7561 | -83900.4396 | -85934.4963 | -83110.5513 | -78827.4929 | -83477.2673 | -81376.5782 | -82158.5821 | -83185.4891 | -82298.529 | -83918.9269
2018 Small QF - Aggregated Wind Index
NETPOS - Net Position (MWh)
MEAN | 4596.2179 | 4612.8058 | 4579.4642 | 4604.2814 | 4606.1022 | 4594.1555 | 4617.699 | 4614.8682 | 4579.4642 | 4622.1473 | 4606.9523 | 4596.2179 | 4617.699 | 4573.731 | 4604.2814 | 4606.1022 | 4606.9523 | 4615.6366 | 4614.8682 | 4579.4642
P5 | 4596.2179 | 4612.8058 | 4579.4642 | 4604.2814 | 4606.1022 | 4594.1555 | 4617.699 | 4614.8682 | 4579.4642 | 4622.1473 | 4606.9523 | 4596.2179 | 4617.699 | 4573.731 | 4604.2814 | 4606.1022 | 4606.9523 | 4615.6366 | 4614.8682 | 4579.4642
P95 | 4596.2179 | 4612.8058 | 4579.4642 | 4604.2814 | 4606.1022 | 4594.1555 | 4617.699 | 4614.8682 | 4579.4642 | 4622.1473 | 4606.9523 | 4596.2179 | 4617.699 | 4573.731 | 4604.2814 | 4606.1022 | 4606.9523 | 4615.6366 | 4614.8682 | 4579.4642
NETREVENUE - Net Revenue $
MEAN | -241514.8577 | -232335.0681 | -229336.5437 | -233425.7682 | -238156.5286 | -235790.0944 | -241934.315 | -246119.5351 | -248955.1367 | -249729.5848 | -248127.3792 | -246930.5543 | -245325.2907 | -241291.6437 | -243559.696 | -246183.3673 | -249972.389 | -255305.5549 | -258477.1739 | -260873.3211
P5 | -254933.29 | -250760.1514 | -249757.7682 | -256688.9351 | -257550.3807 | -254051.5249 | -261036.5286 | -261031.977 | -264147.0319 | -262018.6497 | -261935.3913 | -260575.9984 | -258868.7867 | -256481.4129 | -258612.854 | -261217.8823 | -263995.1817 | -268959.465 | -271188.7914 | -276355.948
P95 | -226409.2001 | -212456.0548 | -205421.7767 | -209004.7448 | -214531.4339 | -217515.5998 | -223918.7862 | -222331.397 | -224717.1141 | -231641.4865 | -228068.4489 | -231158.2465 | -227309.3671 | -218628.0856 | -229645.3832 | -229115.7029 | -233374.2932 | -239820.3566 | -241961.8605 | -246099.8929
Physical Instrument - Total
NETPOS - Net Position (MWh)
MEAN | 63581.2321 | 63457.3753 | 62668.1606 | 62637.0482 | 62559.9736 | 52396.7482 | 34499.1276 | 28554.7235 | 28272.0552 | 28558.2677 | 28584.9185 | 28535.4855 | 28662.4914 | 12331.7077 | 9469.7445 | 9388.858 | 9301.0094 | 9312.9309 | 7068.3161 | 6911.9589
P5 | 63581.2321 | 63457.3753 | 62668.1606 | 62637.0482 | 62559.9736 | 52396.7482 | 34499.1276 | 28554.7235 | 28272.0552 | 28558.2677 | 28584.9185 | 28535.4855 | 28662.4914 | 12331.7077 | 9469.7445 | 9388.858 | 9301.0094 | 9312.9309 | 7068.3161 | 6911.9589
P95 | 63581.2321 | 63457.3753 | 62668.1606 | 62637.0482 | 62559.9736 | 52396.7482 | 34499.1276 | 28554.7235 | 28272.0552 | 28558.2677 | 28584.9185 | 28535.4855 | 28662.4914 | 12331.7077 | 9469.7445 | 9388.858 | 9301.0094 | 9312.9309 | 7068.3161 | 6911.9589
NETREVENUE - Net Revenue $
MEAN | -3519540.7089 | -3368198.0058 | -3308921.7839 | -3356983.4293 | -3427206.9481 | -2847673.1812 | -1913284.9593 | -1678116.1732 | -1691004.3897 | -1700320.7166 | -1697796.1156 | -1692894.6118 | -1685481.46 | -666107.7344 | -469975.3515 | -467231.1609 | -466392.5256 | -473073.8683 | -357632.4667 | -353761.5673
P5 | -3706848.123 | -3612828.2284 | -3582903.5253 | -3664512.1379 | -3679521.7342 | -3045517.6932 | -2040853.616 | -1753977.2693 | -1766986.0579 | -1767346.1717 | -1770882.6561 | -1763312.3516 | -1756888.5218 | -703082.5948 | -502191.197 | -498895.5751 | -495706.7709 | -502285.9792 | -379555.3582 | -379209.2948
P95 | -3311265.921 | -3103126.8109 | -2992746.8909 | -3038002.3005 | -3113010.5856 | -2655461.1126 | -1789716.7766 | -1563006.6779 | -1574271.3057 | -1606776.8783 | -1593965.3853 | -1606978.0431 | -1594213.7224 | -610762.0789 | -439362.2414 | -430690.145 | -431846.9152 | -440730.7364 | -328858.3766 | -330074.0757
Transmission Line
NETREVENUE - Net Revenue $
MEAN | -4271264.2639 | -3470782.0773 | -3625616.1405 | -1262954.3321 | -907235.5699 | -938671.9633 | -1564769.8278 | -1748007.7804 | -2407564.2676 | -2563078.8608 | -3625034.3727 | -3731377.9408 | -3816371.5835 | -3898084.3481 | -4166202.5329 | -4744397.0421 | -5807424.9757 | -6124296.698 | -6823726.8916 | -7468540.6879
P5 | -5423068.779 | -4488640.4619 | -4759880.7364 | -1837282.1125 | -1268187.6567 | -1400965.5587 | -2156529.6705 | -2312620.6495 | -3063183.4623 | -3244729.2058 | -4665011.7621 | -4704791.8808 | -4866309.0111 | -5017791.2026 | -5074449.8593 | -5813004.6573 | -7062316.8211 | -7314609.1244 | -8216242.3225 | -8936571.4884
P95 | -3304936.6715 | -2609615.8112 | -2530853.0282 | -848673.4543 | -557665.8126 | -537398.9535 | -1065195.7641 | -1187210.1555 | -1743971.6087 | -1934912.9668 | -2769764.8305 | -2898959.7982 | -2861117.4724 | -3050778.407 | -3197822.8658 | -3875257.9901 | -4827587.1888 | -5017271.0244 | -5643506.1378 | -6140810.8467
Wind Asset
16069: New 2045JAN IRP Wind - GF #1
NETPOS - Net Position (MWh)
MEAN
P5
P95
NETREVENUE - Net Revenue $
MEAN |  | -124.298 | -128.0494 | -132.7725 | -142.294 | -147.4923 | -152.8551 | -158.1045 | -163.2105 | -170.2855 | -174.4656 | -178.6823 | -183.9532 | -187.8113 | -193.1237 | -199.2116 | -204.5096 | -210.1765 | -216.0761 | -220.9377
P5 |  | -124.298 | -128.0494 | -132.7725 | -142.294 | -147.4923 | -152.8551 | -158.1045 | -163.2105 | -170.2855 | -174.4656 | -178.6823 | -183.9532 | -187.8113 | -193.1237 | -199.2116 | -204.5096 | -210.1765 | -216.0761 | -220.9377
P95 |  | -124.298 | -128.0494 | -132.7725 | -142.294 | -147.4923 | -152.8551 | -158.1045 | -163.2105 | -170.2855 | -174.4656 | -178.6823 | -183.9532 | -187.8113 | -193.1237 | -199.2116 | -204.5096 | -210.1765 | -216.0761 | -220.9377
IRP 2018 71 Ranch Wind
NETPOS - Net Position (MWh)
MEAN | 4950.395 | 4947.8239 | 4922.6209 | 4886.7561 | 4904.7132 | 4964.9544 | 4918.0774 | 4920.6824 | 4924.5656 | 4976.1618 | 4931.2482 | 4913.1189 | 4933.8104 | 4936.4468 | 4913.8922 | 4919.3146 | 4918.3049 | 4939.3365 | 4912.055 | 4917.133
P5 | 4558.2693 | 4563.2284 | 4562.91 | 4540.9216 | 4555.0934 | 4602.6852 | 4587.6857 | 4560.6443 | 4612.0425 | 4607.0644 | 4510.9402 | 4562.1297 | 4529.0485 | 4567.8184 | 4568.3127 | 4573.2636 | 4527.6596 | 4639.2422 | 4535.2647 | 4536.5999
P95 | 5348.6138 | 5257.6516 | 5240.1147 | 5208.8472 | 5309.7032 | 5336.6107 | 5251.2877 | 5251.646 | 5246.4469 | 5305.9266 | 5284.1815 | 5402.8546 | 5355.3523 | 5244.7113 | 5247.9203 | 5299.6356 | 5338.2857 | 5300.2253 | 5283.1911 | 5308.9172
NETREVENUE - Net Revenue $
MEAN | -215909.3724 | -200919.0714 | -198354.4798 | -200486.8507 | -205280.1432 | -205437.9889 | -208493.951 | -212927.3103 | -217991.5944 | -217942.5687 | -214547.1867 | -212977.6343 | -210524.5924 | -207287.7046 | -206961.5157 | -205949.5841 | -205911.9609 | -208643.6283 | -206705.5874 | -207149.9992
P5 | -240860.3795 | -229987.6034 | -229509.1286 | -231739.8905 | -238476.8767 | -241160.1256 | -237869.996 | -243949.6167 | -246192.1051 | -247743.0006 | -238766.7691 | -247068.7339 | -240341.7933 | -232731.8377 | -235445.7917 | -234683.9512 | -232074.8977 | -231747.6279 | -227263.5499 | -235085.856
P95 | -192830.2512 | -174387.9653 | -167997.0886 | -165064.1925 | -172325.8289 | -172070.8331 | -175978.8992 | -180808.1803 | -183594.6192 | -192465.7458 | -184861.2898 | -183959.1674 | -181543.8353 | -176329.1069 | -181800.582 | -180562.4798 | -176383.782 | -182397.9871 | -177350.2495 | -187081.9551
IRP 2018 Big Timber Wind
NETPOS - Net Position (MWh)
MEAN | 36798.0814 | 36767.5575 | 36629.941 | 36409.6338 | 36615.4993 | 36717.0875 | 36669.4211 | 36548.1668 | 36654.3326 | 36912.7159 | 36404.4295 | 36667.6806 | 36669.1307 | 36617.9268 | 36520.6176 | 36517.934 | 36487.7738 | 36757.6431 | 36717.242 | 36534.7713
P5 | 33618.7087 | 34064.6592 | 33896.1283 | 33316.1534 | 33351.1346 | 33939.4386 | 33394.1803 | 33753.136 | 33885.8368 | 33342.6426 | 33746.5204 | 33422.1767 | 33464.6908 | 33153.4878 | 33647.8478 | 33222.1748 | 33436.0043 | 33651.32 | 33752.6844 | 33488.2322
P95 | 40058.3339 | 39331.8838 | 39707.395 | 39187.2006 | 39820.0298 | 39972.8301 | 39350.2829 | 39928.3297 | 40036.152 | 40398.9663 | 39192.4058 | 39821.3054 | 40070.7805 | 40091.058 | 39723.2161 | 39549.1971 | 39963.8739 | 39679.5686 | 39417.5978 | 40093.1394
NETREVENUE - Net Revenue $
MEAN | -1300517.5288 | -1194014.3033 | -1180547.9788 | -1195660.9402 | -1233062.6726 | -1221488.1037 | -1258116.6729 | -1287348.1483 | -1326931.5719 | -1317569.0313 | -1292119.7419 | -1292974.2177 | -1267816.4765 | -1247238.5069 | -1252151.6119 | -1241195.0655 | -1241480.0363 | -1261499.1059 | -1254920.6393 | -1255474.316
P5 | -1488154.0015 | -1416884.2936 | -1383986.152 | -1441913.4335 | -1433100.7535 | -1471187.8926 | -1483770.3687 | -1463888.4162 | -1541125.6094 | -1480518.3906 | -1457079.5704 | -1455590.4571 | -1443501.6027 | -1455990.4476 | -1423708.0684 | -1415623.5691 | -1433651.1789 | -1430897.5573 | -1428281.3073 | -1452747.7221
P95 | -1127187.3156 | -995866.6464 | -947269.8038 | -960283.9321 | -995600.018 | -1021469.258 | -1034222.966 | -1115561.538 | -1040530.8579 | -1091102.3922 | -1098483.6236 | -1077062.1072 | -1038570.362 | -1033968.6932 | -1069609.8761 | -1049166.2268 | -1033592.1451 | -1069476.5906 | -1081522.9027 | -1065817.898
IRP 2018 Crazy Mountain
NETPOS - Net Position (MWh)
MEAN |  | 105796.6117 | 104900.1798 | 104629.5897 | 105415.551 | 105760.9236 | 105842.3901 | 105814.3802 | 105016.1489 | 106553.508 | 105277.8688 | 105094.1911 | 105392.3495 | 105294.9071 | 104919.0901 | 105562.0159 | 104915.4506 | 105720.5696 | 105636.4163 | 105389.2424
P5 |  | 98768.8396 | 95131.0026 | 94651.2359 | 97382.0355 | 95178.1907 | 97359.5762 | 94966.296 | 94060.4319 | 97583.2516 | 93784.5106 | 94326.857 | 95429.3091 | 96205.2658 | 94920.1577 | 96199.0277 | 95349.3126 | 96094.3241 | 95744.0209 | 97819.1024
P95 |  | 114824.8614 | 114413.2194 | 113902.0161 | 116654.7839 | 113961.3889 | 116362.2328 | 116784.2726 | 116309.0298 | 117483.0382 | 116659.3759 | 114062.8488 | 113547.3666 | 114895.9041 | 114790.5119 | 116842.573 | 114766.2679 | 116243.18 | 118394.4045 | 113281.5826
NETREVENUE - Net Revenue $
MEAN |  | -2517817.5022 | -2450204.7067 | -2523650.5946 | -2630380.1099 | -2574217.3611 | -2692298.421 | -2782498.2036 | -2873811.5772 | -2849283.3389 | -2775996.0354 | -2751124.8316 | -2691680.3183 | -2624851.9753 | -2628708.9388 | -2612733.9074 | -2596982.176 | -2652079.8553 | -2629649.5767 | -2639265.3813
P5 |  | -3087717.9574 | -3059145.2298 | -3145063.7301 | -3167212.8067 | -3265244.2243 | -3225368.0036 | -3352629.0422 | -3482275.1973 | -3396951.451 | -3428176.0065 | -3241981.9157 | -3230539.8458 | -3201939.5234 | -3140123.3721 | -3114726.812 | -3159771.7718 | -3257199.4653 | -3145522.3122 | -3129177.1926
P95 |  | -1929045.9018 | -1795702.3624 | -1922975.5471 | -2012550.8056 | -1923884.2793 | -2102061.4741 | -2169609.9472 | -2087811.1114 | -2279672.2004 | -2152436.4727 | -2144520.6822 | -2050416.2097 | -2108350.9396 | -2034688.7754 | -2081686.8941 | -1938071.3696 | -2121864.6101 | -2060397.0781 | -2127631.2805
IRP 2018 DA Wind
NETPOS - Net Position (MWh)
MEAN | 4950.395 | 4947.8239 | 4922.6209 | 4886.7561 | 4904.7132 | 4964.9544 | 4918.0774 | 4920.6824 | 4924.5656 | 4976.1618 | 4931.2482 | 4913.1189 | 4933.8104 | 4936.4468 | 4913.8922 | 4919.3146 | 4918.3049 | 4939.3365 | 4912.055 | 4917.133
P5 | 4558.2693 | 4563.2284 | 4562.91 | 4540.9216 | 4555.0934 | 4602.6852 | 4587.6857 | 4560.6443 | 4612.0425 | 4607.0644 | 4510.9402 | 4562.1297 | 4529.0485 | 4567.8184 | 4568.3127 | 4573.2636 | 4527.6596 | 4639.2422 | 4535.2647 | 4536.5999
P95 | 5348.6138 | 5257.6516 | 5240.1147 | 5208.8472 | 5309.7032 | 5336.6107 | 5251.2877 | 5251.646 | 5246.4469 | 5305.9266 | 5284.1815 | 5402.8546 | 5355.3523 | 5244.7113 | 5247.9203 | 5299.6356 | 5338.2857 | 5300.2253 | 5283.1911 | 5308.9172
NETREVENUE - Net Revenue $
MEAN | -215909.3724 | -200919.0714 | -198354.4798 | -200486.8507 | -205280.1432 | -205437.9889 | -208493.951 | -212927.3103 | -217991.5944 | -217942.5687 | -214547.1867 | -212977.6343 | -210524.5924 | -207287.7046 | -206961.5157 | -205949.5841 | -205911.9609 | -208643.6283 | -206705.5874 | -207149.9992
P5 | -240860.3795 | -229987.6034 | -229509.1286 | -231739.8905 | -238476.8767 | -241160.1256 | -237869.996 | -243949.6167 | -246192.1051 | -247743.0006 | -238766.7691 | -247068.7339 | -240341.7933 | -232731.8377 | -235445.7917 | -234683.9512 | -232074.8977 | -231747.6279 | -227263.5499 | -235085.856
P95 | -192830.2512 | -174387.9653 | -167997.0886 | -165064.1925 | -172325.8289 | -172070.8331 | -175978.8992 | -180808.1803 | -183594.6192 | -192465.7458 | -184861.2898 | -183959.1674 | -181543.8353 | -176329.1069 | -181800.582 | -180562.4798 | -176383.782 | -182397.9871 | -177350.2495 | -187081.9551
IRP 2018 Fairfield
NETPOS - Net Position (MWh)
MEAN | 13073.5062 | 13079.8976 | 12967.2624 | 12918.9089 | 13033.8348 | 13051.6085 | 13011.4417 | 12964.583 | 12993.1433 | 13189.8455 | 12961.1649 | 13035.775 | 13010.2274 | 13016.5348 | 12951.6033
P5 | 11676.6018 | 11816.9461 | 11588.55 | 11745.6016 | 11603.3277 | 11807.3595 | 11711.7825 | 11626.64 | 11673.2029 | 11875.7434 | 11613.3495 | 11599.8315 | 11532.4637 | 11395.9924 | 11787.3601
P95 | 14424.3417 | 14252.3112 | 14188.8306 | 14123.2182 | 14373.3871 | 14431.1578 | 14261.1462 | 14160.9463 | 14350.3352 | 14643.4331 | 14255.4657 | 14336.053 | 14511.1974 | 14381.3098 | 14214.8344
NETREVENUE - Net Revenue $
MEAN | -682848.6757 | -643863.3738 | -635112.075 | -639514.2263 | -657658.1184 | -652153.8051 | -663580.299 | -672662.3818 | -687639.9356 | -690569.4131 | -674836.0236 | -675568.5312 | -665422.6762 | -658294.1952 | -657579.9113
P5 | -771775.4581 | -741677.522 | -743412.2577 | -726278.7883 | -754141.1939 | -749744.7271 | -752081.4677 | -756749.1872 | -785705.0174 | -762594.8055 | -764930.6865 | -765219.9819 | -767032.6523 | -752059.3217 | -743547.8287
P95 | -598444.2069 | -553470.535 | -538948.1884 | -555338.2368 | -550707.4779 | -559121.7015 | -566715.691 | -584457.6041 | -566534.7475 | -594158.6273 | -598757.1843 | -567068.0967 | -574501.9585 | -551926.1725 | -568501.1308
IRP 2018 Gordon Butte
NETPOS - Net Position (MWh)
MEAN | 17262.0569 | 17252.7027 | 17148.8284 | 17109.0065 | 17208.1689 | 17232.6768 | 17210.706 | 17158.9008 | 17196.9192 | 17365.3645 | 17121.6597 | 17219.2942 | 17201.0951 | 17197.2804 | 17118.4084 | 17157.3665 | 17125.7606 | 5208.7503
P5 | 15669.0781 | 16002.8957 | 15824.9586 | 15769.5022 | 15830.8188 | 16019.8957 | 15868.3799 | 15764.1291 | 15845.1719 | 16002.6693 | 15698.8433 | 15700.501 | 15767.2228 | 15785.7466 | 15912.9434 | 15676.7464 | 15803.8311 | 4566.2437
P95 | 18774.5797 | 18579.7346 | 18346.3124 | 18292.7805 | 18513.6934 | 18463.7946 | 18534.4422 | 18539.1682 | 18526.5766 | 18743.191 | 18448.5677 | 18770.8325 | 18687.2606 | 18395.4696 | 18216.7524 | 18331.838 | 18326.2199 | 5843.8483
NETREVENUE - Net Revenue $
MEAN | -1009809.9076 | -957444.819 | -947587.9105 | -956305.7132 | -976891.7133 | -969921.299 | -986373.0501 | -998169.7536 | -1018248.012 | -1019186.5188 | -1000093.1292 | -1000679.6936 | -988505.1034 | -978462.0547 | -977477.9127 | -974091.451 | -972078.1137 | -282781.3658
P5 | -1126731.3554 | -1075731.4428 | -1070940.4945 | -1068165.0332 | -1094954.8529 | -1095666.52 | -1116101.6147 | -1099665.6193 | -1142720.8729 | -1123406.8574 | -1106722.6586 | -1100448.5548 | -1100245.3234 | -1096717.0792 | -1081329.4001 | -1073489.3294 | -1078688.0605 | -329843.582
P95 | -912874.4999 | -838094.7442 | -820190.0638 | -849098.3489 | -843948.6572 | -853244.919 | -858506.1813 | -903396.8433 | -859617.0071 | -899781.923 | -886957.4491 | -868711.9054 | -869953.6276 | -862965.1568 | -867770.1021 | -861855.1077 | -857825.7505 | -226437.9796
IRP 2018 Greenfield
NETPOS - Net Position (MWh)
MEAN | 34972.4324 | 34867.1826 | 34894.2814 | 34777.2644 | 35040.3026 | 34761.9337 | 34897.8656 | 34816.2126 | 34941.4675 | 35118.0995 | 34706.5804 | 34865.7413 | 34890.1154 | 34850.2507 | 34828.5218 | 34900.144 | 34801.0126 | 34967.6954 | 35015.274 | 34849.6133
P5 | 32034.4723 | 32309.3138 | 31513.384 | 31885.7874 | 31868.2121 | 31804.4077 | 31712.2393 | 31555.9379 | 31902.9255 | 32303.8846 | 31616.4426 | 31435.1148 | 31459.7754 | 31353.0992 | 32212.1255 | 31902.2446 | 32047.466 | 31873.0889 | 31601.1521 | 31976.4925
P95 | 38320.6027 | 37394.3454 | 38021.4007 | 37881.4399 | 38390.6809 | 37862.5943 | 37679.9798 | 38024.2919 | 38367.8671 | 38237.321 | 37717.7489 | 37492.2606 | 38109.5838 | 37986.9172 | 37201.863 | 37889.7664 | 38345.6655 | 37831.6082 | 38038.4984 | 38118.2039
NETREVENUE - Net Revenue $
MEAN | -1529991.9031 | -1420076.1816 | -1413359.3329 | -1426612.4411 | -1471515.4719 | -1444685.1726 | -1485714.7096 | -1513409.2056 | -1554745.8372 | -1546215.5825 | -1519319.2986 | -1516807.7571 | -1495627.0509 | -1473727.6318 | -1480244.5923 | -1474069.7652 | -1470254.6454 | -1486092.8308 | -1482287.2726 | -1482970.8683
P5 | -1732646.3135 | -1628090.4062 | -1625984.8414 | -1642663.55 | -1689011.3286 | -1677521.2969 | -1722739.3397 | -1738757.415 | -1810957.5484 | -1732466.2476 | -1684123.2571 | -1716017.6645 | -1692813.8684 | -1700685.201 | -1650080.8287 | -1660199.4902 | -1690925.7495 | -1683547.7665 | -1675772.0745 | -1688519.0977
P95 | -1330615.3424 | -1207067.8336 | -1194461.8803 | -1181266.2188 | -1220330.9131 | -1212900.8234 | -1264811.3656 | -1309451.6917 | -1235689.2622 | -1310792.5731 | -1322360.4707 | -1282327.6175 | -1261633.5952 | -1266240.5322 | -1307758.6916 | -1294233.3722 | -1290671.501 | -1269468.1337 | -1313480.6526 | -1312924.1413
IRP 2018 Judith Gap
NETPOS - Net Position (MWh)
MEAN | 196830.5494 | 196573.776 | 195747.7193 | 195125.8532 | 196353.0226 | 196045.7687 | 195851.2396 | 195111.0103
P5 | 175392.3612 | 181877.6091 | 176837.2007 | 179213.0703 | 179878.2919 | 177939.4287 | 179813.0455 | 179333.0835
P95 | 216839.0844 | 210381.367 | 211335.4922 | 214661.6878 | 215610.0725 | 215969.901 | 212836.6371 | 213263.7449
NETREVENUE - Net Revenue $
MEAN | -2231354.3628 | -1642847.4479 | -1583059.7555 | -1703389.1539 | -1879963.6548 | -1778174.9119 | -1981827.0962 | -2142653.6394
P5 | -3000416.5327 | -2661449.0451 | -2610576.6629 | -2881557.0357 | -2906342.9099 | -2801762.5194 | -3039024.557 | -2963183.503
P95 | -1471688.3407 | -632099.8497 | -329717.2339 | -533996.6967 | -733185.3959 | -778800.9712 | -1021373.359 | -1168013.3116
IRP 2018 Musselshell 1
NETPOS - Net Position (MWh)
MEAN | 10630.7646 | 10649.9964 | 10543.2072 | 10483.9477 | 10589.388 | 10626.8136 | 10549.0239 | 10509.0316 | 10551.7037 | 10753.5475 | 10528.9103 | 10591.7523 | 10558.7862 | 10620.4311 | 10521.7511 | 10561.3012 | 10538.5312 | 3427.0219
P5 | 9452.1011 | 9656.4419 | 9291.4568 | 9415.138 | 9444.4135 | 9494.2692 | 9535.6856 | 9384.5164 | 9496.821 | 9664.3558 | 9576.7101 | 9409.1123 | 9315.8855 | 9361.1788 | 9583.1671 | 9288.5811 | 9420.9642 | 2843.434
P95 | 11831.1398 | 11785.8947 | 11615.1925 | 11731.593 | 11740.703 | 11917.8741 | 11604.0866 | 11730.29 | 11756.7761 | 11964.3144 | 11754.4179 | 11680.4202 | 11890.8065 | 11716.0014 | 11373.5137 | 11776.6776 | 11583.5867 | 4041.8357
NETREVENUE - Net Revenue $
MEAN | -625232.8555 | -594093.7968 | -585343.3584 | -587956.3713 | -603597.4287 | -600374.5094 | -607126.8125 | -614168.6403 | -627628.8954 | -633256.3892 | -617035.8513 | -617992.8528 | -609334.7311 | -606404.8566 | -603519.9086 | -602382.2185 | -601006.0715 | -186974.6424
P5 | -709520.2821 | -671259.2729 | -670487.5295 | -665272.7807 | -686090.0242 | -696364.0387 | -682706.2541 | -691874.3386 | -716774.2432 | -711948.887 | -697466.9533 | -686681.991 | -696372.1174 | -686269.723 | -681843.9355 | -687740.5894 | -678921.5774 | -223298.3748
P95 | -552963.8202 | -508912.3686 | -495904.563 | -505658.8693 | -509298.882 | -513707.4812 | -512068.8921 | -549570.9738 | -541371.5798 | -536216.471 | -538893.2203 | -527083.8637 | -520201.655 | -513248.675 | -542995.2853 | -519554.9681 | -532109.4638 | -146130.4645
IRP 2018 Musselshell 2
NETPOS - Net Position (MWh)
MEAN | 12733.7511 | 12695.9165 | 12628.776 | 12576.8982 | 12692.0807 | 12665.4966 | 12649.6702 | 12610.445 | 12642.1521 | 12803.1467 | 12618.8267 | 12686.5061 | 12655.0157 | 12653.4589 | 12606.3304 | 12655.0257 | 12629.573 | 3896.8489
P5 | 11368.173 | 11598.4384 | 11156.1888 | 11394.5152 | 11419.2032 | 11366.6614 | 11493.8254 | 11383.4391 | 11509.0176 | 11717.4526 | 11444.8801 | 11475.5393 | 11261.3263 | 11271.364 | 11652.2242 | 11246.1208 | 11446.0098 | 3296.7739
P95 | 14050.2632 | 13933.3819 | 13790.2317 | 13874.7704 | 13996.5911 | 14167.6492 | 13854.4381 | 14013.5693 | 13914.6712 | 14086.7744 | 13881.8805 | 13866.3347 | 14101.6733 | 13794.9346 | 13617.7768 | 13931.6621 | 13692.3337 | 4553.1272
NETREVENUE - Net Revenue $
MEAN | -749825.959 | -709008.376 | -701894.1251 | -706097.0368 | -724455.189 | -716788.8397 | -729137.9919 | -737994.3875 | -753232.9223 | -755713.5819 | -741074.3275 | -741660.64 | -732157.7448 | -724677.6676 | -724698.5257 | -723763.8877 | -722235.3315 | -213168.2887
P5 | -851069.6618 | -794523.8722 | -791754.2524 | -797835.5019 | -820004.425 | -823218.3578 | -825250.611 | -823939.761 | -852908.3912 | -841028.8806 | -830420.8225 | -822065.3255 | -830901.6142 | -812535.6958 | -814200.1627 | -812518.605 | -800466.107 | -250640.1065
P95 | -662874.7092 | -613614.6687 | -599535.9588 | -608344.7628 | -617230.3447 | -612891.1258 | -613248.9844 | -660355.0511 | -656964.6324 | -648466.8951 | -649212.6603 | -638827.2915 | -628987.0405 | -625411.8193 | -653745.2116 | -628804.6952 | -644784.0393 | -169196.8518
IRP 2018 Oversight Wind
NETPOS - Net Position (MWh)
MEAN | 4950.395 | 4947.8239 | 4922.6209 | 4886.7561 | 4904.7132 | 4964.9544 | 4918.0774 | 4920.6824 | 4924.5656 | 4976.1618 | 4931.2482 | 4913.1189 | 4933.8104 | 4936.4468 | 4913.8922 | 4919.3146 | 4918.3049 | 4939.3365 | 4912.055 | 4917.133
P5 | 4558.2693 | 4563.2284 | 4562.91 | 4540.9216 | 4555.0934 | 4602.6852 | 4587.6857 | 4560.6443 | 4612.0425 | 4607.0644 | 4510.9402 | 4562.1297 | 4529.0485 | 4567.8184 | 4568.3127 | 4573.2636 | 4527.6596 | 4639.2422 | 4535.2647 | 4536.5999
P95 | 5348.6138 | 5257.6516 | 5240.1147 | 5208.8472 | 5309.7032 | 5336.6107 | 5251.2877 | 5251.646 | 5246.4469 | 5305.9266 | 5284.1815 | 5402.8546 | 5355.3523 | 5244.7113 | 5247.9203 | 5299.6356 | 5338.2857 | 5300.2253 | 5283.1911 | 5308.9172
NETREVENUE - Net Revenue $
MEAN | -215909.3724 | -200919.0714 | -198354.4798 | -200486.8507 | -205280.1432 | -205437.9889 | -208493.951 | -212927.3103 | -217991.5944 | -217942.5687 | -214547.1867 | -212977.6343 | -210524.5924 | -207287.7046 | -206961.5157 | -205949.5841 | -205911.9609 | -208643.6283 | -206705.5874 | -207149.9992
P5 | -240860.3795 | -229987.6034 | -229509.1286 | -231739.8905 | -238476.8767 | -241160.1256 | -237869.996 | -243949.6167 | -246192.1051 | -247743.0006 | -238766.7691 | -247068.7339 | -240341.7933 | -232731.8377 | -235445.7917 | -234683.9512 | -232074.8977 | -231747.6279 | -227263.5499 | -235085.856
P95 | -192830.2512 | -174387.9653 | -167997.0886 | -165064.1925 | -172325.8289 | -172070.8331 | -175978.8992 | -180808.1803 | -183594.6192 | -192465.7458 | -184861.2898 | -183959.1674 | -181543.8353 | -176329.1069 | -181800.582 | -180562.4798 | -176383.782 | -182397.9871 | -177350.2495 | -187081.9551
IRP 2018 South Peak Wind 80 MW
NETPOS - Net Position (MWh)
MEAN | 19298.522 | 129000.9698 | 128442.356 | 127622.9114 | 128893.2176 | 128919.6386 | 128432.6236 | 128119.672 | 128611.9198 | 130167.8836 | 127926.2673 | 128599.7231 | 128474.8483 | 128979.6452 | 127771.9007 | 109062.4434
P5 | 15531.6149 | 118971.3189 | 116202.4988 | 117170.5888 | 120001.9654 | 119196.4188 | 119076.0329 | 117691.134 | 118546.2044 | 119906.9604 | 118354.3987 | 117489.8295 | 117268.9898 | 116656.0956 | 118402.6344 | 96327.1664
P95 | 22409.4282 | 138869.0803 | 139049.7763 | 138526.6712 | 140770.5444 | 140011.0554 | 138874.3033 | 139421.7358 | 139099.0151 | 140736.0214 | 137896.6045 | 138822.7748 | 139253.8496 | 138979.362 | 137684.1503 | 119750.3927
NETREVENUE - Net Revenue $
MEAN | -121736.3924 | -1098492.3574 | -1061927.8935 | -1138844.7664 | -1261428.6224 | -1190006.44 | -1322213.5777 | -1429973.3378 | -1565519.3541 | -1513378.8147 | -1449585.4421 | -1415461.6924 | -1329203.9574 | -1255321.8453 | -1271367.8009 | -1209597.1719
P5 | -218572.1299 | -1756286.8057 | -1756635.1195 | -1928745.4091 | -1923839.7751 | -1921985.7353 | -2034821.715 | -1971082.2158 | -2118108.22 | -2036162.6678 | -1980159.1274 | -1948992.1773 | -1864825.0713 | -1822420.8228 | -1855811.2326 | -1661794.9584
P95 | -21159.331 | -428437.7283 | -243345.4998 | -359076.2323 | -515230.3721 | -493876.8397 | -674741.6311 | -789191.034 | -588213.3138 | -960044.7625 | -659638.8604 | -746319.7469 | -655703.3067 | -403137.9618 | -728821.2001 | -725835.9526
IRP 2018 Spion Kop
NETPOS - Net Position (MWh)
MEAN | 57023.5085 | 56871.7943 | 56600.7363 | 56367.5581 | 56811.5315 | 56795.2876 | 56742.5143 | 56561.8407 | 56674.7468 | 57387.1285 | 56483.8614 | 56841.102 | 56737.79 | 56658.457 | 56498.2291 | 56659.2782 | 56523.1747 | 56846.7713 | 56872.3257 | 56541.4309
P5 | 50694.7191 | 52221.7873 | 50791.3694 | 51555.6697 | 51966.1964 | 51476.7202 | 51639.2294 | 50643.1307 | 51868.6295 | 52335.4206 | 51598.9908 | 51547.1802 | 51056.2584 | 50380.1117 | 52035.6097 | 50512.315 | 51249.8178 | 51790.3345 | 51729.1499 | 51632.9838
P95 | 62567.8728 | 61951.6965 | 61441.6931 | 62211.8443 | 62001.1434 | 62915.754 | 61545.5689 | 62515.9322 | 61452.2815 | 63467.3985 | 61353.215 | 61423.34 | 62669.9413 | 61384.3558 | 60782.9753 | 62470.8749 | 61377.7461 | 61845.9986 | 61313.1974 | 62470.149
NETREVENUE - Net Revenue $
MEAN | 612175.0406 | 780896.9669 | 792227.2819 | 755570.988 | 708052.6258 | 735464.7694 | 677161.7429 | 625342.4439 | 568119.2394 | 607136.357 | 614933.7629 | 634786.0077 | 670442.8312 | 702683.2625 | 689655.5608 | 708591.8846 | 707897.2564 | 694513.1456 | 703782.4007 | 688883.1848
P5 | 373108.3779 | 505699.4737 | 485529.2985 | 428961.1963 | 417484.6 | 476711.8987 | 401436.8082 | 391331.4324 | 370715.4491 | 406371.091 | 394697.5141 | 379903.4777 | 465220.9931 | 464662.4704 | 461469.9359 | 474932.0151 | 487702.9657 | 486842.8245 | 506142.4419 | 448953.8031
P95 | 821479.6327 | 1079792.3749 | 1142576.6983 | 1139469.6058 | 1085211.8722 | 1021039.1627 | 935825.2083 | 979058.1796 | 936430.9742 | 893824.9916 | 935261.4678 | 853499.1502 | 938479.0946 | 1116992.5425 | 958870.6216 | 996534.7313 | 986973.6164 | 961553.6662 | 982001.0692 | 976105.5516
IRP 2018 Stillwater Wind
NETPOS - Net Position (MWh)
MEAN | 123818.6135 | 123522.0486 | 123796.9478 | 122887.2311 | 123865.983 | 124281.2988 | 123925.5593 | 123608.5632 | 123230.7651 | 124915.7564 | 123911.9455 | 124215.5824 | 123689.3976 | 123484.5558 | 123103.0339 | 124144.1562 | 123929.6712 | 124310.9697 | 123692.4848 | 123855.5789
P5 | 111398.4856 | 112768.0202 | 111190.6722 | 111935.3277 | 110813.7605 | 112638.8656 | 111157.832 | 110812.9844 | 112847.5302 | 113589.5184 | 111718.5927 | 114554.2075 | 109804.106 | 112030.797 | 112533.2917 | 112685.8751 | 111041.3043 | 112046.8424 | 113127.1639 | 112144.2507
P95 | 135699.7127 | 134503.8501 | 134657.8424 | 136274.546 | 136228.0607 | 135228.7047 | 135366.9452 | 137214.5618 | 136294.0218 | 136746.7875 | 133144.9445 | 134718.7218 | 137410.9854 | 135293.5767 | 133990.3661 | 137058.3326 | 133906.2095 | 133831.764 | 136062.5639 | 135585.7197
NETREVENUE - Net Revenue $
MEAN | -3371024.8516 | -3004473.1374 | -2965738.0168 | -3026859.4775 | -3161193.8475 | -3110165.7655 | -3228039.9997 | -3340838.0084 | -3456727.2478 | -3425210.0638 | -3367116.3774 | -3363454.4622 | -3257583.512 | -3192269.6609 | -3194345.8788 | -3185588.529 | -3194994.3643 | -3235333.5571 | -3211435.5494 | -3230896.7056
P5 | -3915469.1616 | -3692267.354 | -3666533.4147 | -3894910.7018 | -3846495.6853 | -3878285.3658 | -3805504.9266 | -3946972.23 | -4092311.285 | -4005504.3153 | -3989731.5759 | -3906682.6333 | -3885469.2894 | -3816628.369 | -3801966.7752 | -3724364.9317 | -3847928.0764 | -3913519.9239 | -3759649.7172 | -3912340.9676
P95 | -2751132.2362 | -2338880.608 | -2183938.0156 | -2418443.4206 | -2384247.993 | -2475803.0534 | -2544212.9493 | -2695474.8043 | -2790022.8634 | -2797278.5417 | -2699822.0189 | -2749936.2657 | -2656698.7374 | -2404765.1671 | -2538467.0348 | -2611326.4448 | -2566068.6728 | -2549431.3814 | -2583176.7051 | -2633164.4811
IRP 2018 Two Dot Wind
NETPOS - Net Position (MWh)
MEAN | 13258.9771 | 13272.3695 | 13152.4709 | 13123.7231 | 13214.1583 | 13235.2413 | 13205.8141 | 13160.2477 | 13192.1233 | 13354.8358 | 13140.1415 | 13233.6867 | 13207.1782 | 13203.7113 | 13165.9204 | 13183.2677 | 13168.8033 | 13249.2877 | 13257.6555 | 13149.2768
P5 | 11707.1131 | 11922.7665 | 11662.1987 | 11635.3586 | 11977.3988 | 11942.2221 | 11816.4171 | 11756.4138 | 11873.7457 | 12021.6168 | 11795.4909 | 11836.6662 | 11765.7377 | 11743.6924 | 11971.4808 | 11720.1195 | 11895.8753 | 11767.5303 | 11810.7938 | 12015.089
P95 | 14704.6592 | 14572.6248 | 14511.8797 | 14532.1462 | 14688.5697 | 14723.6433 | 14466.3145 | 14719.3047 | 14526.3055 | 14656.9835 | 14470.5048 | 14615.5278 | 14860.7511 | 14498.1688 | 14376.2109 | 14602.5657 | 14651.4495 | 14548.4944 | 14532.1016 | 14641.5831
NETREVENUE - Net Revenue $
MEAN | 139579.4838 | 176438.259 | 177902.3746 | 170950.9881 | 160106.2566 | 166846.7709 | 152654.6049 | 140375.8698 | 127556.9837 | 136114.2263 | 138147.0363 | 142578.3646 | 150560.431 | 158061.6796 | 154184.2677 | 159104.0568 | 158647.7416 | 156014.5302 | 157767.5079 | 154209.2337
P5 | 83537.3623 | 111943.1426 | 109970.0246 | 98269.0615 | 92128.1146 | 110440.3453 | 85242.4094 | 86809.7011 | 82933.5547 | 91960.4384 | 87564.6379 | 86427.1792 | 104940.1149 | 99461.3757 | 100177.4386 | 104695.054 | 106924.7264 | 109832.261 | 112080.8971 | 99753.4553
P95 | 189470.4212 | 246595.862 | 258740.0848 | 256510.8556 | 245392.3065 | 234986.9602 | 213541.4536 | 222319.6536 | 209860.9852 | 201957.7932 | 201899.3046 | 196665.5558 | 221240.3468 | 252725.0839 | 211139.0824 | 225461.4515 | 225802.8586 | 218363.3394 | 224653.2245 | 223343.2928
IRP_2018 Black Eagle Solar
NETPOS - Net Position (MWh)
MEAN | 1017.1605 | 1056.4444 | 1004.1249 | 1028.2 | 1029.1918 | 1030.6745 | 1035.5178 | 1026.4393 | 1018.5569 | 1039.4766 | 1023.92 | 1008.2179 | 1033.3788 | 1013.2983 | 1015.5887 | 1026.4704 | 1017.556 | 1029.2687 | 1016.4969 | 1005.1507
P5 | 538.4799 | 495.7383 | 494.1108 | 542.669 | 516.8781 | 495.3681 | 539.5307 | 483.3236 | 563.1026 | 556.2309 | 526.3593 | 508.0401 | 468.6661 | 526.3095 | 465.8316 | 537.3812 | 484.1399 | 548.2202 | 530.2124 | 553.0602
P95 | 1555.5427 | 1633.6542 | 1567.62 | 1683.6241 | 1599.1391 | 1654.0351 | 1606.5586 | 1550.2172 | 1625.8294 | 1630.8778 | 1627.9629 | 1609.8574 | 1676.5613 | 1617.2337 | 1596.6189 | 1636.5267 | 1614.9113 | 1608.3819 | 1569.7038 | 1569.1019
NETREVENUE - Net Revenue $
MEAN | -52465.896 | -55182.1001 | -51487.3394 | -53014.6185 | -53527.7164 | -53003.8788 | -54445.8654 | -54703.9342 | -54675.8302 | -55417.012 | -54101.1886 | -52985.9046 | -53812.4695 | -52067.518 | -52654.3478 | -52800.3583 | -52507.3636 | -53718.7589 | -52818.9429 | -51986.776
P5 | -83620.8465 | -85793.2769 | -81122.7045 | -86454.9928 | -85107.3978 | -83042.6372 | -82593.1268 | -85077.6005 | -85830.7745 | -88042.3644 | -85741.2144 | -85168.682 | -85426.892 | -84124.8832 | -83459.4028 | -83586.2253 | -83053.9424 | -81764.181 | -82117.9039 | -83565.4555
P95 | -26561.4309 | -25894.1485 | -25676.8623 | -26371.4312 | -24659.8499 | -25359.4802 | -26330.296 | -26787.7488 | -30350.619 | -25790.4863 | -27490.3413 | -24352.4953 | -25374.0604 | -25997.2827 | -22916.0024 | -26741.9221 | -23069.0225 | -27841.6633 | -24863.0832 | -24872.5619
IRP_2018 Energy of Utah MTSUN
NETPOS - Net Position (MWh)
MEAN | 1130.1139 | 32512.6893 | 31839.8533 | 32261.1348 | 32285.3019 | 32393.1403 | 32443.1102 | 32473.4863 | 31607.9268 | 32401.0371 | 32230.486 | 32454.5568 | 32440.219 | 31622.6276 | 32402.088 | 31230.6743
P5 | 719.792 | 12594.7723 | 11921.7237 | 12668.3897 | 12787.8159 | 11968.7295 | 11696.1303 | 12000.7951 | 13230.1173 | 12122.4238 | 11730.1919 | 13156.16 | 12139.1472 | 12561.7769 | 11732.4816 | 12024.5452
P95 | 1773.8283 | 51787.1285 | 50509.8106 | 51435.4798 | 51209.4109 | 51186.9121 | 50759.5116 | 51965.6743 | 50118.5434 | 50936.6111 | 51392.378 | 51180.6066 | 51825.2896 | 49915.3709 | 52072.2977 | 50386.4128
NETREVENUE - Net Revenue $
MEAN | -5094.6886 | -386851.5328 | -347490.9602 | -356057.5052 | -373290.33 | -356687.2658 | -395701.1059 | -425617.2684 | -424259.5271 | -415698.0314 | -400282.969 | -399283.209 | -380402.659 | -344481.8047 | -371010.1945 | -357813.9793
P5 | -13254.1409 | -720904.3526 | -627738.7987 | -660915.2703 | -648322.3916 | -671013.4902 | -728674.9017 | -808017.0303 | -737530.9771 | -725467.3896 | -716284.613 | -714985.8289 | -664293.6957 | -687501.9553 | -711992.0129 | -662658.1882
P95 | 1745.9242 | -120537.8898 | -95900.0089 | -131938.53 | -140960.049 | -72111.7046 | -138137.8329 | -115264.9242 | -161326.2539 | -118778.2737 | -107994.7004 | -93930.8568 | -104612.1518 | -85522.0676 | -96692.924 | -141410.113
IRP_2018 Great Divide Solar
NETPOS - Net Position (MWh)
MEAN | 1189.3888 | 1215.8257 | 1180.3167 | 1198.0359 | 1192.7161 | 1191.2931 | 1207.6291 | 1202.5966 | 1172.366 | 1198.3464 | 1187.4584 | 1184.9773 | 1200.9584 | 1168.1279 | 1199.505 | 1190.8469 | 1192.8332 | 1191.9452 | 1199.7043 | 1166.0776
P5 | 415.3305 | 433.418 | 372.4205 | 434.1513 | 452.0065 | 373.8991 | 427.873 | 412.1943 | 394.8089 | 430.7449 | 439.7345 | 440.5726 | 455.2274 | 416.6631 | 436.8905 | 452.2069 | 441.2924 | 463.1757 | 454.3657 | 376.4773
P95 | 1823.7962 | 1860.6793 | 1791.8782 | 1784.0965 | 1839.3236 | 1796.4573 | 1808.8427 | 1864.7408 | 1751.2877 | 1816.592 | 1791.6594 | 1799.569 | 1820.4234 | 1743.9686 | 1806.6102 | 1790.82 | 1799.2625 | 1810.0779 | 1801.0617 | 1786.4725
NETREVENUE - Net Revenue $
MEAN | -61653.5381 | -63605.6551 | -60554.4294 | -61574.9048 | -61994.8146 | -61416.4146 | -63528.7531 | -64435.4008 | -63073.8853 | -64117.4844 | -63013.1722 | -62579.8213 | -62753.6284 | -60180.6359 | -62426.5069 | -61255.7598 | -62025.2331 | -62562.4275 | -62873.5273 | -60961.8687
P5 | -93331.9341 | -97912.4021 | -93150.2401 | -94688.475 | -94064.7841 | -94697.8993 | -95412.5212 | -99030.9082 | -94068.0441 | -96646.718 | -95038.2413 | -93563.5502 | -91322.2573 | -90923.7461 | -96041.8051 | -92972.6827 | -96877.2374 | -95589.8321 | -93837.9564 | -94477.4842
P95 | -20455.1795 | -21273.6365 | -18856.4551 | -23859.1926 | -25154.4594 | -19607.1154 | -23795.6924 | -21006.0848 | -21874.5473 | -23079.1403 | -25365.6553 | -21932.8553 | -23595.8675 | -21693.517 | -23294.4696 | -23736.2134 | -22497.9384 | -24434.0403 | -21817.8174 | -20704.7014
IRP_2018 Green Meadow Solar
NETPOS - Net Position (MWh)
MEAN | 1135.163 | 1141.392 | 1118.9721 | 1140.6501 | 1131.3738 | 1133.7641 | 1139.6622 | 1136.3775 | 1110.5004 | 1141.6768 | 1125.6142 | 1133.8276 | 1141.2376 | 1115.0929 | 1135.5891 | 1131.3273 | 1123.5081 | 1143.1083 | 1137.4772 | 1109.7703
P5 | 493.5523 | 477.0401 | 429.4043 | 503.3573 | 528.203 | 483.5779 | 496.8079 | 479.9006 | 488.5298 | 454.5774 | 461.772 | 538.7102 | 486.8252 | 465.4316 | 480.2736 | 523.5873 | 442.6015 | 485.4672 | 517.47 | 444.8166
P95 | 1957.7568 | 1938.8487 | 1881.4466 | 1832.0354 | 1927.6315 | 1873.3979 | 1842.6835 | 1890.2187 | 1859.973 | 1890.1732 | 1863.4933 | 1844.4626 | 1908.713 | 1870.6648 | 1945.4267 | 1882.8411 | 1905.7223 | 1894.5014 | 1887.5732 | 1879.1723
NETREVENUE - Net Revenue $
MEAN | -59061.8348 | -60200.647 | -57828.375 | -59448.3133 | -59768.0024 | -59406.0177 | -61136.0969 | -62040.1827 | -60954.4753 | -62284.6277 | -60986.3141 | -61347.0518 | -61226.8476 | -59052.4543 | -60520.7414 | -59903.3068 | -59914.5512 | -61475.5552 | -61041.8153 | -59509.0604
P5 | -99281.9709 | -103694.0843 | -99035.6465 | -98047.8002 | -100006.4943 | -99505.1297 | -103804.3341 | -104851.7867 | -101763.3517 | -107673.38 | -102244.2635 | -102103.6324 | -104295.5167 | -101082.7949 | -107008.4722 | -100723.7455 | -103494.917 | -102357.0209 | -102507.9806 | -103814.7265
P95 | -23024.7139 | -24599.3929 | -22625.4978 | -25965.358 | -25882.1009 | -24492.9588 | -26017.3343 | -24657.3682 | -25604.3284 | -24489.8654 | -25515.2604 | -26862.2822 | -24708.2754 | -23148.9073 | -24337.6753 | -28653.8188 | -21947.0581 | -25114.2122 | -26138.7177 | -22153.139
IRP_2018 Magpie Solar
NETPOS - Net Position (MWh)
MEAN | 1146.2447 | 1150.5279 | 1125.5477 | 1151.5085 | 1147.8843 | 1142.3333 | 1144.1867 | 1141.5094 | 1124.3887 | 1145.1851 | 1139.8579 | 1142.5544 | 1150.9747 | 1111.7255 | 1154.7713 | 1149.261 | 1150.2217 | 1148.2095 | 1140.7389 | 1112.0374
P5 | 514.1154 | 466.0756 | 426.378 | 447.8319 | 482.1912 | 443.3545 | 427.9723 | 492.2005 | 466.9505 | 465.7616 | 428.1705 | 487.258 | 390.6768 | 484.1235 | 475.6762 | 450.2994 | 443.0241 | 496.7266 | 484.2536 | 455.4123
P95 | 1806.1792 | 1820.2447 | 1763.5111 | 1816.029 | 1836.4018 | 1792.0552 | 1773.473 | 1806.4781 | 1797.8772 | 1792.5368 | 1823.6465 | 1793.0817 | 1837.8327 | 1752.2374 | 1846.4919 | 1787.1772 | 1829.0267 | 1824.6435 | 1771.9638 | 1767.0381
NETREVENUE - Net Revenue $
MEAN | -59270.4306 | -60472.7408 | -58163.3613 | -59691.0667 | -60339.9941 | -59538.0767 | -61044.6589 | -61853.215 | -61398.588 | -61932.744 | -61195.454 | -61272.1994 | -61177.1347 | -58267.3001 | -61098.4604 | -60268.5421 | -60759.0892 | -61265.0254 | -60665.2533 | -59039.6259
P5 | -94431.5329 | -98115.428 | -96824.2393 | -93723.9864 | -95120.1529 | -96651.666 | -98758.415 | -100410.4337 | -99994.814 | -98627.0511 | -97499.9964 | -99156.6937 | -101164.3356 | -96953.1632 | -101958.9491 | -96754.9277 | -101724.832 | -98362.0172 | -99130.8959 | -99099.1904
P95 | -26273.7603 | -24379.8425 | -23287.7212 | -23080.3317 | -25700.3291 | -20898.2224 | -21817.3008 | -26070.2348 | -23864.024 | -24195.5282 | -22681.4645 | -25067.5126 | -20495.515 | -23136.8839 | -24336.5291 | -22655.9468 | -20146.783 | -23555.1691 | -25350.8312 | -23266.1584
IRP_2018 River Bend Solar
NETPOS - Net Position (MWh)
MEAN | 652.5065 | 672.6146 | 639.0379 | 657.4812 | 665.4992 | 656.9057 | 664.7827 | 656.188 | 640.3678 | 663.7979 | 655.9269 | 655.8175 | 664.1093 | 648.2386 | 667.5595 | 660.1231 | 650.6556 | 659.8907 | 661.6463 | 635.3836
P5 | 320.3513 | 291.6117 | 331.8807 | 298.2107 | 350.7433 | 301.2842 | 285.3093 | 321.3229 | 317.3209 | 316.6402 | 332.2409 | 320.7801 | 347.1442 | 316.1665 | 326.4494 | 326.7254 | 296.6579 | 336.1746 | 348.9076 | 296.311
P95 | 977.1796 | 1023.7841 | 940.6919 | 975.4874 | 999.2902 | 1004.8196 | 1007.5554 | 995.6158 | 946.3354 | 1003.6775 | 989.4692 | 974.3022 | 985.2085 | 960.3321 | 1000.2907 | 978.8666 | 969.2666 | 985.3559 | 972.3092 | 958.7792
NETREVENUE - Net Revenue $
MEAN | -33291.8816 | -35130.7993 | -32649.1417 | -33707.9144 | -34531.0032 | -33664.789 | -34939.3519 | -35081.2125 | -34375.4165 | -35404.983 | -34627.1757 | -34483.5162 | -34629.361 | -33301.063 | -34621.8422 | -33939.7283 | -33586.8845 | -34464.3273 | -34593.7369 | -33050.821
P5 | -50852.1772 | -53609.2777 | -49294.6268 | -49068.9874 | -52175.5308 | -51002.1227 | -53059.886 | -53035.5358 | -51852.6073 | -54245.0794 | -51725.2179 | -51330.3929 | -49763.7432 | -50347.3708 | -53677.3512 | -50675.6986 | -51731.216 | -51126.8802 | -51138.3532 | -50414.9746
P95 | -15888.0844 | -15326.5992 | -16148.7794 | -15407.1903 | -17696.833 | -13791.7736 | -14231.5944 | -17001.6502 | -17194.3795 | -16334.9998 | -18069.0375 | -16361.6071 | -18170.418 | -15755.5918 | -16451.4969 | -16735.9962 | -14094.7905 | -15255.5138 | -17260.8317 | -14758.2002
IRP_2018 South Mills Solar
NETPOS - Net Position (MWh)
MEAN | 1007.9819 | 1021.6026 | 975.6705 | 1004.5178 | 1001.5106 | 1006.3299 | 1016.3759 | 1015.4603 | 981.0173 | 1006.3419 | 992.5226 | 1008.671 | 1004.5362 | 987.6617 | 997.4904 | 999.5294 | 994.7323 | 1003.0352 | 1015.3734 | 976.1221
P5 | 442.8412 | 380.0104 | 395.1268 | 425.2491 | 425.2565 | 396.9287 | 385.2515 | 370.5469 | 408.5973 | 374.3479 | 429.4941 | 432.4705 | 420.3202 | 402.2888 | 434.4507 | 413.5188 | 365.9863 | 395.929 | 448.4351 | 399.7992
P95 | 1653.615 | 1658.5146 | 1594.7979 | 1626.8519 | 1613.4987 | 1670.9485 | 1695.7824 | 1669.2573 | 1618.5132 | 1626.6437 | 1651.5314 | 1628.0131 | 1631.6514 | 1603.09 | 1640.9246 | 1632.5206 | 1632.1486 | 1649.8859 | 1649.0897 | 1610.5692
NETREVENUE - Net Revenue $
MEAN | -51277.8403 | -52885.4282 | -49407.0051 | -50967.5288 | -51370.1219 | -51011.4047 | -52757.1624 | -53400.0525 | -51855.015 | -52625.8142 | -51356.7893 | -52137.5991 | -51264.5108 | -49572.9397 | -50543.826 | -50240.5838 | -50284.2979 | -51090.2208 | -51661.0741 | -49553.8606
P5 | -87304.0395 | -87022.7564 | -84317.6 | -83376.0578 | -85144.2013 | -85258.894 | -92501.8468 | -90982.2686 | -87490.0065 | -86347.2055 | -87211.008 | -87749.8147 | -83438.445 | -82802.4044 | -84702.3308 | -85812.5665 | -85494.8922 | -84599.9248 | -86115.3581 | -84882.1088
P95 | -21300.7491 | -19407.863 | -18857.0865 | -20930.5055 | -21152.9858 | -17177.4994 | -18154.7565 | -18589.5586 | -20768.0461 | -19291.3735 | -21263.8793 | -21191.744 | -21196.014 | -19297.262 | -20461.6047 | -19938.353 | -16328.6223 | -19477.8998 | -21472.0943 | -18181.1536
Wind Asset - Total
NETPOS - Net Position (MWh)
MEAN | 557830.5073 | 803965.3914 | 800104.0921 | 797134.3229 | 802900.3556 | 803543.0797 | 802393.7665 | 800397.1585 | 604134.2427 | 612046.1791 | 604231.1869 | 606379.0139 | 605922.7791 | 605053.272 | 603319.6754 | 572549.109 | 431004.1726 | 405379.0251 | 392099.0002 | 391075.8541
P5 | 508851.2288 | 750623.26 | 730209.1686 | 743170.1355 | 748547.013 | 756451.624 | 746723.9084 | 734296.0818 | 561792.7551 | 565185.1134 | 561716.9492 | 559305.8788 | 562883.7179 | 560809.6137 | 562473.8634 | 523690.2136 | 402118.3303 | 371924.9579 | 366018.9586 | 367926.5877
P95 | 599883.272 | 860901.8022 | 859469.5645 | 852996.452 | 870263.7123 | 868608.992 | 862920.4004 | 866235.3461 | 655853.944 | 662735.7791 | 654432.7298 | 658499.2778 | 659100.5672 | 655170.9685 | 648528.9044 | 625237.9314 | 459750.2884 | 434173.3085 | 420630.3738 | 418541.9105
NETREVENUE - Net Revenue $
MEAN | -11840432.1393 | -14142006.4849 | -13807417.5976 | -14254423.9215 | -15042792.6521 | -14646853.9739 | -15473799.9857 | -16150068.6941 | -14573539.8619 | -14408610.8393 | -14053474.5163 | -13961561.1932 | -13553352.6497 | -13179478.0929 | -13260208.8426 | -12449996.2771 | -10869503.5525 | -9418119.3469 | -8660730.3173 | -8701287.8005
P5 | -14072497.1482 | -18219691.1498 | -18163676.4664 | -19140483.3141 | -19034553.8214 | -19049123.6225 | -19702795.04 | -19603920.9785 | -17747569.4234 | -17220236.4834 | -16557865.6973 | -16444207.7208 | -16137994.6299 | -15851775.457 | -16241529.7147 | -14844212.4823 | -12907857.1623 | -11352256.4906 | -10229111.3123 | -10420980.2204
P95 | -9718642.4797 | -9963275.2659 | -8890032.2753 | -9670275.0509 | -10354858.5768 | -10489153.3126 | -11376701.2138 | -12040378.923 | -10399472.8856 | -11624918.4796 | -10760053.118 | -10714139.9489 | -10612773.4653 | -9611408.4169 | -10504543.4954 | -10093980.0575 | -8552457.1209 | -7593041.5854 | -6904742.9281 | -7034394.9982
Total
Total - Total
Total - Total - Total
CAPACITYFACTOR - Net Generation Capacity Factor
MEAN | 0.40746 | 0.40006 | 0.39122 | 0.40185 | 0.35655 | 0.32079 | 0.26099 | 0.23318 | 0.21168 | 0.21242 | 0.1871 | 0.17991 | 0.18377 | 0.18543 | 0.17967 | 0.18049 | 0.1791 | 0.16894 | 0.16534 | 0.1554
P5 | 0.37184 | 0.35513 | 0.34338 | 0.34451 | 0.29885 | 0.25882 | 0.20081 | 0.18581 | 0.16958 | 0.18046 | 0.15279 | 0.14713 | 0.1513 | 0.14873 | 0.14703 | 0.14438 | 0.15 | 0.14345 | 0.14306 | 0.12989
P95 | 0.44014 | 0.43454 | 0.42609 | 0.45115 | 0.41809 | 0.37107 | 0.31666 | 0.29142 | 0.27147 | 0.25515 | 0.23194 | 0.21795 | 0.2199 | 0.22158 | 0.21395 | 0.21038 | 0.21023 | 0.195 | 0.19123 | 0.1802
CO2EMISSIONS - CO2 Emissions
MEAN | 254234.8145 | 238338.9779 | 223676.1898 | 357693.1106 | 421166.596 | 506338.3782 | 509737.0512 | 452057.2624 | 396238.8643 | 414762.6503 | 443794.9341 | 441182.1586 | 464675.8659 | 468161.7979 | 454763.0311 | 465903.3155 | 463250.9938 | 435175.9543 | 434729.3481 | 408611.8233
P5 | 174371.5517 | 148883.5482 | 130944.082 | 217302.1765 | 262450.3915 | 316194.054 | 302268.3162 | 288544.2495 | 238093.1226 | 292968.6483 | 320034.3987 | 325225.2285 | 346269.3677 | 324234.6188 | 323661.6047 | 325142.8765 | 353895.0935 | 329242.7555 | 339592.577 | 298314.4315
P95 | 321819.3689 | 311058.7865 | 297630.938 | 487011.3322 | 594222.6062 | 657775.7283 | 690616.759 | 651004.2802 | 604369.8235 | 563987.1095 | 597378.1462 | 585827.6685 | 605448.614 | 599530.85 | 586500.683 | 565858.6175 | 579578.1267 | 536603.1255 | 534928.6217 | 507335.767
FUELCONSUMED - Fuel Consumed
MEAN | 5381678.4084 | 5307273.017 | 5301222.7221 | 7277901.6078 | 8294842.9525 | 9749420.7744 | 9585932.9751 | 8787870.2193 | 8056178.655 | 8114219.3223 | 8483105.5036 | 8605812.1061 | 8773203.7956 | 8806239.2402 | 8775438.3888 | 8736980.7129 | 8661887.0681 | 8442477.4168 | 8237299.5678 | 7861264.1233
P5 | 4609148.9 | 4323159.386 | 4253184.8054 | 5797412.1223 | 6499039.6206 | 7510429.7256 | 7077178.5528 | 6748526.1142 | 6168568.2177 | 6697289.4729 | 7032555.0947 | 7146317.7451 | 7318215.1858 | 7162220.7606 | 7262895.8427 | 7113896.9593 | 7322508.9422 | 7258388.4709 | 7166265.4953 | 6569934.0445
P95 | 6081733.7721 | 6015717.1605 | 6086593.0582 | 8679581.7634 | 10288593.6064 | 11619469.2303 | 11869451.1789 | 11240550.2628 | 10615231.4662 | 9996644.297 | 10347033.9601 | 10272383.5321 | 10402840.4929 | 10354322.1007 | 10343524.9072 | 10079096.2961 | 10028886.0599 | 9637986.9924 | 9402096.5506 | 8992080.6501
FUELCOST - Fuel Cost
MEAN | 5497252.6191 | 5396374.897 | 5646871.1141 | 9445711.4296 | 11049717.6595 | 14390468.0781 | 14970703.4789 | 14032926.4497 | 12897733.3088 | 13428817.313 | 14678265.9208 | 15170861.7806 | 16402030.6173 | 17163303.2558 | 17226126.7309 | 17800667.5969 | 17866150.2159 | 17449254.4699 | 17602156.6848 | 16972244.7054
P5 | 4482976.8493 | 4081671.1819 | 4239466.511 | 6375669.5643 | 7289512.2069 | 9075785.0089 | 8776096.6904 | 9132595.8912 | 8170694.6886 | 9706053.7411 | 10286356.3645 | 10956318.7725 | 11878735.6118 | 11532527.1815 | 11740953.4671 | 11963757.5825 | 13022066.6707 | 13076478.2995 | 13494295.0154 | 12116282.5443
P95 | 6544816.4425 | 6611852.9134 | 7014502.5789 | 12958089.5564 | 15910239.9469 | 19572657.9687 | 21422285.6831 | 23112766.4743 | 21419862.3674 | 19141620.0026 | 21074960.85 | 21188513.4099 | 22582539.2465 | 24952010.015 | 24281603.8707 | 23365079.0034 | 24272225.404 | 22642927.7023 | 22707075.6645 | 22079661.6849
NETPOS - Net Position (MWh)
MEAN | 3707.1183 | 247007.4467 | 242390.8155 | 494828.6001 | 599036.2351 | 695458.3844 | 579247.9388 | 478715.8442 | 194406.7317 | 192900.054 | 21371.3901 | 20819.3636 | 36289.719 | 28857.2831 | -7193.1695 | -63854.3572 | -221912.1226 | -278256.3959 | -350547.0199 | -410438.5471
P5 | -128986.6324 | 121543.8189 | 94828.6867 | 308175.6899 | 333961.4864 | 444123.6733 | 308116.3248 | 264614.7717 | -21362.5073 | 30271.0894 | -173221.4891 | -162832.2247 | -131918.936 | -153893.8927 | -183039.6215 | -251971.5523 | -394786.6134 | -483165.347 | -498735.5601 | -577136.0104
P95 | 128738.064 | 361756.3331 | 391029.6037 | 698448.3357 | 819843.5338 | 937252.4753 | 854955.901 | 794689.2068 | 469374.0736 | 393787.035 | 239989.8761 | 206499.91 | 236126.6948 | 245531.1521 | 178914.4676 | 119966.8059 | -54317.5392 | -116772.9728 | -211686.5848 | -263762.1425
NETREVENUE - Net Revenue $
MEAN | -207148308.6953 | -208741064.1602 | -207359130.9984 | -207333248.8451 | -211310918.6471 | -205465270.515 | -199646157.0233 | -201217520.7025 | -199422974.8375 | -200921619.4188 | -180439001.2898 | -181578247.4621 | -181712749.0471 | -180334003.7751 | -181532249.768 | -182376048.3745 | -182560115.4897 | -181264781.9975 | -180852156.9107 | -181945011.1666
P5 | -209579854.072 | -210653065.9503 | -209722594.0884 | -209998958.0252 | -213694207.9617 | -208219712.2034 | -202201691.1065 | -203825502.8872 | -201381619.0728 | -202737035.6201 | -182555631.7735 | -183636973.8654 | -183929452.4094 | -182671451.5338 | -183963570.6769 | -185289614.2713 | -185894247.6563 | -184079615.8742 | -184706631.9645 | -186033614.9777
P95 | -204911167.0708 | -206744298.0491 | -204877775.3532 | -204566461.081 | -208127796.1805 | -202254256.693 | -196496447.4099 | -198449933.6283 | -197533402.9988 | -198856640.6872 | -178420000.7939 | -179686653.5355 | -179259116.964 | -178351793.4428 | -179234635.6045 | -180021312.0082 | -179736849.9725 | -178762288.2233 | -176924701.9688 | -178579889.0648
STARTS - Number Starts
MEAN | 2254.84 | 2396.57 | 2268.32 | 3546.56 | 4928.23 | 6268.05 | 8074.56 | 7639.52 | 6677.74 | 7006.87 | 7280.76 | 7037.01 | 7514.31 | 7564.68 | 7309.37 | 7320.96 | 7373.14 | 6822.11 | 7013.64 | 6599.22
P5 | 2084 | 2231.5 | 2116 | 3137.5 | 4234 | 5225.5 | 7004.5 | 6459 | 5554 | 6099.5 | 6137 | 6097.5 | 6562 | 6230 | 6187.5 | 6121 | 6285.5 | 5666 | 5832 | 5355
P95 | 2402 | 2519 | 2423 | 3931.5 | 5716 | 7365.5 | 9166.5 | 8705.5 | 7790.5 | 8024 | 8500 | 8063 | 8526.5 | 8652.5 | 8557.5 | 8561.5 | 8467 | 7724.5 | 8108.5 | 7780.5
VOMCOSTS - VOM Costs
MEAN | 1635580.5566 | 1673363.0936 | 1685676.3416 | 1686984.7944 | 1745394.8756 | 1964180.2469 | 2062388.0405 | 1944668.3568 | 1897663.1624 | 1968532.6522 | 2085092.6092 | 2161249.1561 | 2234454.8193 | 2285248.1822 | 2337056.8102 | 2383202.6538 | 2410591.8502 | 2435067.6226 | 2417594.7601 | 2374369.5852
P5 | 1348861.3721 | 1288851.619 | 1264054.1276 | 1255023.5442 | 1294792.5158 | 1466919.1593 | 1456055.9796 | 1465975.2952 | 1403965.9903 | 1598208.1916 | 1644971.5839 | 1731798.9739 | 1823903.0415 | 1783410.1893 | 1844824.5653 | 1880943.2086 | 1979299.0979 | 2017804.6417 | 2056165.5177 | 1925480.9487
P95 | 1903810.4955 | 1985826.6296 | 2030580.8107 | 2127618.3375 | 2243587.3341 | 2380405.1779 | 2644137.5282 | 2559588.0438 | 2545556.2714 | 2446259.0513 | 2586623.1663 | 2644808.0413 | 2709391.6735 | 2720638.9011 | 2835433.9399 | 2748769.7426 | 2855945.111 | 2812461.8244 | 2780173.1841 | 2748442.1755

## Low Carbon
Books | Montana
Study Portfolios | 2019.01.31 IRP Base - Low carbon - IRP Planning MAIN load dispatch v7 Low Carbon
Date Intervals | Annual
Peak Period Label | Light Load
Value | Column Labels
Row Labels | 2019-01 | 2020-01 | 2021-01 | 2022-01 | 2023-01 | 2024-01 | 2025-01 | 2026-01 | 2027-01 | 2028-01 | 2029-01 | 2030-01 | 2031-01 | 2032-01 | 2033-01 | 2034-01 | 2035-01 | 2036-01 | 2037-01 | 2038-01
Ancillary Reserve
2018 IRP Anc Req v6 with candidate assets
15010: New 2022JAN 18V50DF_NG_B #1
NETREVENUE - Net Revenue $
MEAN | -23632.2056 | -107000.4666 | -79795.5961 | -17553.1979 | -15321.4479 | -4323.4258 | -342499.7906 | -294825.0346 | -149192.7012 | -173967.894 | -180142.7997 | -169080.5255 | -172795.7587 | -169207.8684 | -156847.7249 | -171302.4596 | -112759.2166 | -97568.1561 | -92586.4632 | -81553.5034
P5 | -52368.476 | -163465.3427 | -118155.2456 | -36558.9272 | -36319.6878 | -14968.9731 | -576137.3157 | -505539.4187 | -275622.3906 | -290921.7114 | -335893.2155 | -279318.9121 | -294348.7028 | -289129.6381 | -306947.4883 | -292719.4951 | -192545.5833 | -176679.9883 | -180734.3821 | -161571.4657
P95 | -8504.7993 | -62415.2277 | -44629.8513 | -5653.1135 | -3048.3731 | -124.2905 | -137930.3496 | -139143.1455 | -61638.7921 | -80680.064 | -68958.4948 | -59920.6294 | -64102.676 | -67404.0816 | -68490.2134 | -77500.9561 | -37849.1614 | -33226.341 | -29698.3232 | -20854.7385
2018 IRP Anc Req v6 with candidate assets - Total
NETREVENUE - Net Revenue $
MEAN | -314956.2542 | -549988.4549 | -564195.3639 | -349902.6165 | -410694.5449 | -480988.0903 | -1161556.1863 | -1180592.0659 | -1128412.1822 | -1042347.0061 | -1054867.8755 | -1204446.7818 | -1101254.9732 | -1129984.7527 | -1275885.4548 | -1147503.0847 | -1205409.4867 | -1265844.6815 | -1245886.3187 | -1285096.8251
P5 | -372400.1134 | -678667.8807 | -675008.282 | -404974.6727 | -481186.4332 | -543792.0377 | -1407146.7864 | -1337522.3045 | -1280815.8165 | -1153722.7027 | -1220377.472 | -1340541.823 | -1247321.5357 | -1292169.2295 | -1440304.5152 | -1309382.2892 | -1365009.7074 | -1400423.5569 | -1365913.0896 | -1410269.3183
P95 | -256050.3233 | -446376.6575 | -442826.041 | -293692.3998 | -331976.2361 | -423779.4449 | -978470.9971 | -1011340.6832 | -1007438.5715 | -925979.2932 | -922938.5556 | -1061519.1573 | -961467.2785 | -994604.6156 | -1141438.1181 | -1000337.5648 | -1081850.2082 | -1172613.4234 | -1116254.1626 | -1175233.7922
2888218
NETREVENUE - Net Revenue $
MEAN | -291324.0486 | -442987.9883 | -484399.7679 | -332349.4185 | -395373.0971 | -476664.6646 | -819056.3957 | -885767.0313 | -979219.4811 | -868379.1121 | -874725.0758 | -1035366.2563 | -928459.2146 | -960776.8842 | -1119037.7299 | -976200.625 | -1092650.2701 | -1168276.5254 | -1153299.8555 | -1203543.3217
P5 | -342429.451 | -547526.1667 | -594870.8625 | -386794.7236 | -466550.1945 | -533866.9515 | -898511.5965 | -974876.7258 | -1047153.961 | -924946.6758 | -938497.9136 | -1100731.5647 | -995045.9565 | -1027455.3985 | -1196845.0205 | -1050656.6635 | -1172941.8764 | -1242808.1565 | -1226001.3112 | -1275397.83
P95 | -237837.8365 | -345844.5469 | -374428.0124 | -277940.1797 | -325831.896 | -419121.4023 | -735776.6261 | -797147.0847 | -904662.0729 | -808055.8181 | -808362.6791 | -957510.4893 | -845971.5051 | -904350.673 | -1037099.8622 | -897923.4218 | -1018071.9332 | -1122573.0138 | -1074679.5068 | -1129688.7525
Ancillary Reserve - Total
NETREVENUE - Net Revenue $
MEAN | -314956.2542 | -549988.4549 | -564195.3639 | -349902.6165 | -410694.5449 | -480988.0903 | -1161556.1863 | -1180592.0659 | -1128412.1822 | -1042347.0061 | -1054867.8755 | -1204446.7818 | -1101254.9732 | -1129984.7527 | -1275885.4548 | -1147503.0847 | -1205409.4867 | -1265844.6815 | -1245886.3187 | -1285096.8251
P5 | -372400.1134 | -678667.8807 | -675008.282 | -404974.6727 | -481186.4332 | -543792.0377 | -1407146.7864 | -1337522.3045 | -1280815.8165 | -1153722.7027 | -1220377.472 | -1340541.823 | -1247321.5357 | -1292169.2295 | -1440304.5152 | -1309382.2892 | -1365009.7074 | -1400423.5569 | -1365913.0896 | -1410269.3183
P95 | -256050.3233 | -446376.6575 | -442826.041 | -293692.3998 | -331976.2361 | -423779.4449 | -978470.9971 | -1011340.6832 | -1007438.5715 | -925979.2932 | -922938.5556 | -1061519.1573 | -961467.2785 | -994604.6156 | -1141438.1181 | -1000337.5648 | -1081850.2082 | -1172613.4234 | -1116254.1626 | -1175233.7922
Battery Storage
NETPOS - Net Position (MWh)
MEAN
P5
P95
Financial Instrument
NETREVENUE - Net Revenue $
MEAN | -4468253.75 | -2197268.75
P5 | -4750741.8015 | -2403713.6538
P95 | -4140161.0322 | -1952523.7396
Fixed Cost
NETREVENUE - Net Revenue $
MEAN | -121157947.0263 | -121133735.2685 | -120725709.4923 | -120770799.5701 | -121487394.786 | -121569496.6134 | -121820161.4476 | -121668440.2689 | -121018910.6762 | -122140311.8572 | -121917087.0109 | -122126168.9306 | -122344148.5928 | -121981892.1233 | -122298385.0149 | -123056649.3173 | -123314662.1434 | -122287065.5493 | -121423591.8946 | -120975842.0177
P5 | -121157947.0263 | -121133735.2685 | -120725709.4923 | -120770799.5701 | -121487394.786 | -121569496.6134 | -121820161.4476 | -121668440.2689 | -121018910.6762 | -122140311.8572 | -121917087.0109 | -122126168.9306 | -122344148.5928 | -121981892.1233 | -122298385.0149 | -123056649.3173 | -123314662.1434 | -122287065.5493 | -121423591.8946 | -120975842.0177
P95 | -121157947.0263 | -121133735.2685 | -120725709.4923 | -120770799.5701 | -121487394.786 | -121569496.6134 | -121820161.4476 | -121668440.2689 | -121018910.6762 | -122140311.8572 | -121917087.0109 | -122126168.9306 | -122344148.5928 | -121981892.1233 | -122298385.0149 | -123056649.3173 | -123314662.1434 | -122287065.5493 | -121423591.8946 | -120975842.0177
Generation Asset
15929: New 2022JAN 18V50DF_NG_A #1
CAPACITYFACTOR - Net Generation Capacity Factor
MEAN |  |  |  | 0.28302 | 0.18593 | 0.14957 | 0.13498 | 0.10901 | 0.083119 | 0.086975 | 0.089001 | 0.083981 | 0.087373 | 0.087183 | 0.082888 | 0.08515 | 0.080535 | 0.070063 | 0.069945 | 0.060799
P5 |  |  |  | 0.22852 | 0.12574 | 0.099718 | 0.079487 | 0.071086 | 0.049503 | 0.055847 | 0.060079 | 0.056995 | 0.059903 | 0.064302 | 0.059763 | 0.062534 | 0.059426 | 0.051758 | 0.049442 | 0.041601
P95 |  |  |  | 0.32879 | 0.22818 | 0.18569 | 0.18847 | 0.14982 | 0.12808 | 0.11583 | 0.12235 | 0.10536 | 0.11044 | 0.11263 | 0.10934 | 0.10553 | 0.10099 | 0.08809 | 0.093262 | 0.080183
CO2EMISSIONS - CO2 Emissions
MEAN |  |  |  | 9247.3148 | 6149.4548 | 4944.1741 | 4387.8236 | 3539.1783 | 2685.5673 | 2847.8563 | 2879.5828 | 2712.6041 | 2853.1566 | 2803.3895 | 2694.3788 | 2787.4604 | 2622.7797 | 2283.6933 | 2277.4727 | 1968.2403
P5 |  |  |  | 7417.0342 | 4091.8238 | 3253.7355 | 2557.152 | 2294.8942 | 1600.1325 | 1836.4532 | 1942.7625 | 1838.8093 | 1950.7899 | 2060.408 | 1934.8046 | 2048.2137 | 1931.853 | 1698.4091 | 1617.7505 | 1349.5085
P95 |  |  |  | 10665.3347 | 7514.5365 | 6185.469 | 6135.6597 | 4875.4757 | 4146.7735 | 3794.0951 | 3960.7572 | 3416.8259 | 3607.5822 | 3607.9439 | 3570.9182 | 3459.9492 | 3271.6865 | 2867.7327 | 3057.7262 | 2601.3551
FUELCONSUMED - Fuel Consumed
MEAN |  |  |  | 148657.2304 | 98946.6831 | 79591.5238 | 70382.8517 | 56774.5139 | 43074.9359 | 45682.2797 | 46191.6794 | 43516.1392 | 45763.1015 | 44967.8151 | 43219.7702 | 44715.975 | 42069.6599 | 36633.5753 | 36530.0694 | 31576.26
P5 |  |  |  | 119140.6286 | 65708.3965 | 52271.7131 | 41015.7418 | 36813.2091 | 25665.0784 | 29459.3905 | 31163.9998 | 29498.5267 | 31291.0454 | 33049.9439 | 31035.6308 | 32857.9614 | 30987.1226 | 27244.813 | 25948.2969 | 21650.0136
P95 |  |  |  | 171476.8664 | 121030.5202 | 99565.1464 | 98418.7434 | 78210.3893 | 66512.3112 | 60860.7591 | 63534.806 | 54813.3682 | 57863.6272 | 57873.1701 | 57280.0467 | 55503.9072 | 52478.1915 | 46002.3675 | 49045.1326 | 41733.2499
FUELCOST - Fuel Cost
MEAN |  |  |  | 220823.7391 | 158378.1974 | 135336.1283 | 132376.7449 | 109019.6628 | 87098.9838 | 93432.9101 | 96765.5282 | 92159.7735 | 99045.4036 | 99734.5508 | 97697.7241 | 102757.134 | 98477.2885 | 89599.2105 | 92217.1431 | 82815.2954
P5 |  |  |  | 125277.6419 | 80536.5071 | 65824.5941 | 53266.0491 | 53573.7068 | 38495.5814 | 43879.5711 | 48410.1544 | 48654.0328 | 52345.5801 | 57309.5254 | 52622.7033 | 55957.1602 | 54978.2212 | 54397.4918 | 51592.6296 | 42237.249
P95 |  |  |  | 303929.0873 | 234243.7253 | 194417.5773 | 231981.3167 | 194820.5105 | 164391.2552 | 148502.979 | 173128.2683 | 136735.3153 | 143969.5552 | 148058.7778 | 156686.1719 | 147054.386 | 151164.2752 | 139050.3463 | 150682.5524 | 134546.3942
NETPOS - Net Position (MWh)
MEAN |  |  |  | 17273.0883 | 11430.9285 | 9168.4336 | 8246.3109 | 6647.4137 | 5040.863 | 5342.3135 | 5397.4519 | 5081.2676 | 5393.3976 | 5295.9085 | 5085.856 | 5258.2259 | 4943.5558 | 4301.735 | 4286.5606 | 3702.223
P5 |  |  |  | 13901.0453 | 7671.2936 | 6088.0492 | 4806.72 | 4310.705 | 3003.52 | 3444.8658 | 3641.505 | 3444.48 | 3687.571 | 3892.35 | 3652.11 | 3863.6937 | 3641.26 | 3199.25 | 3044.86 | 2538.4
P95 |  |  |  | 19955.9606 | 14084.7187 | 11418.6145 | 11531.6635 | 9157.6076 | 7783.29 | 7117.385 | 7424.025 | 6400.44 | 6819.52 | 6815.825 | 6740.415 | 6526.8 | 6166.65 | 5401.875 | 5755.12 | 4893.1
NETREVENUE - Net Revenue $
MEAN |  |  |  | 78474.7856 | 61900.6571 | 57838.851 | 70082.2017 | 57512.2804 | 43909.4102 | 54184.2017 | 56040.4223 | 54844.8798 | 58604.8817 | 58523.5275 | 58084.7771 | 62922.315 | 57860.5519 | 49808.0744 | 51199.0064 | 44084.4609
P5 |  |  |  | 26612.0529 | 28231.0094 | 27837.7857 | 28265.6033 | 28115.7498 | 20715.9216 | 26577.0095 | 28332.3286 | 28922.7294 | 33151.6534 | 35550.7422 | 35034.5347 | 37650.1813 | 30436.1895 | 28275.7503 | 26087.9084 | 22714.4707
P95 |  |  |  | 122068.2601 | 89067.4267 | 78718.0896 | 124420.3892 | 100138.1893 | 80911.2804 | 87399.4575 | 95852.3206 | 81910.8043 | 86033.9274 | 86995.4723 | 93611.4986 | 89312.7459 | 83504.119 | 73264.6816 | 80862.3113 | 70672.0294
STARTS - Number Starts
MEAN |  |  |  | 170.97 | 139.09 | 122.48 | 101.06 | 86.27 | 74.57 | 76 | 80.95 | 75.63 | 79.39 | 78.37 | 75.6 | 73.63 | 75.21 | 67.3 | 67.01 | 59.84
P5 |  |  |  | 148.5 | 106.5 | 88.5 | 71.5 | 61 | 52.5 | 58 | 60 | 54 | 59.5 | 56 | 55 | 52.5 | 58 | 46.5 | 44.5 | 42.5
P95 |  |  |  | 196.5 | 170.5 | 155 | 124 | 108.5 | 100 | 92.5 | 108 | 95.5 | 99.5 | 94.5 | 97 | 91 | 93 | 83.5 | 87 | 76
TOTALEMISSIONCOSTS - Emission Costs
MEAN | [9 empty] | 16422.4784 | 20578.3325 | 26923.7957 | 32569.3008 | 36759.1392 | 39765.2813 | 45852.596 | 45876.7083 | 42847.5132 | 48746.7455 | 44313.9426
P5 | [9 empty] | 8310.729 | 11336.539 | 15466.9466 | 18244.6126 | 20164.2202 | 22874.0138 | 27933.1626 | 27048.9363 | 22409.4351 | 27504.1508 | 24692.2612
P95 | [9 empty] | 26394.784 | 31052.2018 | 38643.5171 | 48553.9125 | 53205.6499 | 60291.5243 | 66446.0541 | 66912.6593 | 63895.4136 | 78932.3998 | 69626.555
VOMCOSTS - VOM Costs
MEAN |  |  |  | 11572.9692 | 7773.0314 | 6417.9035 | 5854.8808 | 4852.612 | 3730.2387 | 4060.1582 | 4156.038 | 4014.2014 | 4314.7181 | 4342.645 | 4221.2605 | 4469.492 | 4300.8935 | 3828.5442 | 3857.9045 | 3406.0452
P5 |  |  |  | 9313.7004 | 5216.4796 | 4261.6345 | 3412.7712 | 3146.8146 | 2222.6048 | 2618.098 | 2803.9588 | 2721.1392 | 2950.0568 | 3191.727 | 3031.2513 | 3284.1396 | 3167.8962 | 2847.3325 | 2740.374 | 2335.328
P95 |  |  |  | 13370.4936 | 9577.6087 | 7993.0302 | 8187.4811 | 6685.0535 | 5759.6346 | 5409.2126 | 5716.4992 | 5056.3476 | 5455.616 | 5588.9765 | 5594.5445 | 5547.78 | 5364.9855 | 4807.6687 | 5179.608 | 4501.652
15929: New 2022JAN 18V50DF_NG_B #1
CAPACITYFACTOR - Net Generation Capacity Factor
MEAN |  |  |  | 0.51267 | 0.35746 | 0.21359 | 0.15595 | 0.12701 | 0.096889 | 0.10108 | 0.10605 | 0.10043 | 0.102 | 0.099179 | 0.093837 | 0.099869 | 0.095182 | 0.082381 | 0.083793 | 0.076161
P5 |  |  |  | 0.47153 | 0.29813 | 0.16151 | 0.10109 | 0.085448 | 0.062902 | 0.072746 | 0.076526 | 0.075372 | 0.073173 | 0.075419 | 0.067346 | 0.075142 | 0.070531 | 0.062636 | 0.061991 | 0.058892
P95 |  |  |  | 0.54948 | 0.40727 | 0.26781 | 0.2213 | 0.18163 | 0.14105 | 0.13513 | 0.13938 | 0.12178 | 0.12891 | 0.12194 | 0.12248 | 0.12104 | 0.11812 | 0.10401 | 0.11044 | 0.094883
CO2EMISSIONS - CO2 Emissions
MEAN |  |  |  | 16526.8213 | 11628.5379 | 6853.0468 | 4970.2959 | 4046.296 | 3074.539 | 3251.0218 | 3368.7112 | 3189.6834 | 3270.427 | 3131.5692 | 2997.3183 | 3208.12 | 3044.3825 | 2635.8816 | 2676.3356 | 2419.3404
P5 |  |  |  | 15174.1148 | 9677.4443 | 5155.0432 | 3229.0927 | 2709.7537 | 1996.7648 | 2333.9519 | 2423.841 | 2386.733 | 2340.0257 | 2377.3097 | 2166.0037 | 2395.6201 | 2258.8848 | 1998.7976 | 1980.7257 | 1869.4784
P95 |  |  |  | 17706.7755 | 13293.2908 | 8686.6758 | 7076.9317 | 5775.091 | 4498.4928 | 4328.894 | 4426.3332 | 3857.8285 | 4136.6747 | 3835.2178 | 3916.3098 | 3873.2106 | 3770.6336 | 3338.603 | 3498.9912 | 3028.6422
FUELCONSUMED - Fuel Consumed
MEAN |  |  |  | 269570.3917 | 189650.5701 | 111731.4314 | 81017.5093 | 65959.5133 | 50122.5566 | 52989.6489 | 54911.6758 | 51993.2829 | 53314.2349 | 51042.202 | 48862.4472 | 52292.8088 | 49626.5599 | 42970.5346 | 43622.249 | 39436.3508
P5 |  |  |  | 247535.0393 | 157806.5077 | 84037.0666 | 52635.1862 | 44172.3224 | 32552.1331 | 38041.9661 | 39509.815 | 38904.822 | 38146.9094 | 38748.3443 | 35310.3077 | 39048.9456 | 36822.1411 | 32584.6963 | 32284.3327 | 30473.3501
P95 |  |  |  | 288824.6927 | 216808.4746 | 141661.2435 | 115356.4825 | 94141.8333 | 73336.6924 | 70558.2834 | 72151.4363 | 62884.3396 | 67435.735 | 62511.141 | 63843.8897 | 63133.8792 | 61465.1987 | 54426.4031 | 57030.9137 | 49368.2478
FUELCOST - Fuel Cost
MEAN |  |  |  | 389967.9156 | 295971.5968 | 192341.1122 | 151588.479 | 126713.3964 | 100774.3292 | 107474.8341 | 113976.8738 | 109500.0052 | 114743.4868 | 112833.9202 | 109992.7179 | 119460.214 | 115726.2646 | 104900.6671 | 109628.0525 | 102569.7441
P5 |  |  |  | 251831.5694 | 177281.9431 | 103631.0636 | 67516.0728 | 60413.1533 | 45854.2723 | 53669.3683 | 63948.0322 | 62874.0166 | 62201.7714 | 64339.3551 | 58903.297 | 66966.7568 | 65866.5414 | 63945.6404 | 66236.4384 | 61649.4928
P95 |  |  |  | 539392.3216 | 420448.0284 | 316357.8187 | 268843.0304 | 231421.6493 | 189398.0583 | 170129.8456 | 195586.9142 | 165175.5588 | 167805.3154 | 166220.2805 | 174424.5433 | 168186.078 | 178187.1137 | 167238.6643 | 169639.7906 | 157361.9778
NETPOS - Net Position (MWh)
MEAN |  |  |  | 31287.6583 | 21987.7954 | 13083.2629 | 9517.4599 | 7743.0696 | 5879.9655 | 6212.1169 | 6432.9355 | 6086.0442 | 6298.9408 | 6026.234 | 5764.1038 | 6164.424 | 5845.9842 | 5058.3325 | 5131.4256 | 4635.753
P5 |  |  |  | 28677.5082 | 18356.8628 | 9874.9996 | 6183.645 | 5185.355 | 3818.88 | 4459.785 | 4628.61 | 4554 | 4506.96 | 4574.775 | 4165.425 | 4603.2 | 4337.63 | 3835.75 | 3797.71 | 3582.15
P95 |  |  |  | 33511.1321 | 25078.5491 | 16456.6758 | 13551.3222 | 11049.255 | 8602.74 | 8271.78 | 8452.605 | 7360.92 | 7967.36 | 7380.3 | 7531.425 | 7442.4 | 7240.57 | 6406.875 | 6708.73 | 5803.25
NETREVENUE - Net Revenue $
MEAN |  |  |  | -18120.3876 | 1779.3602 | 76803.7668 | 66894.1433 | 55831.4022 | 42248.0869 | 52432.1111 | 53794.7867 | 52818.9447 | 57415.7505 | 57185.828 | 57217.9705 | 61163.8365 | 56169.6388 | 49238.7914 | 49444.1831 | 41645.7871
P5 |  |  |  | -113641.624 | -46782.8501 | 25901.6012 | 23650.2836 | 26031.6708 | 18411.1215 | 23825.4495 | 25179.6325 | 25718.1241 | 31567.1293 | 33173.9973 | 34128.8791 | 35571.0615 | 28081.4614 | 26950.6151 | 24031.6117 | 17646.9572
P95 |  |  |  | 93398.0147 | 51904.6085 | 126374.9563 | 123317.8651 | 98197.8486 | 78549.0301 | 85018.1102 | 96046.9907 | 80643.9823 | 84637.9448 | 87313.1035 | 92330.4834 | 87186.4579 | 81332.4922 | 73713.9148 | 78617.0252 | 67638.1901
STARTS - Number Starts
MEAN |  |  |  | 125.62 | 140.41 | 140.99 | 116.02 | 99.37 | 84.75 | 86.09 | 92.61 | 87.79 | 90.69 | 87.15 | 84.3 | 85.57 | 86.04 | 76.51 | 77.24 | 71.71
P5 |  |  |  | 107 | 115 | 118.5 | 93 | 73.5 | 63 | 68 | 72.5 | 69.5 | 70.5 | 60.5 | 64 | 68 | 69 | 53 | 56 | 53.5
P95 |  |  |  | 148.5 | 164 | 169 | 141.5 | 121.5 | 106.5 | 103.5 | 115.5 | 105.5 | 108.5 | 106 | 105 | 102 | 102.5 | 93.5 | 99 | 90
TOTALEMISSIONCOSTS - Emission Costs
MEAN | [9 empty] | 18753.8548 | 24092.4149 | 31668.0123 | 37438.2044 | 41166.2288 | 44228.3178 | 52943.5813 | 53410.9031 | 49550.6038 | 57372.2149 | 54609.868
P5 | [9 empty] | 9862.5734 | 13676.0593 | 19571.2914 | 20513.5208 | 22073.8158 | 25805.5559 | 32531.5034 | 30662.888 | 27689.6419 | 31964.6297 | 32952.003
P95 | [9 empty] | 29053.5257 | 34770.1989 | 45423.0126 | 52762.7465 | 59813.8771 | 66464.6597 | 76161.1174 | 77849.0786 | 75969.7044 | 89646.0471 | 83244.2374
VOMCOSTS - VOM Costs
MEAN |  |  |  | 20962.7311 | 14951.7009 | 9158.284 | 6757.3965 | 5575.0101 | 4351.1744 | 4659.0877 | 4953.3603 | 4747.1145 | 5039.1526 | 4941.5119 | 4784.2062 | 5239.7604 | 5086.0063 | 4451.3326 | 4618.283 | 4264.8928
P5 |  |  |  | 19213.9305 | 12482.6667 | 6912.4997 | 4390.388 | 3733.4556 | 2825.9712 | 3344.8387 | 3564.0297 | 3552.12 | 3605.568 | 3751.3155 | 3457.3027 | 3912.72 | 3773.7381 | 3375.46 | 3417.939 | 3295.578
P95 |  |  |  | 22452.4585 | 17053.4134 | 11519.673 | 9621.4388 | 7955.4636 | 6366.0276 | 6203.835 | 6508.5058 | 5741.5176 | 6373.888 | 6051.846 | 6251.0827 | 6326.04 | 6299.2959 | 5638.05 | 6037.857 | 5338.99
15929: New 2022JAN 18V50DF_NG_B #2
CAPACITYFACTOR - Net Generation Capacity Factor
MEAN |  |  |  | 0.50377 | 0.33985 | 0.21893 | 0.15599 | 0.12714 | 0.097214 | 0.10143 | 0.10609 | 0.099763 | 0.10158 | 0.09855 | 0.093525 | 0.099419 | 0.095578 | 0.082619 | 0.083159 | 0.074903
P5 |  |  |  | 0.43702 | 0.2674 | 0.15391 | 0.096666 | 0.08467 | 0.061931 | 0.073143 | 0.076985 | 0.07549 | 0.073765 | 0.077083 | 0.067978 | 0.074672 | 0.071822 | 0.061892 | 0.062341 | 0.055222
P95 |  |  |  | 0.54818 | 0.39209 | 0.28469 | 0.21318 | 0.17982 | 0.14268 | 0.13099 | 0.14067 | 0.12099 | 0.12757 | 0.12168 | 0.12072 | 0.12136 | 0.11942 | 0.10345 | 0.10797 | 0.093021
CO2EMISSIONS - CO2 Emissions
MEAN |  |  |  | 16246.5363 | 11034.6937 | 7008.0383 | 4970.3647 | 4049.5298 | 3082.3005 | 3260.2189 | 3372.8461 | 3167.1864 | 3256.3167 | 3111.605 | 2983.7467 | 3196.8884 | 3053.9073 | 2641.3805 | 2654.5215 | 2377.5059
P5 |  |  |  | 14076.1637 | 8634.8443 | 4895.0865 | 3107.0757 | 2711.7632 | 1975.0135 | 2342.6445 | 2449.9038 | 2408.4306 | 2357.554 | 2425.4688 | 2170.3795 | 2408.7348 | 2289.4693 | 1972.6125 | 1998.177 | 1760.5345
P95 |  |  |  | 17703.475 | 12701.537 | 9130.8582 | 6785.8732 | 5763.3747 | 4535.987 | 4202.8519 | 4482.8026 | 3857.8285 | 4084.0898 | 3826.4616 | 3841.9218 | 3886.3253 | 3827.4334 | 3308.0537 | 3437.9116 | 2950.2026
FUELCONSUMED - Fuel Consumed
MEAN |  |  |  | 264986.8726 | 179946.6854 | 114247.6568 | 81018.6232 | 66012.2015 | 50249.0992 | 53139.5551 | 54979.0681 | 51626.5686 | 53084.2105 | 50716.8015 | 48641.1972 | 52109.7355 | 49781.8254 | 43060.1781 | 43266.6947 | 38754.4297
P5 |  |  |  | 229606.8544 | 140799.1822 | 79799.569 | 50646.2723 | 44204.9276 | 32197.5347 | 38183.6493 | 39934.6517 | 39258.5022 | 38432.6541 | 39533.3015 | 35381.6417 | 39262.7172 | 37320.7 | 32157.8225 | 32568.7762 | 28697.5138
P95 |  |  |  | 288757.1848 | 207142.0513 | 148855.6399 | 110612.2374 | 93950.085 | 73947.7128 | 68503.8755 | 73071.9158 | 62884.3396 | 66578.5011 | 62368.4215 | 62631.2125 | 63347.6508 | 62391.094 | 53928.3838 | 56035.3616 | 48089.6456
FUELCOST - Fuel Cost
MEAN |  |  |  | 384534.1084 | 283367.7431 | 199069.0972 | 151758.2 | 126680.9588 | 100919.4799 | 107770.951 | 114193.0281 | 108635.1726 | 114177.2934 | 112074.5792 | 109556.9355 | 119196.1724 | 116103.7847 | 105094.6518 | 108586.8742 | 100878.4814
P5 |  |  |  | 231765.4425 | 162128.4837 | 98182.0276 | 66211.6859 | 62490.6419 | 46205.2083 | 54173.0927 | 61467.3628 | 60789.479 | 64321.611 | 65867.7379 | 59305.8436 | 63337.973 | 65102.0749 | 62575.6266 | 62430.4793 | 58402.0837
P95 |  |  |  | 534682.1421 | 408506.572 | 338304.0843 | 264606.4789 | 237508.8168 | 190670.3715 | 166450.3494 | 193910.9557 | 157788.6268 | 165502.2011 | 166184.2984 | 171567.1092 | 167089.1876 | 176699.2453 | 163461.5607 | 165113.0725 | 156065.7313
NETPOS - Net Position (MWh)
MEAN |  |  |  | 30791.5185 | 20915.4729 | 13415.5445 | 9517.6556 | 7749.3956 | 5894.7624 | 6229.6877 | 6440.8418 | 6043.1322 | 6271.764 | 5987.816 | 5738.0202 | 6142.8346 | 5864.2744 | 5068.885 | 5089.6006 | 4555.593
P5 |  |  |  | 26626.8686 | 16405.7595 | 9377.1049 | 5949.985 | 5189.59 | 3777.28 | 4476.395 | 4678.38 | 4595.4 | 4540.72 | 4667.45 | 4173.84 | 4628.4 | 4396.36 | 3785.5 | 3831.17 | 3373.4
P95 |  |  |  | 33523.4996 | 24033.4927 | 17449.012 | 12993.2841 | 11028.78 | 8674.1276 | 8030.935 | 8560.44 | 7360.92 | 7866.08 | 7363.45 | 7388.37 | 7467.6 | 7349.64 | 6348.25 | 6591.62 | 5652.95
NETREVENUE - Net Revenue $
MEAN |  |  |  | -6534.4571 | 23476.5713 | 84286.7866 | 67388.1822 | 56024.6648 | 42152.7236 | 52387.9945 | 53987.4422 | 52782.4052 | 57393.9256 | 57924.2055 | 56947.1776 | 61583.3653 | 56088.0198 | 49069.7676 | 49384.0286 | 41828.8404
P5 |  |  |  | -92872.6856 | -28539.5458 | 29373.378 | 24445.5911 | 25365.6693 | 18511.5379 | 24026.5779 | 25727.1427 | 24653.3869 | 32534.6575 | 34098.1043 | 32997.5743 | 34000.2014 | 28516.4922 | 26616.7094 | 24871.1909 | 19169.2218
P95 |  |  |  | 80686.4728 | 77695.6559 | 155048.6664 | 120458.2514 | 101830.9973 | 78720.9519 | 86055.9643 | 99059.8789 | 81111.2878 | 82693.3709 | 87124.5221 | 92717.7444 | 90297.3005 | 81846.5556 | 74594.6446 | 77979.0908 | 68867.1418
STARTS - Number Starts
MEAN |  |  |  | 126.65 | 142.87 | 140 | 115.07 | 98.4 | 84.51 | 86.6 | 92.88 | 88.35 | 90.88 | 87.22 | 84.27 | 85.93 | 85.75 | 76.42 | 77.22 | 70.98
P5 |  |  |  | 108.5 | 114 | 115.5 | 89 | 72.5 | 64 | 69 | 70.5 | 72 | 68.5 | 62.5 | 64 | 63.5 | 69 | 54 | 56.5 | 54
P95 |  |  |  | 145.5 | 168 | 170.5 | 137.5 | 123.5 | 106.5 | 106 | 116.5 | 106 | 109 | 107 | 107.5 | 102 | 102 | 95 | 98.5 | 87
TOTALEMISSIONCOSTS - Emission Costs
MEAN | [9 empty] | 18790.8193 | 24116.192 | 31441.7762 | 37305.8664 | 40894.5552 | 44076.8022 | 52711.4407 | 53567.7509 | 49677.6911 | 56932.3836 | 53596.735
P5 | [9 empty] | 9436.6692 | 13494.7326 | 19214.0454 | 20755.5556 | 21864.5988 | 25326.1237 | 32551.102 | 29724.5838 | 27083.5497 | 31289.1729 | 32107.5124
P95 | [9 empty] | 28813.5536 | 35799.4001 | 44384.4145 | 53993.7415 | 60537.623 | 66792.9223 | 76982.9613 | 79994.7301 | 75239.925 | 87929.9903 | 82789.2569
VOMCOSTS - VOM Costs
MEAN |  |  |  | 20630.3174 | 14222.5215 | 9390.8812 | 6757.5355 | 5579.5648 | 4362.1241 | 4672.2658 | 4959.4482 | 4713.6431 | 5017.4112 | 4910.0091 | 4762.5568 | 5221.4094 | 5101.9187 | 4460.6188 | 4580.6405 | 4191.1456
P5 |  |  |  | 17840.0019 | 11155.9164 | 6563.9734 | 4224.4893 | 3736.5048 | 2795.1872 | 3357.2962 | 3602.3526 | 3584.412 | 3632.576 | 3827.309 | 3464.2872 | 3934.14 | 3824.8332 | 3331.24 | 3448.053 | 3103.528
P95 |  |  |  | 22460.7447 | 16342.775 | 12214.3084 | 9225.2317 | 7940.7216 | 6418.8544 | 6023.2013 | 6591.5388 | 5741.5176 | 6292.864 | 6038.029 | 6132.3471 | 6347.46 | 6394.1868 | 5586.46 | 5932.458 | 5200.714
15929: New 2022JAN 18V50DF_NG_B #3
CAPACITYFACTOR - Net Generation Capacity Factor
MEAN |  |  |  | 0.48135 | 0.34081 | 0.22098 | 0.15656 | 0.12729 | 0.096813 | 0.10142 | 0.10768 | 0.10178 | 0.10193 | 0.09943 | 0.093994 | 0.099098 | 0.097116 | 0.08286 | 0.081592 | 0.072468
P5 |  |  |  | 0.41452 | 0.27822 | 0.1558 | 0.099489 | 0.083197 | 0.06002 | 0.072289 | 0.077266 | 0.077156 | 0.071209 | 0.076474 | 0.068237 | 0.075238 | 0.072132 | 0.063303 | 0.060842 | 0.050349
P95 |  |  |  | 0.53067 | 0.4027 | 0.29312 | 0.21529 | 0.18035 | 0.14306 | 0.13164 | 0.13946 | 0.12039 | 0.12939 | 0.12196 | 0.12034 | 0.12084 | 0.11683 | 0.10254 | 0.10607 | 0.092063
CO2EMISSIONS - CO2 Emissions
MEAN |  |  |  | 15482.8899 | 11017.6942 | 7064.6508 | 4992.8561 | 4058.7509 | 3068.7216 | 3262.0914 | 3422.1631 | 3232.6379 | 3268.2525 | 3140.9383 | 2997.9414 | 3183.5518 | 3108.2604 | 2651.069 | 2604.9597 | 2301.7681
P5 |  |  |  | 13279.5798 | 9055.2685 | 4950.717 | 3159.3688 | 2650.8248 | 1896.709 | 2316.5668 | 2467.279 | 2451.8257 | 2296.205 | 2407.9564 | 2179.131 | 2417.478 | 2311.3154 | 1998.7976 | 1937.0974 | 1608.0129
P95 |  |  |  | 17006.643 | 13117.3517 | 9335.5192 | 6903.6698 | 5738.1685 | 4542.909 | 4233.2759 | 4400.2704 | 3836.1309 | 4132.2926 | 3865.8646 | 3837.546 | 3838.2381 | 3740.0491 | 3294.9611 | 3398.6461 | 2937.1293
FUELCONSUMED - Fuel Consumed
MEAN |  |  |  | 252511.3078 | 179635.3956 | 115167.4469 | 81385.1957 | 66162.5215 | 50027.7137 | 53170.0686 | 55782.9815 | 52693.4554 | 53278.7965 | 51194.9118 | 48872.5975 | 51892.3433 | 50667.8359 | 43218.1214 | 42458.8753 | 37519.8683
P5 |  |  |  | 216596.8793 | 147672.6839 | 80705.9903 | 51498.664 | 43211.5585 | 30920.9805 | 37758.5995 | 40217.8762 | 39965.8626 | 37432.5478 | 39247.8625 | 35524.3096 | 39405.2316 | 37676.8136 | 32584.6963 | 31573.2241 | 26211.343
P95 |  |  |  | 277371.3542 | 213878.6326 | 152189.8301 | 112532.8106 | 93539.7978 | 74060.7028 | 68999.7671 | 71726.5996 | 62530.6594 | 67364.2989 | 63010.6592 | 62559.8785 | 62563.8216 | 60966.6398 | 53714.9469 | 55395.3638 | 47876.5453
FUELCOST - Fuel Cost
MEAN |  |  |  | 369019.4428 | 286247.271 | 201235.4606 | 152360.8589 | 126959.7566 | 100529.9864 | 107840.7462 | 115743.2982 | 110704.0539 | 114632.3845 | 113110.6924 | 110081.5747 | 118745.5679 | 117869.3967 | 105458.0834 | 106878.7817 | 97992.0368
P5 |  |  |  | 214234.3176 | 160394.7992 | 100060.7042 | 67748.8744 | 62103.7552 | 44999.4065 | 55012.0234 | 60606.5648 | 64615.7289 | 61928.9971 | 67692.7359 | 60871.2892 | 64215.3103 | 65988.498 | 63033.8429 | 60257.6376 | 51381.5894
P95 |  |  |  | 542562.3237 | 434527.384 | 343968.0804 | 266973.4538 | 236253.7456 | 188709.8384 | 172479.3466 | 198014.8211 | 156330.9037 | 164812.8163 | 168050.7051 | 171651.8869 | 167222.3431 | 175365.825 | 157586.2894 | 166521.5876 | 149838.1811
NETPOS - Net Position (MWh)
MEAN |  |  |  | 29399.0038 | 20973.7378 | 13534.9513 | 9560.8283 | 7767.0579 | 5868.825 | 6233.2917 | 6534.9792 | 6168.019 | 6294.7218 | 6044.2635 | 5765.2872 | 6117.216 | 5968.646 | 5087.4775 | 4994.5742 | 4410.47
P5 |  |  |  | 25163.7773 | 17157.2926 | 9486.9 | 6050.125 | 5072.97 | 3627.52 | 4426.565 | 4711.56 | 4678.2 | 4422.56 | 4633.75 | 4190.67 | 4645.2 | 4438.31 | 3835.75 | 3714.06 | 3081.15
P95 |  |  |  | 32258.5323 | 24919.1729 | 17872.4722 | 13218.045 | 10979.0316 | 8687.0209 | 8089.07 | 8402.835 | 7319.52 | 7958.92 | 7439.275 | 7379.955 | 7375.2 | 7181.84 | 6323.125 | 6516.335 | 5627.9
NETREVENUE - Net Revenue $
MEAN |  |  |  | 14976.2102 | 45432.6505 | 86263.1227 | 67116.8104 | 56003.3203 | 41993.2656 | 52440.3832 | 53565.9118 | 52415.8384 | 57399.8569 | 57289.7843 | 56824.8917 | 61526.8706 | 55758.4266 | 48760.4577 | 49936.3504 | 42817.3396
P5 |  |  |  | -71998.1766 | -28646.7578 | 26208.9072 | 21973.9697 | 24789.5051 | 18216.0982 | 24909.1142 | 24018.4687 | 25026.759 | 31472.9401 | 33672.0512 | 32217.8718 | 35989.9173 | 28156.5582 | 25692.0388 | 24467.4055 | 18804.6699
P95 |  |  |  | 112423.0575 | 130083.0823 | 159322.0457 | 122816.9631 | 100034.3705 | 78164.6233 | 84774.3959 | 95316.8715 | 80170.1599 | 83666.1221 | 86748.1636 | 89053.8139 | 87467.1659 | 82603.4297 | 75167.3091 | 79118.3277 | 68871.4454
STARTS - Number Starts
MEAN |  |  |  | 134.37 | 140.71 | 139.47 | 115.03 | 99.18 | 85.08 | 87.11 | 93.63 | 89.38 | 90.97 | 87.81 | 84.51 | 85.89 | 87.48 | 76.83 | 75.45 | 68.52
P5 |  |  |  | 116 | 111.5 | 117.5 | 90.5 | 74.5 | 63.5 | 67 | 74.5 | 70.5 | 71.5 | 63.5 | 65 | 68 | 68.5 | 54.5 | 53 | 52
P95 |  |  |  | 153 | 166.5 | 164 | 138.5 | 122.5 | 107.5 | 102 | 115 | 107 | 110.5 | 107.5 | 106 | 103.5 | 104 | 94 | 96 | 85.5
TOTALEMISSIONCOSTS - Emission Costs
MEAN | [9 empty] | 18803.9013 | 24487.9427 | 32064.0596 | 37455.7046 | 41311.5348 | 44267.6241 | 52516.3 | 54571.1532 | 49813.1244 | 55836.8354 | 51932.6259
P5 | [9 empty] | 9809.5358 | 13901.8663 | 19572.5355 | 21140.5329 | 22146.4037 | 24645.3118 | 32561.7277 | 31563.5456 | 27284.7191 | 30502.9539 | 29224.9248
P95 | [9 empty] | 28841.7432 | 36061.0327 | 45041.7458 | 53605.3597 | 61554.0832 | 66670.0543 | 76146.0993 | 81613.1234 | 75664.0273 | 89254.5966 | 83065.2465
VOMCOSTS - VOM Costs
MEAN |  |  |  | 19697.3325 | 14262.1417 | 9474.4659 | 6788.1881 | 5592.2817 | 4342.9305 | 4674.9688 | 5031.934 | 4811.0548 | 5035.7775 | 4956.2961 | 4785.1883 | 5199.6336 | 5192.722 | 4476.9802 | 4495.1168 | 4057.6324
P5 |  |  |  | 16859.7308 | 11666.959 | 6640.83 | 4295.5887 | 3652.5384 | 2684.3648 | 3319.9237 | 3627.9012 | 3648.996 | 3538.048 | 3799.675 | 3478.2561 | 3948.42 | 3861.3297 | 3375.46 | 3342.654 | 2834.658
P95 |  |  |  | 21613.2166 | 16945.0375 | 12510.7305 | 9384.8119 | 7904.9027 | 6428.3955 | 6066.8025 | 6470.183 | 5709.2256 | 6367.136 | 6100.2055 | 6125.3626 | 6268.92 | 6248.2008 | 5564.35 | 5864.7015 | 5177.668
15929: New 2022JAN 18V50DF_NG_B #4
CAPACITYFACTOR - Net Generation Capacity Factor
MEAN |  |  |  | 0.47121 | 0.33369 | 0.22137 | 0.15805 | 0.12723 | 0.097732 | 0.10164 | 0.10841 | 0.10214 | 0.1036 | 0.10075 | 0.095634 | 0.099973 | 0.098518 | 0.0852 | 0.082584 | 0.072008
P5 |  |  |  | 0.40613 | 0.27717 | 0.15707 | 0.10486 | 0.085734 | 0.060539 | 0.071824 | 0.080007 | 0.07705 | 0.076567 | 0.078737 | 0.07046 | 0.076872 | 0.076405 | 0.065335 | 0.06089 | 0.052495
P95 |  |  |  | 0.52673 | 0.40143 | 0.28942 | 0.2151 | 0.18134 | 0.14275 | 0.13325 | 0.14223 | 0.12284 | 0.13234 | 0.12472 | 0.12087 | 0.1212 | 0.12044 | 0.10351 | 0.1078 | 0.092546
CO2EMISSIONS - CO2 Emissions
MEAN |  |  |  | 15156.7048 | 10795.4947 | 7079.9961 | 5043.4198 | 4048.4423 | 3100.2491 | 3263.8519 | 3445.3825 | 3246.2239 | 3318.6297 | 3181.7422 | 3053.8465 | 3209.7812 | 3150.1175 | 2730.4972 | 2633.9289 | 2287.8233
P5 |  |  |  | 13152.0355 | 9008.5888 | 5054.3753 | 3359.8252 | 2707.4105 | 1905.4095 | 2303.528 | 2562.8426 | 2447.4862 | 2449.5775 | 2469.2498 | 2253.519 | 2469.9368 | 2424.915 | 2090.4455 | 1924.0089 | 1673.3793
P95 |  |  |  | 16869.0422 | 13006.8695 | 9282.4135 | 6859.761 | 5763.3747 | 4522.5863 | 4250.661 | 4511.2024 | 3883.8656 | 4215.5519 | 3979.6952 | 3850.6733 | 3903.8116 | 3849.2795 | 3316.7821 | 3446.6373 | 2932.7715
FUELCONSUMED - Fuel Consumed
MEAN |  |  |  | 247189.2365 | 176007.2563 | 115417.4628 | 82209.4188 | 65994.4529 | 50541.694 | 53198.7642 | 56161.4606 | 52914.9164 | 54100.0327 | 51859.9847 | 49783.9672 | 52319.8865 | 51350.1495 | 44512.9717 | 42931.0514 | 37292.5612
P5 |  |  |  | 214498.8634 | 146904.0067 | 82395.2325 | 54766.1654 | 44133.9727 | 31062.8198 | 37546.0745 | 41775.6108 | 39895.1266 | 39932.8134 | 40246.899 | 36736.9868 | 40260.318 | 39528.6041 | 34078.7544 | 31359.8915 | 27276.8448
P95 |  |  |  | 275117.4443 | 212078.7954 | 151323.6711 | 111816.7813 | 93950.085 | 73729.6223 | 69283.1337 | 73534.9964 | 63308.7558 | 68721.5859 | 64866.0128 | 62773.8804 | 63632.6796 | 62747.2075 | 54070.675 | 56177.5834 | 47805.5119
FUELCOST - Fuel Cost
MEAN |  |  |  | 361729.4701 | 282218.218 | 201704.9344 | 153662.2457 | 126285.1356 | 101578.1307 | 107906.8116 | 116380.8574 | 111132.4803 | 116289.6873 | 114477.5646 | 112023.5234 | 119559.5116 | 119337.8081 | 108227.6212 | 107751.5324 | 97373.2006
P5 |  |  |  | 216795.686 | 161262.0052 | 100690.516 | 71151.2744 | 62435.9715 | 45814.9441 | 56519.5564 | 66357.7489 | 65415.7229 | 65826.5742 | 69817.1256 | 63043.5038 | 66372.5856 | 68426.518 | 67921.3037 | 64659.4844 | 54102.8244
P95 |  |  |  | 530839.3314 | 443981.7755 | 343726.8328 | 270296.6148 | 228068.3893 | 185202.1 | 168335.8888 | 197025.9793 | 159959.405 | 166362.4978 | 172595.16 | 175089.2796 | 166072.8214 | 176830.5301 | 164528.6776 | 169409.5977 | 152394.1163
NETPOS - Net Position (MWh)
MEAN |  |  |  | 28784.7609 | 20566.5298 | 13565.3749 | 9657.6088 | 7747.3736 | 5929.1284 | 6236.6432 | 6579.3408 | 6193.934 | 6391.7808 | 6122.7845 | 5872.8285 | 6167.616 | 6049.0222 | 5239.9025 | 5050.1178 | 4383.75
P5 |  |  |  | 24966.1681 | 17087.4972 | 9686.2181 | 6433.995 | 5181.26 | 3644.16 | 4401.65 | 4894.05 | 4669.92 | 4717.96 | 4751.7 | 4333.725 | 4746 | 4656.45 | 4011.625 | 3688.965 | 3206.4
P95 |  |  |  | 32032.1976 | 24749.9447 | 17780.4878 | 13134.74 | 11028.78 | 8648.43 | 8122.29 | 8614.285 | 7410.6 | 8119.28 | 7658.325 | 7405.2 | 7501.2 | 7391.59 | 6365 | 6608.35 | 5619.55
NETREVENUE - Net Revenue $
MEAN |  |  |  | 18316.1397 | 53201.8701 | 86285.6324 | 66687.8239 | 55569.9579 | 41960.4843 | 52261.0535 | 53280.6096 | 52116.9573 | 57171.6564 | 56937.8186 | 56709.2562 | 61228.7523 | 55442.8175 | 48340.748 | 49961.3533 | 42996.4601
P5 |  |  |  | -72159.7018 | -26353.1953 | 28470.0526 | 21661.7411 | 25765.3865 | 17902.4831 | 24056.1107 | 25289.8519 | 24197.0397 | 31024.0069 | 32410.5461 | 32740.1563 | 34016.3257 | 26781.2187 | 25119.2552 | 24735.7394 | 20998.783
P95 |  |  |  | 112495.8502 | 142028.3285 | 160528.3923 | 122314.5453 | 99777.4374 | 79701.0937 | 85746.5563 | 95469.6796 | 80468.4024 | 83816.9211 | 87439.3226 | 93778.8331 | 88289.8567 | 82690.077 | 74571.286 | 78880.4788 | 70334.9544
STARTS - Number Starts
MEAN |  |  |  | 140.96 | 146.24 | 140.64 | 115.35 | 100.29 | 85.75 | 86.94 | 94.59 | 89.84 | 92.04 | 88.45 | 85.3 | 86.36 | 87.26 | 78.62 | 75.78 | 68.93
P5 |  |  |  | 121.5 | 122 | 114.5 | 88.5 | 78 | 61.5 | 67.5 | 74 | 70.5 | 71.5 | 65 | 67 | 64.5 | 70.5 | 57 | 53.5 | 53
P95 |  |  |  | 164 | 169 | 168.5 | 138 | 124.5 | 108 | 105 | 115 | 108 | 109.5 | 107 | 107.5 | 105.5 | 106 | 95 | 96 | 87.5
TOTALEMISSIONCOSTS - Emission Costs
MEAN | [9 empty] | 18818.4089 | 24671.0587 | 32232.6506 | 38020.6223 | 41830.2875 | 45123.3049 | 52984.0872 | 55334.5105 | 51315.0094 | 56486.422 | 51600.7337
P5 | [9 empty] | 10095.0141 | 14102.401 | 19518.569 | 22200.8533 | 22323.4309 | 26265.9569 | 32290.1539 | 31351.9039 | 28053.8202 | 29687.8429 | 28602.9467
P95 | [9 empty] | 28404.2951 | 36661.2547 | 45146.2259 | 54578.512 | 63200.995 | 67177.6412 | 77728.8665 | 80497.3169 | 77952.2844 | 88474.3365 | 77329.4934
VOMCOSTS - VOM Costs
MEAN |  |  |  | 19285.7898 | 13985.2403 | 9495.7625 | 6856.9022 | 5578.109 | 4387.555 | 4677.4824 | 5066.0924 | 4831.2685 | 5113.4246 | 5020.6833 | 4874.4477 | 5242.4736 | 5262.6493 | 4611.1142 | 4545.106 | 4033.05
P5 |  |  |  | 16727.3326 | 11619.4981 | 6780.3527 | 4568.1364 | 3730.5072 | 2696.6784 | 3301.2375 | 3768.4185 | 3642.5376 | 3774.368 | 3896.394 | 3596.9918 | 4034.1 | 4051.1115 | 3530.23 | 3320.0685 | 2949.888
P95 |  |  |  | 21461.5724 | 16829.9624 | 12446.3415 | 9325.6654 | 7940.7216 | 6399.8382 | 6091.7175 | 6632.9995 | 5780.268 | 6495.424 | 6279.8265 | 6146.316 | 6376.02 | 6430.6833 | 5601.2 | 5947.515 | 5169.986
15929: New 2022JAN 18V50DF_NG_B #5
CAPACITYFACTOR - Net Generation Capacity Factor
MEAN |  |  |  | 0.47245 | 0.327 | 0.22222 | 0.15934 | 0.12822 | 0.098954 | 0.1027 | 0.10962 | 0.10206 | 0.10482 | 0.10239 | 0.097691 | 0.10157 | 0.099873 | 0.086537 | 0.083807 | 0.073173
P5 |  |  |  | 0.40756 | 0.26471 | 0.15507 | 0.10611 | 0.086252 | 0.061436 | 0.075628 | 0.079278 | 0.077401 | 0.076731 | 0.079055 | 0.071282 | 0.078821 | 0.077755 | 0.066493 | 0.064265 | 0.052405
P95 |  |  |  | 0.52166 | 0.4024 | 0.29699 | 0.21531 | 0.18286 | 0.14551 | 0.1337 | 0.14128 | 0.12311 | 0.12879 | 0.12554 | 0.12313 | 0.12283 | 0.12033 | 0.10537 | 0.11096 | 0.092056
CO2EMISSIONS - CO2 Emissions
MEAN |  |  |  | 15189.8834 | 10552.4071 | 7101.5758 | 5086.8316 | 4088.5354 | 3136.8914 | 3300.2216 | 3487.6043 | 3242.3579 | 3357.1111 | 3235.3302 | 3118.6953 | 3263.9013 | 3197.0429 | 2768.4656 | 2674.067 | 2324.0798
P5 |  |  |  | 13120.0022 | 8484.0778 | 4949.4775 | 3359.315 | 2711.7632 | 1931.511 | 2416.5312 | 2532.436 | 2469.1838 | 2453.9596 | 2482.3841 | 2271.0221 | 2531.1388 | 2472.9764 | 2138.4516 | 2050.531 | 1664.6638
P95 |  |  |  | 16879.957 | 13057.018 | 9515.8952 | 6844.012 | 5817.951 | 4578.8053 | 4337.5866 | 4491.4902 | 3922.9212 | 4132.2926 | 3944.6704 | 3929.4371 | 3943.1557 | 3858.0179 | 3360.4239 | 3551.3452 | 2919.6983
FUELCONSUMED - Fuel Consumed
MEAN |  |  |  | 247734.4078 | 172035.1926 | 115769.1615 | 82917.0501 | 66648.0574 | 51139.0464 | 53791.5828 | 56849.6961 | 52851.9045 | 54727.3582 | 52733.4281 | 50841.1364 | 53202.0507 | 52115.0814 | 45131.9387 | 43585.2714 | 37883.5596
P5 |  |  |  | 214008.3892 | 138323.6687 | 80685.2814 | 54757.6746 | 44204.9276 | 31488.3379 | 39387.9574 | 41279.968 | 40248.8068 | 40004.2496 | 40460.9783 | 37022.3226 | 41257.9188 | 40312.0539 | 34861.3562 | 33422.1065 | 27134.7779
P95 |  |  |  | 275286.6706 | 212865.9364 | 155130.6376 | 111559.6126 | 94839.8939 | 74645.8348 | 70699.9667 | 73213.5281 | 63945.3802 | 67364.2989 | 64295.1347 | 64057.8916 | 64273.9944 | 62889.6529 | 54782.1312 | 57884.2441 | 47592.4115
FUELCOST - Fuel Cost
MEAN |  |  |  | 362116.4179 | 277376.4449 | 202365.5644 | 154725.1235 | 127628.6703 | 102450.2869 | 108952.2139 | 117672.6408 | 111027.1775 | 117582.6253 | 116255.2581 | 114072.0096 | 121438.5733 | 120994.5423 | 109532.1086 | 109316.345 | 98814.3774
P5 |  |  |  | 218197.2688 | 158497.7776 | 98959.932 | 72338.6771 | 64067.9189 | 46660.4605 | 56572.5238 | 65249.1878 | 63514.6837 | 70745.7408 | 69894.4761 | 63079.0724 | 68082.9481 | 73831.5167 | 71332.804 | 64918.8072 | 54005.4298
P95 |  |  |  | 530079.1785 | 446215.3379 | 353107.246 | 272455.915 | 230761.0358 | 186056.8867 | 167901.6049 | 192913.4907 | 158346.311 | 166685.6101 | 174165.3731 | 175352.095 | 170904.4872 | 171608.4148 | 158051.8617 | 167519.6361 | 155022.9749
NETPOS - Net Position (MWh)
MEAN |  |  |  | 28838.0482 | 20126.9272 | 13606.8088 | 9740.6926 | 7824.0091 | 5999.2276 | 6306.0959 | 6659.9682 | 6186.5484 | 6465.8812 | 6225.9065 | 5997.5388 | 6271.608 | 6139.1308 | 5312.765 | 5127.0758 | 4453.222
P5 |  |  |  | 24858.4074 | 16161.0249 | 9485.1293 | 6432.9192 | 5189.59 | 3694.08 | 4617.58 | 4835.985 | 4711.32 | 4726.4 | 4776.975 | 4367.385 | 4863.6 | 4748.74 | 4103.75 | 3931.55 | 3189.7
P95 |  |  |  | 32045.065 | 24903.4742 | 18221.8636 | 13105.75 | 11132.835 | 8756.73 | 8288.39 | 8577.03 | 7485.12 | 7958.92 | 7590.925 | 7556.67 | 7576.8 | 7408.37 | 6448.75 | 6809.11 | 5594.5
NETREVENUE - Net Revenue $
MEAN |  |  |  | 14213.313 | 59961.9852 | 86448.8872 | 66799.6688 | 55791.3834 | 41871.1383 | 51828.7394 | 52942.9753 | 51724.9628 | 56749.7782 | 56775.6841 | 55952.8571 | 60974.7468 | 55383.3858 | 47867.3273 | 49283.6698 | 42658.6311
P5 |  |  |  | -75827.371 | -24912.9168 | 28168.0384 | 22405.4208 | 25164.9305 | 17565.652 | 24631.6044 | 24410.2591 | 23920.3847 | 29571.431 | 33702.0744 | 30591.1862 | 33996.0981 | 27246.5925 | 24805.1407 | 23390.4975 | 21163.6988
P95 |  |  |  | 96809.7555 | 155212.7016 | 164449.7499 | 122165.5116 | 99225.047 | 79316.9508 | 85026.2577 | 94008.8047 | 80058.7676 | 85703.6132 | 86423.4528 | 90058.6729 | 89300.2132 | 82378.6615 | 74528.6741 | 79671.0092 | 68545.9145
STARTS - Number Starts
MEAN |  |  |  | 141.79 | 148.16 | 140.54 | 116.3 | 100.57 | 86.94 | 87.64 | 95.04 | 89.98 | 92.58 | 88.83 | 87.22 | 87.73 | 88.03 | 78.72 | 76.34 | 69.13
P5 |  |  |  | 119.5 | 120 | 114 | 92 | 76.5 | 64.5 | 66.5 | 71.5 | 69.5 | 70.5 | 65.5 | 69 | 67 | 69 | 56.5 | 56 | 53.5
P95 |  |  |  | 164.5 | 172 | 171 | 137.5 | 124 | 112.5 | 107.5 | 114 | 107 | 113 | 109 | 106.5 | 104 | 103 | 94.5 | 98 | 85.5
TOTALEMISSIONCOSTS - Emission Costs
MEAN | [9 empty] | 19036.2192 | 24977.4229 | 32213.3009 | 38461.96 | 42590.0391 | 46105.869 | 53829.8066 | 56071.1974 | 51979.4796 | 57340.1231 | 52473.8719
P5 | [9 empty] | 10306.4248 | 14062.9913 | 19623.5248 | 20931.3641 | 23365.1817 | 27093.9359 | 32336.0462 | 32485.5309 | 29202.2415 | 32314.3246 | 30462.2592
P95 | [9 empty] | 29620.7869 | 36454.1421 | 44679.3582 | 55546.6687 | 62656.7805 | 68109.2171 | 77865.1206 | 80528.7661 | 77518.0304 | 90299.0253 | 82123.7891
VOMCOSTS - VOM Costs
MEAN |  |  |  | 19321.4923 | 13686.3105 | 9524.7662 | 6915.8918 | 5633.2865 | 4439.4284 | 4729.5719 | 5128.1755 | 4825.5078 | 5172.705 | 5105.2433 | 4977.9572 | 5330.8668 | 5341.0438 | 4675.2332 | 4614.3682 | 4096.9642
P5 |  |  |  | 16655.1329 | 10989.497 | 6639.5905 | 4567.3726 | 3736.5048 | 2733.6192 | 3463.185 | 3723.7085 | 3674.8296 | 3781.12 | 3917.1195 | 3624.9295 | 4134.06 | 4131.4038 | 3611.3 | 3538.395 | 2934.524
P95 |  |  |  | 21470.1935 | 16934.3625 | 12755.3045 | 9305.0825 | 8015.6412 | 6479.9802 | 6216.2925 | 6604.3131 | 5838.3936 | 6367.136 | 6224.5585 | 6272.0361 | 6440.28 | 6445.2819 | 5674.9 | 6128.199 | 5146.94
15929: New 2022JAN 18V50DF_NG_B #6
CAPACITYFACTOR - Net Generation Capacity Factor
MEAN |  |  |  | 0.49278 | 0.34256 | 0.22112 | 0.15646 | 0.12733 | 0.096881 | 0.10105 | 0.10708 | 0.10004 | 0.10121 | 0.098081 | 0.093148 | 0.099148 | 0.095485 | 0.082769 | 0.081718 | 0.074871
P5 |  |  |  | 0.43131 | 0.29248 | 0.15956 | 0.1001 | 0.08395 | 0.059919 | 0.06939 | 0.078109 | 0.075247 | 0.073935 | 0.074601 | 0.068209 | 0.071128 | 0.071575 | 0.063403 | 0.059994 | 0.055832
P95 |  |  |  | 0.54162 | 0.39227 | 0.29041 | 0.21919 | 0.18381 | 0.14231 | 0.13216 | 0.14032 | 0.12018 | 0.12741 | 0.12253 | 0.1198 | 0.12125 | 0.11705 | 0.1035 | 0.10946 | 0.094996
CO2EMISSIONS - CO2 Emissions
MEAN |  |  |  | 15869.5595 | 11085.3951 | 7078.4679 | 4978.6156 | 4059.3526 | 3070.7754 | 3246.6985 | 3402.2387 | 3178.6143 | 3246.7304 | 3100.0064 | 2970.3636 | 3181.6754 | 3057.4027 | 2644.61 | 2610.4569 | 2378.9004
P5 |  |  |  | 13881.041 | 9434.9085 | 5108.485 | 3176.7998 | 2681.294 | 1896.709 | 2255.7189 | 2484.6542 | 2378.054 | 2353.1719 | 2368.5535 | 2179.131 | 2295.074 | 2302.5769 | 2016.2544 | 1906.5576 | 1764.8922
P95 |  |  |  | 17398.0027 | 12763.1965 | 9326.7247 | 7016.64 | 5835.0283 | 4507.1933 | 4246.3147 | 4456.7398 | 3797.0753 | 4075.3257 | 3883.377 | 3833.1702 | 3921.2979 | 3761.8951 | 3294.9611 | 3494.6284 | 2998.1379
FUELCONSUMED - Fuel Consumed
MEAN |  |  |  | 258828.754 | 180750.3597 | 115393.3705 | 81153.082 | 66172.3404 | 50061.1917 | 52919.1812 | 55458.1854 | 51812.8489 | 52927.9696 | 50527.7556 | 48423.03 | 51861.7605 | 49838.8035 | 43112.8258 | 42548.475 | 38777.1604
P5 |  |  |  | 226418.1435 | 153851.0134 | 83277.4522 | 51782.7946 | 43708.243 | 30920.9805 | 36766.8164 | 40501.1006 | 38763.3499 | 38361.2179 | 38605.6248 | 35524.3096 | 37410.03 | 37534.3682 | 32869.2787 | 31075.448 | 28768.5472
P95 |  |  |  | 283761.775 | 208174.2389 | 152049.9174 | 114373.9563 | 95117.9693 | 73478.5318 | 69212.2921 | 72647.0791 | 61894.035 | 66435.6288 | 63296.0983 | 62488.5446 | 63917.7084 | 61322.7533 | 53714.9469 | 56959.8029 | 48871.0136
FUELCOST - Fuel Cost
MEAN |  |  |  | 376466.6821 | 286284.975 | 201482.752 | 151920.2409 | 127038.6306 | 100707.3004 | 107365.7916 | 115104.7447 | 109085.886 | 113936.7055 | 111746.4281 | 108979.409 | 118755.6298 | 116109.5089 | 105078.1781 | 107029.0709 | 101106.3205
P5 |  |  |  | 224271.0747 | 167568.3511 | 103949.3721 | 66952.7264 | 63294.9187 | 46890.0828 | 55523.9582 | 64782.1414 | 62022.3817 | 61261.0786 | 66197.5448 | 59922.2191 | 66454.2874 | 65360.3986 | 65674.0103 | 60928.4348 | 56953.2167
P95 |  |  |  | 539952.859 | 439451.0094 | 345432.5541 | 267215.0543 | 232972.759 | 187114.1098 | 168102.4964 | 195461.0696 | 158464.0754 | 164441.3569 | 167567.7784 | 171534.1044 | 168999.5819 | 175129.6181 | 157708.2757 | 169697.6263 | 156318.8737
NETPOS - Net Position (MWh)
MEAN |  |  |  | 30101.9223 | 21072.2338 | 13558.7348 | 9533.5683 | 7768.1741 | 5872.7969 | 6203.8603 | 6496.9758 | 6064.9316 | 6253.2599 | 5965.4883 | 5712.2674 | 6113.6026 | 5870.9864 | 5075.0825 | 5005.1141 | 4558.265
P5 |  |  |  | 26276.3928 | 17905.6454 | 9790.268 | 6083.505 | 5131.28 | 3627.52 | 4310.295 | 4744.74 | 4537.44 | 4532.28 | 4557.925 | 4190.67 | 4410 | 4421.53 | 3869.25 | 3655.505 | 3381.75
P95 |  |  |  | 32978.8219 | 24117.9837 | 17843.7716 | 13435.16 | 11166.295 | 8619.38 | 8113.985 | 8510.67 | 7245 | 7849.2 | 7472.975 | 7371.54 | 7534.8 | 7223.79 | 6323.125 | 6700.365 | 5744.8
NETREVENUE - Net Revenue $
MEAN |  |  |  | 2916.7295 | 36955.7204 | 85519.995 | 67154.7215 | 55918.8645 | 42281.9986 | 52056.3028 | 53601.2945 | 52651.2282 | 57219.3835 | 57706.0121 | 57278.0428 | 61232.9786 | 56324.7706 | 48943.818 | 49918.1368 | 42183.0839
P5 |  |  |  | -94560.5712 | -39555.7638 | 27765.6469 | 24034.8846 | 25639.9853 | 18752.4038 | 24473.5318 | 24287.4079 | 26551.9247 | 31572.6768 | 33054.145 | 33434.171 | 35363.3384 | 28620.7816 | 26570.0232 | 24996.0099 | 17809.1353
P95 |  |  |  | 90675.0776 | 107328.197 | 156430.7654 | 124145.9933 | 99759.1327 | 79940.2292 | 84667.0205 | 95555.0971 | 81862.2394 | 82488.0319 | 87443.4101 | 92649.2674 | 88143.6729 | 83574.5975 | 74675.1182 | 79662.2448 | 68345.0692
STARTS - Number Starts
MEAN |  |  |  | 129.89 | 139.68 | 140.87 | 115.02 | 99.02 | 84.6 | 86.96 | 94.29 | 88.13 | 90.5 | 86.67 | 84.04 | 85.94 | 86.48 | 76.66 | 75.61 | 70.51
P5 |  |  |  | 112 | 115 | 113.5 | 88 | 75 | 63 | 66 | 76 | 69 | 68.5 | 63 | 64 | 65.5 | 68.5 | 54 | 56 | 54
P95 |  |  |  | 148.5 | 164.5 | 167.5 | 140.5 | 123 | 107 | 104.5 | 116.5 | 106.5 | 107 | 106 | 106 | 102 | 102 | 95 | 96.5 | 87.5
TOTALEMISSIONCOSTS - Emission Costs
MEAN | [9 empty] | 18705.9327 | 24360.4314 | 31527.0209 | 37171.0791 | 40763.8372 | 43840.135 | 52528.3311 | 53663.9355 | 49723.0883 | 55969.9098 | 53658.0652
P5 | [9 empty] | 9865.3207 | 13704.0312 | 19207.2364 | 20493.8424 | 22344.5207 | 25692.9781 | 31443.6551 | 31037.5278 | 27607.7155 | 31328.6728 | 31694.3254
P95 | [9 empty] | 28805.9582 | 34829.3662 | 44481.4968 | 53537.7672 | 58078.3528 | 65759.5867 | 77474.107 | 81201.2293 | 75011.9228 | 87345.2604 | 86521.2703
VOMCOSTS - VOM Costs
MEAN |  |  |  | 20168.288 | 14329.119 | 9491.1144 | 6768.8335 | 5593.0853 | 4345.8697 | 4652.8952 | 5002.6714 | 4730.6466 | 5002.6079 | 4891.7004 | 4741.1819 | 5196.5622 | 5107.7582 | 4466.0726 | 4504.6027 | 4193.6038
P5 |  |  |  | 17605.1832 | 12175.8388 | 6853.1876 | 4319.2886 | 3694.5216 | 2684.3648 | 3232.7213 | 3653.4498 | 3539.2032 | 3625.824 | 3737.4985 | 3478.2561 | 3748.5 | 3846.7311 | 3404.94 | 3289.9545 | 3111.21
P95 |  |  |  | 22095.8106 | 16400.2289 | 12490.6401 | 9538.9636 | 8039.7324 | 6378.3412 | 6085.4888 | 6553.2159 | 5651.1 | 6279.36 | 6127.8395 | 6118.3782 | 6404.58 | 6284.6973 | 5564.35 | 6030.3285 | 5285.216
15929: New 2022JAN DGGS Build-out 18V50DF_NG_A Cumulative #1
CAPACITYFACTOR - Net Generation Capacity Factor
MEAN |  |  |  | 0.3197 | 0.23057 | 0.16428 | 0.13471 | 0.11 | 0.083901 | 0.087675 | 0.089603 | 0.084486 | 0.084604 | 0.082922 | 0.07959 | 0.082443 | 0.077311 | 0.068348 | 0.07004 | 0.061124
P5 |  |  |  | 0.23459 | 0.1387 | 0.1093 | 0.079089 | 0.069411 | 0.049621 | 0.056365 | 0.061101 | 0.057845 | 0.058821 | 0.062231 | 0.056993 | 0.061346 | 0.05619 | 0.050526 | 0.048595 | 0.04083
P95 |  |  |  | 0.41129 | 0.3228 | 0.20321 | 0.19033 | 0.1571 | 0.12784 | 0.11686 | 0.12412 | 0.10486 | 0.1087 | 0.10545 | 0.1073 | 0.10164 | 0.0976 | 0.087164 | 0.093298 | 0.082197
CO2EMISSIONS - CO2 Emissions
MEAN |  |  |  | 31669.5893 | 22922.0831 | 16392.8326 | 13216.2453 | 10788.4034 | 8206.6903 | 8704.2487 | 8756.9268 | 8258.0545 | 8274.9453 | 8099.129 | 7720.166 | 8070.6214 | 7540.868 | 6624.8918 | 6897.5733 | 5989.0669
P5 |  |  |  | 23205.1662 | 13749.7635 | 10883.8582 | 7747.087 | 6814.0325 | 4865.1 | 5595.2185 | 5965.5289 | 5633.8968 | 5739.1295 | 6062.7391 | 5482.9837 | 6030.6164 | 5486.4092 | 4896.1351 | 4778.5578 | 4007.8002
P95 |  |  |  | 40481.518 | 31997.7738 | 20319.9552 | 18622.9582 | 15441.0017 | 12480.2147 | 11658.563 | 12143.954 | 10283.196 | 10634.2694 | 10285.3213 | 10417.6689 | 9924.1912 | 9511.5472 | 8445.2792 | 9186.0958 | 8069.2762
FUELCONSUMED - Fuel Consumed
MEAN |  |  |  | 508380.2788 | 367777.4131 | 263702.2685 | 212013.3484 | 173078.2872 | 131641.2248 | 139628.2446 | 140476.2611 | 132482.6593 | 132730.4007 | 129920.8606 | 123829.1809 | 129460.728 | 120963.6329 | 106277.767 | 110633.2677 | 96067.5391
P5 |  |  |  | 372484.4001 | 220609.5763 | 174763.3067 | 124279.3444 | 109325.7018 | 78037.8433 | 89754.588 | 95697.2207 | 90384.8025 | 92055.7106 | 97254.0866 | 87945.14 | 96736.6079 | 88007.9046 | 78544.726 | 76645.4293 | 64287.0592
P95 |  |  |  | 649996.5377 | 513348.9447 | 327005.6173 | 298749.8419 | 247709.8307 | 200196.9293 | 187018.524 | 194809.6583 | 164971.4427 | 170573.8167 | 164989.7041 | 167095.766 | 159193.1119 | 152575.4472 | 135480.7672 | 147339.9037 | 129435.1058
FUELCOST - Fuel Cost
MEAN |  |  |  | 778683.9597 | 618567.5431 | 450733.132 | 399334.5122 | 333334.7737 | 266388.3193 | 285668.4192 | 294634.2339 | 280788.7219 | 287324.8519 | 288256.1446 | 280073.6905 | 297631.7597 | 283506.0646 | 260652.1246 | 279398.4243 | 252489.6578
P5 |  |  |  | 398072.7103 | 255455.2262 | 218571.3946 | 159813.3832 | 163370.0755 | 116215.7194 | 132585.8449 | 146129.1618 | 147282.2417 | 146994.9143 | 163985.1968 | 152046.5484 | 160036.3115 | 154850.1956 | 151659.9527 | 154528.4308 | 126552.894
P95 |  |  |  | 1308128.4686 | 1097915.2491 | 655348.8497 | 713155.4363 | 604825.4435 | 506053.9065 | 447864.2146 | 529279.1535 | 418243.968 | 419177.8142 | 435924.7207 | 457105.4295 | 420283.1486 | 430681.7682 | 407424.4394 | 448967.2432 | 416478.2282
NETPOS - Net Position (MWh)
MEAN |  |  |  | 59564.6887 | 43118.7037 | 30635.1229 | 24941.7831 | 20348.9503 | 15470.9016 | 16399.454 | 16485.7166 | 15536.733 | 15554.8519 | 15214.7291 | 14491.193 | 15139.5398 | 14134.568 | 12409.828 | 13038.688 | 11314.043
P5 |  |  |  | 43639.5057 | 25865.35 | 20492.8977 | 14621.2609 | 12851.1782 | 9172.1644 | 10542 | 11230.75 | 10599.2057 | 10788.2 | 11389.4 | 10292 | 11312.9 | 10283.7 | 9171.5 | 9033.05 | 7571.2
P95 |  |  |  | 76147.6389 | 60211.57 | 37904.3384 | 35142.9192 | 29128.2877 | 23525.7435 | 21966 | 22862.3 | 19346.95 | 19989.9 | 19321.9 | 19554.8 | 18616.9 | 17828.4 | 15819.8 | 17364.75 | 15243.8
NETREVENUE - Net Revenue $
MEAN |  |  |  | 346790.9889 | 317884.9051 | 211796.4217 | 211295.4864 | 175468.3513 | 134817.9113 | 165722.0664 | 170916.1875 | 167438.7564 | 170169.6816 | 168868.5687 | 165831.656 | 181281.8343 | 166416.7871 | 144759.8652 | 155265.832 | 134750.3727
P5 |  |  |  | 101767.7953 | 119510.7868 | 107159.8943 | 84141.2711 | 86029.0846 | 63268.637 | 83171.62 | 87957.7872 | 86002.5317 | 97823.1636 | 101631.9464 | 97380.1346 | 105499.0943 | 85782.6428 | 78739.3026 | 81528.202 | 69639.9362
P95 |  |  |  | 656105.5306 | 594915.7178 | 287963.6885 | 378755.1193 | 304717.3844 | 251743.9998 | 266322.0922 | 304089.1802 | 254794.3472 | 243148.5765 | 253679.7014 | 264049.5758 | 259139.5182 | 242065.9237 | 217097.845 | 244065.521 | 212796.125
STARTS - Number Starts
MEAN |  |  |  | 491.21 | 397.89 | 366.71 | 308.07 | 265.07 | 224.69 | 228.2 | 243.92 | 227.87 | 232.25 | 229.04 | 220.29 | 217.35 | 220.02 | 196.7 | 201.6 | 181.4
P5 |  |  |  | 429.5 | 310.5 | 273.5 | 208.5 | 188.5 | 158 | 172 | 183 | 161 | 169 | 163.5 | 163 | 161.5 | 170.5 | 136 | 136 | 126.5
P95 |  |  |  | 570 | 483.5 | 461 | 381 | 343.5 | 296 | 284.5 | 323 | 286 | 288.5 | 281 | 279 | 265 | 276 | 241.5 | 263.5 | 232.5
TOTALEMISSIONCOSTS - Emission Costs
MEAN | [9 empty] | 50161.2029 | 62577.1463 | 81881.8693 | 94443.583 | 106287.5162 | 113817.963 | 132649.0579 | 131806.5831 | 124231.215 | 147670.6575 | 134785.9328
P5 | [9 empty] | 25256.3342 | 34322.4842 | 48149.4971 | 53503.3686 | 56663.3679 | 64094.6588 | 82053.7121 | 74961.4295 | 66568.7665 | 82205.8635 | 75895.4005
P95 | [9 empty] | 81153.5012 | 95589.2377 | 117454.909 | 137821.4735 | 152644.3395 | 171620.9606 | 188050.7928 | 194247.9449 | 190059.0351 | 241211.3421 | 214908.4813
VOMCOSTS - VOM Costs
MEAN |  |  |  | 39908.3414 | 29320.7185 | 21142.8072 | 20757.5198 | 17348.2394 | 13346.539 | 14480.4732 | 14891.2771 | 14349.4484 | 14524.0528 | 14515.3057 | 14119.1802 | 15058.193 | 14345.5317 | 12846.9503 | 13762.6271 | 12171.8839
P5 |  |  |  | 29238.4689 | 17588.438 | 14143.158 | 12168.3807 | 10956.1089 | 7912.703 | 9308.4287 | 10144.5521 | 9789.2365 | 10073.2805 | 10865.8276 | 10027.7875 | 11252.1143 | 10437.1881 | 9494.5558 | 9534.5865 | 8145.2552
P95 |  |  |  | 51018.918 | 40943.8676 | 26159.6509 | 29247.3011 | 24832.9521 | 20295.3429 | 19395.6502 | 20651.1402 | 17868.4965 | 18665.1962 | 18433.6694 | 19052.7962 | 18516.8689 | 18094.4955 | 16377.0348 | 18328.8824 | 16399.5986
15929: New 2022JAN J920_A #1
CAPACITYFACTOR - Net Generation Capacity Factor
MEAN |  |  |  | 0.77021 | 0.64167 | 0.55279 | 0.36198 | 0.29636 | 0.25331 | 0.26683 | 0.27945 | 0.25058 | 0.27973 | 0.27934 | 0.26951 | 0.26352 | 0.26933 | 0.25074 | 0.24803 | 0.23422
P5 |  |  |  | 0.74506 | 0.5854 | 0.51004 | 0.32722 | 0.26089 | 0.2203 | 0.24015 | 0.25239 | 0.22095 | 0.2461 | 0.24307 | 0.24583 | 0.23526 | 0.23514 | 0.21427 | 0.21664 | 0.19785
P95 |  |  |  | 0.7946 | 0.683 | 0.58885 | 0.40574 | 0.33876 | 0.30212 | 0.30199 | 0.30869 | 0.27328 | 0.3103 | 0.31184 | 0.29699 | 0.29057 | 0.30847 | 0.27928 | 0.28196 | 0.26907
CO2EMISSIONS - CO2 Emissions
MEAN |  |  |  | 12510.015 | 10526.4918 | 8993.7447 | 5791.6219 | 4733.9307 | 4025.1027 | 4300.7615 | 4449.3085 | 3995.7857 | 4486.9845 | 4422.9029 | 4307.4106 | 4240.427 | 4311.4101 | 4023.6321 | 3964.4692 | 3728.3533
P5 |  |  |  | 11928.2507 | 9672.563 | 8287.169 | 5212.1177 | 4157.3167 | 3500.006 | 3820.8323 | 4019.1539 | 3499.441 | 3953.5137 | 3863.3545 | 3917.7645 | 3805.4799 | 3757.8757 | 3434.5236 | 3464.8409 | 3143.255
P95 |  |  |  | 12925.9883 | 11231.5727 | 9615.2352 | 6523.9887 | 5442.1295 | 4832.4132 | 4866.7655 | 4934.0995 | 4348.8417 | 5000.387 | 4963.5801 | 4744.4768 | 4688.0728 | 4966.7551 | 4482.6603 | 4516.4599 | 4246.3431
FUELCONSUMED - Fuel Consumed
MEAN |  |  |  | 211841.7034 | 178253.5619 | 152289.7399 | 98058.0215 | 80133.9378 | 68140.851 | 72812.9306 | 75331.3996 | 67653.8407 | 75978.3477 | 74878.0215 | 72928.605 | 71794.2287 | 72992.6754 | 68119.5903 | 67123.2114 | 63124.6115
P5 |  |  |  | 201986.5201 | 163803.874 | 140330.3706 | 88246.8147 | 70373.6288 | 59251.1119 | 64688.0334 | 68048.2742 | 59250.0307 | 66944.8816 | 65404.6961 | 66331.0277 | 64430.4499 | 63621.2691 | 58146.2798 | 58663.9622 | 53218.3068
P95 |  |  |  | 218886.72 | 190197.8996 | 162813.1679 | 110458.5225 | 92123.7879 | 81807.825 | 82396.1234 | 83539.5049 | 73631.5618 | 84672.0925 | 84033.518 | 80328.4989 | 79373.8046 | 84087.5862 | 75890.5388 | 76469.4339 | 71894.641
FUELCOST - Fuel Cost
MEAN |  |  |  | 297765.1792 | 269162.8532 | 246666.3478 | 172405.5836 | 146271.1179 | 129753.4812 | 140384.8824 | 150252.2556 | 137882.1435 | 158132.7687 | 159517.6808 | 158798.3602 | 159651.1115 | 164421.5292 | 160923.4703 | 163242.1931 | 158703.5444
P5 |  |  |  | 205862.3683 | 175166.3495 | 171035.7107 | 117664.8072 | 101548.4332 | 88387.4444 | 98176.2179 | 110321.687 | 97799.2935 | 121378.3504 | 123254.9744 | 116148.7886 | 122585.7259 | 125963.9374 | 126825.1346 | 124401.1615 | 117419.2622
P95 |  |  |  | 394558.7182 | 367052.6627 | 350648.1435 | 245689.5 | 225449.5585 | 192761.2478 | 191332.8158 | 198896.7073 | 166040.7752 | 195910.6167 | 202405.0575 | 204619.02 | 190847.2162 | 206606.08 | 203559.3581 | 214441.3799 | 203931.5022
NETPOS - Net Position (MWh)
MEAN |  |  |  | 25549.714 | 21485.1587 | 18379.9777 | 12027.3132 | 9819.7067 | 8344.7373 | 8912.084 | 9214.4514 | 8269.723 | 9373.0519 | 9230.7251 | 8983.6954 | 8837.4464 | 8979.9539 | 8374.3198 | 8245.81 | 7748.9449
P5 |  |  |  | 24410.2678 | 19659.3705 | 16890.6774 | 10823.7966 | 8625.4183 | 7258.019 | 7915.9218 | 8323.9948 | 7242.63 | 8259.4246 | 8062.9218 | 8171.0491 | 7931.12 | 7827.2 | 7147.1596 | 7203.4217 | 6533.06
P95 |  |  |  | 26376.1981 | 22901.1178 | 19643.125 | 13536.4134 | 11278.1454 | 10021.3006 | 10085.351 | 10217.5938 | 8999.68 | 10446.087 | 10360.1014 | 9894.6699 | 9770.2398 | 10343.4285 | 9329.8781 | 9394.2018 | 8825.76
NETREVENUE - Net Revenue $
MEAN |  |  |  | -57066.1833 | -60636.4307 | -43426.1021 | 20596.7035 | 17106.5441 | 8591.836 | 13550.3858 | 14942.3994 | 19998.3932 | 16352.4317 | 17157.6289 | 16943.3957 | 20311.9369 | 17034.4566 | 12154.424 | 13478.9307 | 8740.0277
P5 |  |  |  | -113509.4981 | -97607.5827 | -83168.206 | -15894.1631 | -10073.2118 | -12879.8825 | -9170.9015 | -10731.4789 | -3942.9844 | -5814.1098 | -4612.6728 | -6344.0522 | -1340.5747 | -7680.6225 | -9200.6682 | -9131.7763 | -13973.001
P95 |  |  |  | 8949.7023 | -6885.5462 | 5259.9127 | 60726.8828 | 49777.8218 | 37470.5401 | 37285.1335 | 48245.1862 | 42224.6015 | 38732.5895 | 38231.5392 | 45065.0301 | 42920.2544 | 41481.3578 | 35040.593 | 37233.9199 | 32978.088
STARTS - Number Starts
MEAN |  |  |  | 90.82 | 165.97 | 119.21 | 180.82 | 184.05 | 173.05 | 178.13 | 180.46 | 152.93 | 179.79 | 177.65 | 175.51 | 172.47 | 173.09 | 162.24 | 162.62 | 153.64
P5 |  |  |  | 63.5 | 136.5 | 103.5 | 150 | 160.5 | 143 | 152.5 | 155.5 | 128.5 | 157 | 150 | 147.5 | 148 | 144.5 | 134 | 134.5 | 123
P95 |  |  |  | 121.5 | 195 | 138.5 | 210 | 206.5 | 198 | 205.5 | 205 | 175.5 | 202.5 | 202.5 | 200 | 203 | 203.5 | 191.5 | 186.5 | 182.5
TOTALEMISSIONCOSTS - Emission Costs
MEAN | [9 empty] | 24658.0033 | 31794.8414 | 39787.4614 | 51778.9208 | 58129.8316 | 63680.7068 | 70128.7506 | 76102.7704 | 75442.2913 | 85015.0046 | 84672.555
P5 | [9 empty] | 15664.2766 | 19749.3226 | 23770.1291 | 31697.6582 | 35174.3574 | 38027.3296 | 43066.2004 | 48064.9396 | 43388.2629 | 51015.3393 | 52508.0398
P95 | [9 empty] | 33619.4315 | 45137.1054 | 57379.9076 | 73923.4944 | 81859.1697 | 86050.4755 | 102967.9764 | 110937.0853 | 104614.8651 | 119667.8601 | 128863.4172
VOMCOSTS - VOM Costs
MEAN |  |  |  | 13541.3484 | 11601.9857 | 10108.9877 | 6735.2954 | 5597.2328 | 4839.9476 | 5258.1296 | 5528.6709 | 5127.2283 | 5905.0227 | 5907.6641 | 5839.402 | 5921.0891 | 6106.3687 | 5778.2806 | 5854.5251 | 5579.2403
P5 |  |  |  | 12937.4419 | 10616.0601 | 9289.8726 | 6061.3261 | 4916.4884 | 4209.651 | 4670.3939 | 4994.3969 | 4490.4306 | 5203.4375 | 5160.2699 | 5311.1819 | 5313.8504 | 5322.496 | 4931.5401 | 5114.4294 | 4703.8032
P95 |  |  |  | 13979.385 | 12366.6036 | 10803.7188 | 7580.3915 | 6428.5429 | 5812.3543 | 5950.3571 | 6130.5563 | 5579.8016 | 6581.0348 | 6630.4649 | 6431.5355 | 6546.0607 | 7033.5314 | 6437.6159 | 6669.8833 | 6354.5472
15929: New 2023JAN 18V50DF_NG_B #1
CAPACITYFACTOR - Net Generation Capacity Factor
MEAN |  |  |  |  | 0.32188 | 0.22217 | 0.1601 | 0.1289 | 0.099229 | 0.10367 | 0.10983 | 0.10316 | 0.10521 | 0.10333 | 0.098759 | 0.10189 | 0.099969 | 0.0888 | 0.086236 | 0.075902
P5 |  |  |  |  | 0.25296 | 0.15631 | 0.10402 | 0.086505 | 0.062301 | 0.074454 | 0.082918 | 0.074555 | 0.07773 | 0.080446 | 0.075005 | 0.077083 | 0.08013 | 0.068856 | 0.066118 | 0.058575
P95 |  |  |  |  | 0.3961 | 0.29457 | 0.22126 | 0.18446 | 0.14339 | 0.1331 | 0.14169 | 0.12404 | 0.1313 | 0.12651 | 0.12388 | 0.1233 | 0.11916 | 0.10997 | 0.11059 | 0.094838
CO2EMISSIONS - CO2 Emissions
MEAN |  |  |  |  | 10382.5189 | 7108.4906 | 5110.3076 | 4101.3958 | 3147.0612 | 3332.6954 | 3497.4614 | 3279.1575 | 3377.3967 | 3262.1375 | 3150.9885 | 3275.9668 | 3196.0816 | 2843.1805 | 2754.9539 | 2409.579
P5 |  |  |  |  | 8127.341 | 4986.9415 | 3314.878 | 2742.2325 | 1970.6633 | 2390.4535 | 2636.6872 | 2365.0355 | 2493.3982 | 2521.7871 | 2384.792 | 2483.0515 | 2569.0991 | 2212.6428 | 2129.062 | 1852.0474
P95 |  |  |  |  | 12773.8098 | 9412.331 | 7098.761 | 5815.0572 | 4537.7728 | 4241.9685 | 4547.9596 | 3957.6373 | 4233.0802 | 3975.3171 | 3960.0674 | 3956.2704 | 3818.6949 | 3521.8989 | 3525.1682 | 3006.8534
FUELCONSUMED - Fuel Consumed
MEAN |  |  |  |  | 169259.0264 | 115881.6711 | 83299.6989 | 66857.7187 | 51304.8562 | 54320.8858 | 57010.3692 | 53451.7458 | 55058.0496 | 53170.3795 | 51367.581 | 53398.7205 | 52099.4124 | 46349.9518 | 44903.6668 | 39277.2358
P5 |  |  |  |  | 132507.5788 | 81296.1747 | 54033.4389 | 44701.6122 | 32126.615 | 38962.9075 | 42979.3148 | 38551.1418 | 40647.175 | 41103.216 | 38877.0055 | 40474.0896 | 41878.9535 | 36070.8319 | 34702.1021 | 30189.2163
P95 |  |  |  |  | 208237.1037 | 153439.333 | 115712.3805 | 94793.3824 | 73977.3355 | 69141.4504 | 74134.0076 | 64511.2685 | 69007.3306 | 64794.653 | 64557.2293 | 64487.766 | 62248.6485 | 57414.5194 | 57457.5789 | 49013.0805
FUELCOST - Fuel Cost
MEAN |  |  |  |  | 273438.5765 | 202359.3902 | 155282.6136 | 127877.5993 | 102845.7528 | 109838.6264 | 117884.832 | 112401.386 | 118120.1875 | 117039.9394 | 115152.5899 | 121907.3892 | 120690.1713 | 112170.5978 | 112156.2965 | 102282.2276
P5 |  |  |  |  | 147290.4336 | 98926.6668 | 70955.3319 | 65666.3314 | 46529.8826 | 57105.6247 | 68026.498 | 62941.688 | 67998.9803 | 70742.1471 | 66352.9094 | 69569.1402 | 76307.987 | 72643.8041 | 69468.5683 | 59857.6542
P95 |  |  |  |  | 436286.9143 | 344451.5557 | 266026.8004 | 231941.053 | 187736.6004 | 171016.7726 | 197353.9589 | 157419.8517 | 167126.5286 | 169570.4174 | 175187.6522 | 171823.0874 | 171747.5758 | 164227.0161 | 171347.9407 | 155735.3642
NETPOS - Net Position (MWh)
MEAN |  |  |  |  | 19819.1984 | 13620.5226 | 9785.6883 | 7848.599 | 6018.5914 | 6368.1406 | 6678.7993 | 6256.7806 | 6504.9598 | 6277.4617 | 6059.6415 | 6294.792 | 6137.285 | 5456.145 | 5282.1629 | 4617.049
P5 |  |  |  |  | 15481.3499 | 9557.4305 | 6347.6564 | 5247.9 | 3768.96 | 4567.75 | 5035.065 | 4512.6 | 4802.36 | 4852.8 | 4586.175 | 4771.2 | 4933.32 | 4246.125 | 4082.12 | 3548.75
P95 |  |  |  |  | 24388.3799 | 18030.3516 | 13593.1326 | 11125.8929 | 8677.0449 | 8105.68 | 8684.865 | 7551.36 | 8153.04 | 7649.9 | 7615.575 | 7602 | 7332.86 | 6758.625 | 6758.92 | 5761.5
NETREVENUE - Net Revenue $
MEAN |  |  |  |  | 65494.5146 | 86682.2903 | 66493.3739 | 55245.7809 | 41821.2977 | 52267.3986 | 53351.0807 | 51929.2352 | 56826.1369 | 56431.605 | 55514.7069 | 61026.3048 | 55016.1468 | 47439.8233 | 48732.2621 | 42229.519
P5 |  |  |  |  | -14696.2772 | 27525.8606 | 22236.5289 | 25437.555 | 17806.6635 | 23619.5963 | 24689.6246 | 25475.148 | 31718.8949 | 31793.7882 | 31920.0441 | 32835.0511 | 25747.2646 | 22837.7377 | 22938.5991 | 19950.1489
P95 |  |  |  |  | 167005.6508 | 166367.97 | 123637.9719 | 99896.866 | 78793.4343 | 86825.1682 | 94838.8509 | 79039.8134 | 83340.8483 | 85726.0538 | 91426.672 | 88902.4615 | 81615.5567 | 74977.6799 | 78290.8063 | 69536.3027
STARTS - Number Starts
MEAN |  |  |  |  | 148.31 | 140.09 | 116.32 | 101.07 | 86.08 | 87.08 | 94.44 | 90.7 | 91.91 | 89.98 | 87.8 | 86.99 | 87.87 | 79.51 | 77.74 | 70.03
P5 |  |  |  |  | 125 | 117.5 | 91.5 | 77 | 63.5 | 68 | 75 | 71 | 73 | 65 | 69 | 66 | 68 | 56 | 57 | 53
P95 |  |  |  |  | 173 | 165 | 137.5 | 123.5 | 111.5 | 105.5 | 114.5 | 109 | 107.5 | 109.5 | 106 | 102.5 | 106 | 94.5 | 98 | 86
TOTALEMISSIONCOSTS - Emission Costs
MEAN | [9 empty] | 19220.0521 | 25028.172 | 32602.3717 | 38684.577 | 42947.1854 | 46498.9804 | 54032.9098 | 56018.3595 | 53355.892 | 59045.1461 | 54351.3549
P5 | [9 empty] | 10110.3473 | 14203.3159 | 19304.0687 | 22082.1275 | 24201.2836 | 27238.004 | 32890.213 | 33035.673 | 28789.0045 | 33265.5088 | 31823.9215
P95 | [9 empty] | 29679.0305 | 36559.8693 | 47323.7342 | 54822.7889 | 64288.2241 | 67554.0254 | 79385.1395 | 80468.1367 | 78776.0926 | 90709.689 | 85322.9705
VOMCOSTS - VOM Costs
MEAN |  |  |  |  | 13477.0549 | 9534.3658 | 6947.8387 | 5650.9913 | 4453.7576 | 4776.1055 | 5142.6755 | 4880.2889 | 5203.9678 | 5147.5186 | 5029.5024 | 5350.5732 | 5339.4379 | 4801.4076 | 4753.9466 | 4247.6851
P5 |  |  |  |  | 10527.3179 | 6690.2013 | 4506.8361 | 3778.488 | 2789.0304 | 3425.8125 | 3877.0001 | 3519.828 | 3841.888 | 3979.296 | 3806.5253 | 4055.52 | 4291.9884 | 3736.59 | 3673.908 | 3264.85
P95 |  |  |  |  | 16584.0984 | 12621.2461 | 9651.1242 | 8010.6429 | 6421.0133 | 6079.26 | 6687.3461 | 5890.0608 | 6522.432 | 6272.918 | 6320.9272 | 6461.7 | 6379.5882 | 5947.59 | 6083.028 | 5300.58
15929: New 2023JAN 18V50DF_NG_B #10
CAPACITYFACTOR - Net Generation Capacity Factor
MEAN |  |  |  |  | 0.32469 | 0.22009 | 0.17036 | 0.13566 | 0.10763 | 0.11289 | 0.12578 | 0.1111 | 0.11281 | 0.11047 | 0.10544 | 0.10834 | 0.10711 | 0.094557 | 0.092034 | 0.081862
P5 |  |  |  |  | 0.2381 | 0.15387 | 0.12133 | 0.093441 | 0.074517 | 0.087107 | 0.098775 | 0.088289 | 0.091521 | 0.088382 | 0.082743 | 0.085468 | 0.084473 | 0.074289 | 0.070268 | 0.064909
P95 |  |  |  |  | 0.40448 | 0.28814 | 0.22435 | 0.18506 | 0.14796 | 0.14299 | 0.15231 | 0.13266 | 0.13696 | 0.131 | 0.13051 | 0.12792 | 0.12601 | 0.11534 | 0.11717 | 0.099848
CO2EMISSIONS - CO2 Emissions
MEAN |  |  |  |  | 10475.0663 | 7043.6374 | 5434.1063 | 4321.1106 | 3412.8961 | 3631.3695 | 3998.2977 | 3526.9364 | 3618.1445 | 3488.1711 | 3360.3317 | 3482.6432 | 3423.8926 | 3029.0076 | 2939.1526 | 2600.0131
P5 |  |  |  |  | 7672.6152 | 4903.5685 | 3834.6552 | 2972.9282 | 2353.4853 | 2807.6963 | 3149.2557 | 2794.6474 | 2942.7289 | 2784.4732 | 2649.6925 | 2754.0888 | 2695.8064 | 2365.3893 | 2251.2213 | 2065.5776
P95 |  |  |  |  | 13075.9142 | 9263.8728 | 7138.3257 | 5883.9097 | 4690.238 | 4585.659 | 4843.3381 | 4226.6872 | 4377.6886 | 4111.0383 | 4152.6011 | 4139.8764 | 4010.9405 | 3696.4663 | 3747.6727 | 3181.1638
FUELCONSUMED - Fuel Consumed
MEAN |  |  |  |  | 170777.8204 | 114824.4693 | 88577.8096 | 70439.3814 | 55638.6592 | 59189.105 | 65174.2515 | 57490.6697 | 58982.7147 | 56854.5386 | 54780.3121 | 56767.5883 | 55812.9645 | 49379.3325 | 47905.9675 | 42381.3976
P5 |  |  |  |  | 125094.9997 | 79937.6051 | 62505.8458 | 48462.224 | 38367.5469 | 45763.7059 | 51334.437 | 45554.0098 | 47972.2833 | 45384.801 | 43195.5768 | 44892.036 | 43944.4121 | 38560.9287 | 36693.2063 | 33669.8553
P95 |  |  |  |  | 213181.3898 | 151019.0359 | 116357.1673 | 95915.7068 | 76462.9016 | 74743.7174 | 78948.8238 | 68896.903 | 71364.7238 | 67006.8053 | 67695.9233 | 67480.5684 | 65382.4478 | 60260.3444 | 61084.233 | 51854.4185
FUELCOST - Fuel Cost
MEAN |  |  |  |  | 276517.8049 | 200902.3635 | 163687.9608 | 134193.3168 | 110781.5361 | 118520.1237 | 133108.7013 | 119735.54 | 125941.9205 | 124336.0099 | 122240.6597 | 129011.7562 | 128897.9422 | 119338.4411 | 119469.7118 | 109913.7339
P5 |  |  |  |  | 147157.8979 | 97432.271 | 81412.0578 | 70963.1669 | 57677.0942 | 68745.1643 | 80886.3616 | 72601.9195 | 79576.3436 | 81395.2865 | 74231.6493 | 77672.6498 | 76922.4874 | 78913.0975 | 76542.8062 | 64905.6906
P95 |  |  |  |  | 450640.0692 | 342439.3892 | 279409.0585 | 242884.5148 | 192420.2866 | 178633.6692 | 209092.4929 | 165617.6812 | 172918.7285 | 175352.8875 | 182123.2126 | 173922.7267 | 188001.3597 | 176139.8359 | 174538.3658 | 165744.2636
NETPOS - Net Position (MWh)
MEAN |  |  |  |  | 19970.6848 | 13496.6066 | 10405.557 | 8268.9202 | 6526.915 | 6938.839 | 7635.2045 | 6729.5028 | 6968.6297 | 6712.4532 | 6462.2122 | 6691.8859 | 6574.7396 | 5812.7525 | 5635.3332 | 4981.944
P5 |  |  |  |  | 14611.681 | 9396.6962 | 7342.4086 | 5689.39 | 4501.12 | 5365.03 | 6013.875 | 5332.32 | 5667.39 | 5358.3 | 5095.21 | 5292 | 5176.63 | 4539.25 | 4316.34 | 3957.9
P95 |  |  |  |  | 24919.6807 | 17744.9402 | 13668.965 | 11257.505 | 8968.68 | 8761.64 | 9248.925 | 8064.72 | 8431.56 | 7911.075 | 7985.835 | 7954.8 | 7702.02 | 7093.625 | 7185.535 | 6095.5
NETREVENUE - Net Revenue $
MEAN |  |  |  |  | 56632.5589 | 87111.0256 | 63202.8158 | 53558.7379 | 39080.4406 | 48975.1216 | 48391.6151 | 49596.1205 | 54831.4155 | 54913.9177 | 54921.5876 | 59343.2742 | 53267.3545 | 46882.8099 | 48138.5398 | 41197.5419
P5 |  |  |  |  | -8049.8455 | 30332.8538 | 18089.0888 | 23111.0019 | 13656.6383 | 20553.3638 | 17100.3336 | 20404.6691 | 26228.4533 | 29516.4322 | 31058.698 | 32745.2269 | 25881.1982 | 23090.882 | 21492.6096 | 18605.9982
P95 |  |  |  |  | 143195.94 | 162150.8778 | 120460.6153 | 99645.6663 | 76455.6678 | 83590.5958 | 93680.1537 | 79494.8954 | 82264.6687 | 82841.2182 | 89616.392 | 87100.4524 | 80741.9224 | 71869.8244 | 78700.3488 | 65531.0293
STARTS - Number Starts
MEAN |  |  |  |  | 150.47 | 137.9 | 123.93 | 104.44 | 90.76 | 93.8 | 104.05 | 93.17 | 95.26 | 91.51 | 88.6 | 89.14 | 90.07 | 80.99 | 78.79 | 73.12
P5 |  |  |  |  | 124.5 | 115 | 103 | 78.5 | 71.5 | 78 | 86 | 73.5 | 77 | 63.5 | 71 | 72 | 70.5 | 60.5 | 59.5 | 56
P95 |  |  |  |  | 176.5 | 164 | 142 | 126.5 | 109.5 | 111.5 | 122 | 110 | 111 | 110 | 110 | 106 | 106 | 98 | 100 | 89
TOTALEMISSIONCOSTS - Emission Costs
MEAN | [9 empty] | 20916.6199 | 28629.251 | 35090.7607 | 41491.6933 | 45858.3201 | 49679.1603 | 57441.2437 | 60017.4952 | 56882.0412 | 63049.4082 | 58674.6621
P5 | [9 empty] | 11675.6311 | 16594.2963 | 20272.8703 | 24024.9678 | 25085.7814 | 29249.2011 | 34922.8828 | 36339.3374 | 31851.3703 | 35619.9572 | 33572.8923
P95 | [9 empty] | 31230.974 | 41576.0598 | 50728.2479 | 58262.4858 | 66464.8943 | 72168.3838 | 81655.5404 | 85467.8138 | 83250.4552 | 96070.9145 | 89494.7011
VOMCOSTS - VOM Costs
MEAN |  |  |  |  | 13580.0657 | 9447.6246 | 7387.9455 | 5953.6225 | 4829.9171 | 5204.1293 | 5879.1075 | 5249.0122 | 5574.9038 | 5504.2116 | 5363.6361 | 5688.103 | 5720.0235 | 5115.2222 | 5071.7999 | 4583.3885
P5 |  |  |  |  | 9935.9431 | 6577.6874 | 5213.1101 | 4096.3608 | 3330.8288 | 4023.7725 | 4630.6838 | 4159.2096 | 4533.912 | 4393.806 | 4229.0243 | 4498.2 | 4503.6681 | 3994.54 | 3884.706 | 3641.268
P95 |  |  |  |  | 16945.3829 | 12421.4581 | 9704.9651 | 8105.4036 | 6636.8232 | 6571.23 | 7121.6722 | 6290.4816 | 6745.248 | 6487.0815 | 6628.2431 | 6761.58 | 6700.7574 | 6242.39 | 6466.9815 | 5607.86
15929: New 2023JAN 18V50DF_NG_B #2
CAPACITYFACTOR - Net Generation Capacity Factor
MEAN |  |  |  |  | 0.31645 | 0.22351 | 0.16157 | 0.12978 | 0.099994 | 0.10455 | 0.11117 | 0.10506 | 0.10626 | 0.1054 | 0.10026 | 0.10299 | 0.10118 | 0.089963 | 0.089204 | 0.078135
P5 |  |  |  |  | 0.23955 | 0.15666 | 0.10913 | 0.087422 | 0.063789 | 0.07426 | 0.083027 | 0.083028 | 0.079319 | 0.08491 | 0.072932 | 0.07881 | 0.082654 | 0.070683 | 0.069714 | 0.058702
P95 |  |  |  |  | 0.40249 | 0.29031 | 0.21743 | 0.18132 | 0.14564 | 0.13587 | 0.14441 | 0.1249 | 0.13296 | 0.12591 | 0.12685 | 0.1242 | 0.11863 | 0.10888 | 0.11481 | 0.095792
CO2EMISSIONS - CO2 Emissions
MEAN |  |  |  |  | 10199.3754 | 7147.7489 | 5154.0396 | 4137.8361 | 3170.7076 | 3360.2347 | 3530.9219 | 3339.5636 | 3404.4663 | 3327.3646 | 3197.5937 | 3312.0759 | 3236.7153 | 2876.4356 | 2846.1371 | 2478.2573
P5 |  |  |  |  | 7776.3708 | 5058.4775 | 3479.9163 | 2798.8182 | 2018.516 | 2376.5454 | 2667.0938 | 2642.7644 | 2515.3085 | 2692.5331 | 2323.5313 | 2526.7672 | 2656.4834 | 2260.6488 | 2216.3186 | 1865.1207
P95 |  |  |  |  | 12960.0922 | 9368.7532 | 6948.9293 | 5763.7085 | 4636.027 | 4354.9717 | 4609.1029 | 3961.9768 | 4276.9009 | 3962.1828 | 4043.207 | 4013.1008 | 3757.5259 | 3478.257 | 3625.5134 | 3054.7888
FUELCONSUMED - Fuel Consumed
MEAN |  |  |  |  | 166270.3012 | 116521.7644 | 84012.5454 | 67451.724 | 51690.3489 | 54769.7538 | 57555.8036 | 54436.3915 | 55499.352 | 54233.5249 | 52127.345 | 53987.305 | 52761.7836 | 46892.0814 | 46389.8839 | 40396.723
P5 |  |  |  |  | 126772.8807 | 82462.2774 | 56723.356 | 45624.0264 | 32906.7315 | 38736.2079 | 43474.9577 | 43078.2484 | 41004.3558 | 43886.2462 | 37878.3301 | 41186.6616 | 43303.4077 | 36853.4337 | 36124.3194 | 30402.3166
P95 |  |  |  |  | 211265.7708 | 152729.9724 | 113270.0989 | 93955.8294 | 75579.2772 | 70983.3333 | 75130.975 | 64582.0045 | 69721.6922 | 64580.5738 | 65912.5744 | 65414.1096 | 61251.5306 | 56703.0631 | 59093.1288 | 49794.4485
FUELCOST - Fuel Cost
MEAN |  |  |  |  | 269546.4799 | 203239.6126 | 156375.8832 | 128957.6052 | 103476.6789 | 110644.0564 | 118895.5601 | 113924.3964 | 118865.7207 | 119104.9979 | 116589.4224 | 123162.6459 | 122051.0066 | 113265.3461 | 115826.0504 | 104924.9103
P5 |  |  |  |  | 140771.0686 | 102785.0618 | 71899.0535 | 66281.7762 | 48436.3699 | 57119.2457 | 69963.8955 | 67016.6669 | 67771.2785 | 75030.7298 | 66574.9788 | 74007.3516 | 74685.4652 | 73812.5391 | 71030.7744 | 58806.3894
P95 |  |  |  |  | 434685.7168 | 345969.2032 | 274009.3648 | 232073.9664 | 190039.1703 | 175337.4801 | 198722.4436 | 164773.7641 | 170277.749 | 169257.7308 | 180281.4137 | 168329.8128 | 178869.8391 | 163134.0899 | 172421.64 | 156245.7499
NETPOS - Net Position (MWh)
MEAN |  |  |  |  | 19477.6566 | 13695.952 | 9869.4473 | 7918.329 | 6063.7953 | 6420.7941 | 6742.665 | 6372.0382 | 6557.0774 | 6402.9971 | 6149.2598 | 6364.176 | 6215.312 | 5519.9625 | 5456.9914 | 4748.645
P5 |  |  |  |  | 14846.8589 | 9694.0307 | 6663.5936 | 5356.19 | 3860.48 | 4541.0062 | 5093.13 | 5042.52 | 4844.56 | 5181.375 | 4468.365 | 4855.2 | 5101.12 | 4338.25 | 4249.42 | 3573.8
P95 |  |  |  |  | 24766.5143 | 17946.8388 | 13305.885 | 11028.64 | 8864.61 | 8321.61 | 8800.85 | 7559.64 | 8237.44 | 7624.625 | 7775.46 | 7711.2 | 7215.4 | 6674.875 | 6951.315 | 5853.35
NETREVENUE - Net Revenue $
MEAN |  |  |  |  | 68892.266 | 86238.4487 | 66266.5427 | 55263.6798 | 41261.2181 | 51866.441 | 53031.9439 | 51624.4601 | 56385.1598 | 56165.5204 | 55162.7258 | 60804.6108 | 54675.316 | 47280.8619 | 48518.1589 | 41741.798
P5 |  |  |  |  | -7205.7563 | 27183.8117 | 21824.8654 | 23430.7071 | 17622.8722 | 23720.8885 | 23436.7592 | 23234.5322 | 29893.6547 | 30195.8031 | 30750.5469 | 33564.1728 | 25697.4969 | 24561.8767 | 24275.1975 | 19104.4073
P95 |  |  |  |  | 161738.9732 | 164910.9984 | 122667.442 | 99600.7965 | 77067.5145 | 86081.8522 | 95638.1717 | 81181.0435 | 83666.2605 | 86196.4787 | 91886.3712 | 88602.847 | 81636.8858 | 73487.7609 | 78014.2671 | 66799.0971
STARTS - Number Starts
MEAN |  |  |  |  | 148.61 | 139.34 | 117.41 | 102.15 | 86.8 | 88.45 | 94.73 | 90.63 | 92.48 | 90.33 | 88.49 | 87.68 | 88.23 | 79.85 | 78.15 | 70.95
P5 |  |  |  |  | 119 | 114.5 | 92 | 76.5 | 64.5 | 70.5 | 74 | 71 | 73.5 | 63 | 70 | 68.5 | 70.5 | 57.5 | 58.5 | 54
P95 |  |  |  |  | 174.5 | 162 | 139.5 | 123.5 | 108.5 | 106 | 115.5 | 108 | 110.5 | 107.5 | 107 | 105.5 | 106 | 96.5 | 100 | 87.5
TOTALEMISSIONCOSTS - Emission Costs
MEAN | [9 empty] | 19373.0825 | 25274.5284 | 33162.733 | 39014.8348 | 43726.9036 | 47168.8109 | 54674.7995 | 56745.8755 | 53962.6 | 60995.5513 | 55909.6576
P5 | [9 empty] | 10331.0652 | 14377.3246 | 19806.0142 | 21649.9518 | 25183.9646 | 26907.3022 | 33860.2786 | 32341.6217 | 29791.0698 | 35437.7048 | 33776.5064
P95 | [9 empty] | 28767.2206 | 37412.0724 | 46254.4246 | 55341.5775 | 62530.1182 | 67295.3201 | 78044.4872 | 80294.8005 | 78245.9607 | 92521.8012 | 86209.1058
VOMCOSTS - VOM Costs
MEAN |  |  |  |  | 13244.8065 | 9587.1664 | 7007.3076 | 5701.1969 | 4487.2085 | 4815.5956 | 5191.8521 | 4970.1898 | 5245.6619 | 5250.4576 | 5103.8856 | 5409.5496 | 5407.3214 | 4857.567 | 4911.2923 | 4368.7534
P5 |  |  |  |  | 10095.8641 | 6785.8215 | 4731.1515 | 3856.4568 | 2856.7552 | 3405.7546 | 3921.7101 | 3933.1656 | 3875.648 | 4248.7275 | 3708.7429 | 4126.92 | 4437.9744 | 3817.66 | 3824.478 | 3287.896
P95 |  |  |  |  | 16841.2297 | 12562.7871 | 9447.1784 | 7940.6208 | 6559.8114 | 6241.2075 | 6776.6545 | 5896.5192 | 6589.952 | 6252.1925 | 6453.6318 | 6554.52 | 6277.398 | 5873.89 | 6256.1835 | 5385.082
15929: New 2023JAN 18V50DF_NG_B #3
CAPACITYFACTOR - Net Generation Capacity Factor
MEAN |  |  |  |  | 0.31285 | 0.22361 | 0.1639 | 0.13042 | 0.10096 | 0.10541 | 0.11285 | 0.10655 | 0.10721 | 0.10698 | 0.10151 | 0.10361 | 0.10243 | 0.091227 | 0.089938 | 0.079521
P5 |  |  |  |  | 0.24029 | 0.15977 | 0.11119 | 0.086968 | 0.065327 | 0.077679 | 0.084621 | 0.085831 | 0.082017 | 0.084597 | 0.075814 | 0.082201 | 0.083111 | 0.072509 | 0.070529 | 0.059947
P95 |  |  |  |  | 0.39469 | 0.29167 | 0.22277 | 0.18262 | 0.14578 | 0.13538 | 0.14407 | 0.12813 | 0.13298 | 0.127 | 0.12564 | 0.12657 | 0.1214 | 0.11039 | 0.11483 | 0.098573
CO2EMISSIONS - CO2 Emissions
MEAN |  |  |  |  | 10077.8816 | 7161.9412 | 5224.23 | 4155.1864 | 3199.4228 | 3387.4556 | 3586.9437 | 3383.5195 | 3435.8063 | 3375.6989 | 3238.6788 | 3326.7644 | 3275.3392 | 2919.7283 | 2870.3944 | 2525.4954
P5 |  |  |  |  | 7763.558 | 5108.5408 | 3542.0435 | 2777.0545 | 2075.0693 | 2473.0328 | 2675.7814 | 2733.8942 | 2616.0962 | 2661.8864 | 2415.4223 | 2636.0564 | 2643.3758 | 2317.3833 | 2246.8585 | 1904.3405
P95 |  |  |  |  | 12625.8978 | 9335.6485 | 7101.4505 | 5804.8927 | 4631.3425 | 4328.894 | 4547.9596 | 4061.7857 | 4246.2264 | 4001.5857 | 4025.7039 | 4048.0734 | 3901.7101 | 3561.1765 | 3695.3187 | 3115.7974
FUELCONSUMED - Fuel Consumed
MEAN |  |  |  |  | 164286.5514 | 116753.097 | 85156.7223 | 67734.5711 | 52158.4877 | 55213.4412 | 58468.9753 | 55152.8904 | 56010.2356 | 55021.3365 | 52797.1135 | 54226.7292 | 53391.3923 | 47597.846 | 46785.2603 | 41166.7256
P5 |  |  |  |  | 126558.3922 | 83278.5365 | 57736.5038 | 45269.2517 | 33828.6874 | 40308.8988 | 43616.5699 | 44563.7052 | 42647.3875 | 43386.728 | 39376.3432 | 42968.0916 | 43089.7395 | 37778.3269 | 36622.0955 | 31041.6177
P95 |  |  |  |  | 205830.3853 | 152189.8647 | 115756.2413 | 94627.0291 | 75502.6143 | 70558.2834 | 74134.0076 | 66208.9334 | 69221.639 | 65222.8115 | 65627.2386 | 65984.1672 | 63601.88 | 58054.83 | 60230.9027 | 50788.9167
FUELCOST - Fuel Cost
MEAN |  |  |  |  | 266950.4996 | 203831.1997 | 158375.1371 | 129304.4123 | 104276.0261 | 111470.9054 | 120373.638 | 115219.2744 | 119722.0147 | 120569.4989 | 117950.5439 | 123666.4055 | 123482.3758 | 114903.3932 | 116768.8315 | 106693.9346
P5 |  |  |  |  | 138881.4194 | 101525.3929 | 72322.3765 | 65175.1936 | 48895.3521 | 60662.2236 | 69257.951 | 70653.2978 | 71171.2002 | 79841.3136 | 67211.6956 | 72978.8422 | 77649.4838 | 75819.6458 | 72864.5795 | 60528.0329
P95 |  |  |  |  | 433213.4005 | 341930.9323 | 274070.6859 | 232319.0491 | 192759.1821 | 172560.1766 | 195537.5633 | 159123.4775 | 169016.6534 | 175363.1956 | 176656.5398 | 172036.2746 | 178728.6289 | 168919.3591 | 173492.7262 | 161129.5677
NETPOS - Net Position (MWh)
MEAN |  |  |  |  | 19253.8389 | 13723.0295 | 10003.7821 | 7951.538 | 6118.7655 | 6472.8112 | 6849.6763 | 6455.916 | 6617.4664 | 6496.0091 | 6228.2781 | 6392.4 | 6289.4796 | 5603.0425 | 5503.5008 | 4839.159
P5 |  |  |  |  | 14824.8218 | 9789.5407 | 6782.7829 | 5314.54 | 3968.64 | 4725.545 | 5109.72 | 5216.4 | 5038.68 | 5122.4 | 4645.08 | 5065.2 | 5075.95 | 4447.125 | 4307.975 | 3648.95
P95 |  |  |  |  | 24092.9666 | 17882.0459 | 13597.96 | 11107.845 | 8856.43 | 8271.78 | 8684.865 | 7750.08 | 8178.36 | 7700.45 | 7741.8 | 7778.4 | 7492.27 | 6834 | 7085.155 | 5970.25
NETREVENUE - Net Revenue $
MEAN |  |  |  |  | 71853.0977 | 86364.9023 | 65614.7594 | 54736.31 | 41009.9041 | 51283.0884 | 52248.4741 | 51496.8462 | 55803.4951 | 55502.6492 | 55510.7642 | 60477.1796 | 54676.8242 | 47351.9353 | 48337.3864 | 41575.6128
P5 |  |  |  |  | -2138.3687 | 27637.2073 | 21488.0066 | 24215.0809 | 16355.0599 | 22052.5768 | 21936.0067 | 23709.4842 | 29475.3177 | 31325.2002 | 30275.3616 | 33515.8855 | 24979.8379 | 22958.5194 | 23615.5958 | 18980.6313
P95 |  |  |  |  | 165319.3905 | 163561.9411 | 123317.8375 | 95819.8425 | 79360.3446 | 84686.4908 | 95041.0362 | 82609.0381 | 83142.9654 | 84807.3043 | 87312.2183 | 87971.1552 | 83386.9996 | 72933.602 | 79281.3453 | 70374.0124
STARTS - Number Starts
MEAN |  |  |  |  | 148.01 | 139.91 | 119.25 | 102.49 | 86.68 | 89.31 | 96.42 | 91.42 | 93.6 | 90.96 | 88.63 | 88.26 | 87.94 | 80.1 | 78.49 | 71.83
P5 |  |  |  |  | 120 | 114.5 | 96.5 | 78.5 | 66.5 | 71 | 79 | 72.5 | 75 | 66.5 | 72 | 67 | 69 | 59 | 60 | 55
P95 |  |  |  |  | 172 | 166.5 | 141.5 | 124.5 | 108 | 107 | 116.5 | 108 | 110.5 | 109 | 110 | 106.5 | 107 | 95.5 | 99 | 88.5
TOTALEMISSIONCOSTS - Emission Costs
MEAN | [9 empty] | 19546.288 | 25657.714 | 33608.9193 | 39387.8396 | 44334.7721 | 47825.4254 | 54862.49 | 57369.9744 | 54845.6497 | 61608.9109 | 57057.5389
P5 | [9 empty] | 10527.3684 | 14711.985 | 20254.2361 | 21580.2687 | 24379.2212 | 27497.5086 | 34435.6498 | 33681.0077 | 30594.223 | 34328.3928 | 31960.2329
P95 | [9 empty] | 29205.5322 | 37738.9216 | 46474.7292 | 54607.3901 | 64798.2651 | 69385.9518 | 78582.7554 | 82012.7211 | 78889.2169 | 94202.8322 | 89461.8843
VOMCOSTS - VOM Costs
MEAN |  |  |  |  | 13092.6104 | 9606.1206 | 7102.6853 | 5725.1074 | 4527.8865 | 4854.6084 | 5274.2508 | 5035.6145 | 5293.9731 | 5326.7275 | 5169.4708 | 5433.54 | 5471.8473 | 4930.6774 | 4953.1507 | 4452.0263
P5 |  |  |  |  | 10080.8788 | 6852.6785 | 4815.7758 | 3826.4688 | 2936.7936 | 3544.1588 | 3934.4844 | 4068.792 | 4030.944 | 4200.368 | 3855.4164 | 4305.42 | 4416.0765 | 3913.47 | 3877.1775 | 3357.034
P95 |  |  |  |  | 16383.2173 | 12517.4321 | 9654.5516 | 7997.6484 | 6553.7582 | 6203.835 | 6687.3461 | 6045.0624 | 6542.688 | 6314.369 | 6425.694 | 6611.64 | 6518.2749 | 6013.92 | 6376.6395 | 5492.63
15929: New 2023JAN 18V50DF_NG_B #4
CAPACITYFACTOR - Net Generation Capacity Factor
MEAN |  |  |  |  | 0.31277 | 0.22365 | 0.16674 | 0.13206 | 0.10208 | 0.10558 | 0.11333 | 0.1081 | 0.11091 | 0.11001 | 0.10424 | 0.1051 | 0.10459 | 0.093056 | 0.091554 | 0.080758
P5 |  |  |  |  | 0.23394 | 0.15992 | 0.1217 | 0.090059 | 0.068299 | 0.076859 | 0.082532 | 0.086974 | 0.085414 | 0.086779 | 0.077289 | 0.082971 | 0.086265 | 0.072989 | 0.071104 | 0.064468
P95 |  |  |  |  | 0.38823 | 0.29355 | 0.22435 | 0.18636 | 0.14806 | 0.136 | 0.14573 | 0.12923 | 0.13324 | 0.13105 | 0.12792 | 0.12596 | 0.12385 | 0.11417 | 0.11546 | 0.096247
CO2EMISSIONS - CO2 Emissions
MEAN |  |  |  |  | 10076.6106 | 7140.8042 | 5320.4811 | 4206.7461 | 3237.1339 | 3394.3174 | 3601.0705 | 3431.8479 | 3553.3402 | 3470.7846 | 3322.6597 | 3380.185 | 3346.1205 | 2976.6373 | 2924.2318 | 2564.2795
P5 |  |  |  |  | 7520.264 | 5101.979 | 3881.8785 | 2881.5205 | 2170.7748 | 2473.0328 | 2619.312 | 2746.9127 | 2743.1762 | 2718.8017 | 2450.4285 | 2684.1437 | 2748.237 | 2330.4758 | 2259.947 | 2035.0733
P95 |  |  |  |  | 12543.4555 | 9367.0163 | 7148.8467 | 5962.227 | 4681.6268 | 4368.0105 | 4623.4307 | 4057.4462 | 4250.6085 | 4119.7945 | 4091.3404 | 4034.9587 | 3945.4022 | 3617.911 | 3686.593 | 3063.5043
FUELCONSUMED - Fuel Consumed
MEAN |  |  |  |  | 164265.4319 | 116408.3956 | 86725.5874 | 68575.1137 | 52773.2805 | 55325.2949 | 58699.2536 | 55940.6902 | 57926.2695 | 56571.1554 | 54166.1841 | 55097.4922 | 54545.2002 | 48525.585 | 47662.7684 | 41798.9233
P5 |  |  |  |  | 122599.8223 | 83171.0127 | 63275.7706 | 46972.1703 | 35388.9203 | 40308.8988 | 42696.0904 | 44775.9133 | 44719.0362 | 44314.4048 | 39947.0148 | 43751.9208 | 44799.0846 | 37991.7637 | 36835.4281 | 33172.6211
P95 |  |  |  |  | 204477.2977 | 152700.9986 | 116529.1082 | 97192.3139 | 76322.7337 | 71195.8583 | 75364.2263 | 66138.1974 | 69293.0752 | 67149.5247 | 66697.2479 | 65770.3956 | 64314.1071 | 58979.7231 | 60088.6809 | 49936.5154
FUELCOST - Fuel Cost
MEAN |  |  |  |  | 266837.5409 | 203112.6275 | 160506.0098 | 130954.3861 | 105551.642 | 111823.5204 | 121117.0215 | 116688.6816 | 123517.9695 | 123436.5685 | 120700.1678 | 125194.8889 | 125785.98 | 116964.0482 | 118703.0662 | 107962.3298
P5 |  |  |  |  | 133891.3843 | 102060.8748 | 80920.3764 | 66414.5116 | 52499.8754 | 58750.8043 | 70927.4639 | 73658.8555 | 74732.9321 | 79363.4105 | 71284.6074 | 79373.8301 | 77399.3281 | 78723.0849 | 76120.2407 | 63709.9703
P95 |  |  |  |  | 437041.5207 | 349219.9351 | 281385.7683 | 243214.0823 | 196470.9628 | 175200.6829 | 200312.4668 | 165384.0627 | 172199.4334 | 172846.3421 | 181008.8208 | 172402.8275 | 177451.0171 | 166748.2546 | 177931.9205 | 158987.0092
NETPOS - Net Position (MWh)
MEAN |  |  |  |  | 19252.2385 | 13682.9693 | 10188.1408 | 8050.0284 | 6190.8627 | 6485.8883 | 6876.6129 | 6548.0759 | 6843.8244 | 6679.003 | 6389.7576 | 6495.048 | 6425.3976 | 5712.2525 | 5606.7249 | 4913.474
P5 |  |  |  |  | 14350.9048 | 9777.3827 | 7433.5464 | 5514.46 | 4151.68 | 4725.545 | 5001.885 | 5241.24 | 5283.44 | 5231.925 | 4712.4 | 5157.6 | 5277.31 | 4472.25 | 4333.07 | 3899.45
P95 |  |  |  |  | 23971.3458 | 17945.7076 | 13687.7747 | 11407.3767 | 8951.3839 | 8346.525 | 8828.461 | 7741.8 | 8186.8 | 7927.925 | 7868.025 | 7753.2 | 7576.17 | 6942.875 | 7068.425 | 5870.05
NETREVENUE - Net Revenue $
MEAN |  |  |  |  | 71735.6446 | 86086.8012 | 64856.5747 | 54496.4818 | 40770.498 | 51575.3602 | 52300.1728 | 50581.8059 | 55156.881 | 55096.5373 | 54756.1437 | 60404.5502 | 54310.8863 | 46753.517 | 47972.7641 | 41352.5429
P5 |  |  |  |  | 5025.6689 | 27848.6572 | 19438.9043 | 22210.564 | 17328.4581 | 22885.3702 | 23055.9342 | 22902.886 | 30089.9361 | 31079.6985 | 28540.5375 | 31369.396 | 25002.4017 | 22571.7988 | 22790.5248 | 18775.3918
P95 |  |  |  |  | 163983.6478 | 161710.8092 | 123824.276 | 99429.1191 | 78441.2455 | 86100.3452 | 93404.8221 | 79330.6257 | 83475.3035 | 84111.234 | 89929.2111 | 88873.9346 | 83265.2694 | 74112.9775 | 78767.7926 | 67663.2073
STARTS - Number Starts
MEAN |  |  |  |  | 147.92 | 139.03 | 122.17 | 102.99 | 88.31 | 88.38 | 95.4 | 92.26 | 93.79 | 91.55 | 89.17 | 88.52 | 89.5 | 80.33 | 79.6 | 72.52
P5 |  |  |  |  | 121.5 | 116.5 | 102.5 | 78.5 | 64.5 | 72 | 78.5 | 76 | 75 | 67.5 | 70 | 68.5 | 70 | 57.5 | 57.5 | 58
P95 |  |  |  |  | 169.5 | 164.5 | 142.5 | 126 | 112.5 | 105 | 117.5 | 108.5 | 110.5 | 113.5 | 108 | 104 | 107.5 | 97 | 100 | 88.5
TOTALEMISSIONCOSTS - Emission Costs
MEAN | [9 empty] | 19578.6661 | 25781.8182 | 34108.8771 | 40688.8367 | 45602.5671 | 49044.0863 | 55773.1795 | 58619.157 | 55843.1263 | 62720.258 | 57913.7145
P5 | [9 empty] | 10412.0392 | 14589.9253 | 20606.2956 | 23888.2462 | 25750.8619 | 28150.2559 | 34730.3056 | 36104.0821 | 30574.1795 | 36465.9574 | 33519.0639
P95 | [9 empty] | 29457.3267 | 37459.9494 | 48787.3385 | 55697.7072 | 67421.8701 | 70479.5161 | 81794.4294 | 82767.0447 | 83019.1852 | 93572.3734 | 88780.6175
VOMCOSTS - VOM Costs
MEAN |  |  |  |  | 13091.5222 | 9578.0785 | 7233.58 | 5796.0205 | 4581.2384 | 4864.4162 | 5294.9919 | 5107.4992 | 5475.0595 | 5476.7825 | 5303.4988 | 5520.7908 | 5590.0959 | 5026.7822 | 5046.0524 | 4520.3961
P5 |  |  |  |  | 9758.6153 | 6844.1679 | 5277.8179 | 3970.4112 | 3072.2432 | 3544.1588 | 3851.4515 | 4088.1672 | 4226.752 | 4290.1785 | 3911.292 | 4383.96 | 4591.2597 | 3935.58 | 3899.763 | 3587.494
P95 |  |  |  |  | 16300.5152 | 12561.9953 | 9718.32 | 8213.3112 | 6624.0241 | 6259.8938 | 6797.915 | 6038.604 | 6549.44 | 6500.8985 | 6530.4608 | 6590.22 | 6591.2679 | 6109.73 | 6361.5825 | 5400.446
15929: New 2023JAN 18V50DF_NG_B #5
CAPACITYFACTOR - Net Generation Capacity Factor
MEAN |  |  |  |  | 0.31225 | 0.22402 | 0.16549 | 0.13135 | 0.1009 | 0.10516 | 0.11387 | 0.10791 | 0.1094 | 0.10877 | 0.10322 | 0.10491 | 0.10391 | 0.091952 | 0.091205 | 0.080931
P5 |  |  |  |  | 0.23573 | 0.15784 | 0.11316 | 0.088478 | 0.065663 | 0.07574 | 0.085627 | 0.086772 | 0.08755 | 0.086699 | 0.077908 | 0.082556 | 0.085847 | 0.073509 | 0.070412 | 0.061625
P95 |  |  |  |  | 0.39857 | 0.29768 | 0.21907 | 0.18626 | 0.14265 | 0.13462 | 0.14447 | 0.12697 | 0.13393 | 0.12806 | 0.12788 | 0.12312 | 0.12114 | 0.11054 | 0.11652 | 0.097868
CO2EMISSIONS - CO2 Emissions
MEAN |  |  |  |  | 10061.167 | 7155.7596 | 5277.9911 | 4180.0106 | 3198.8728 | 3385.5621 | 3618.8272 | 3425.5327 | 3505.0902 | 3431.3008 | 3296.0013 | 3370.3053 | 3319.7305 | 2941.462 | 2912.5394 | 2570.4675
P5 |  |  |  |  | 7598.307 | 5049.485 | 3595.1438 | 2824.9347 | 2081.7618 | 2438.2626 | 2697.5004 | 2746.9127 | 2813.2893 | 2736.3141 | 2463.5558 | 2653.5427 | 2722.0217 | 2365.3893 | 2242.4956 | 1952.2759
P95 |  |  |  |  | 12791.805 | 9492.1357 | 7014.2955 | 5964.7115 | 4552.7037 | 4341.9329 | 4634.8357 | 4022.73 | 4303.1934 | 4069.6129 | 4082.5889 | 3947.5273 | 3853.6487 | 3561.1765 | 3721.4957 | 3102.7241
FUELCONSUMED - Fuel Consumed
MEAN |  |  |  |  | 164013.2825 | 116652.3227 | 86033.0033 | 68139.2212 | 52149.5163 | 55182.5806 | 58988.6922 | 55837.7296 | 57139.6993 | 55927.6053 | 53731.5883 | 54936.4509 | 54115.0151 | 47952.1513 | 47472.1913 | 41899.7908
P5 |  |  |  |  | 123866.787 | 82315.6283 | 58601.928 | 46049.7561 | 33937.9385 | 39742.1657 | 43970.6005 | 44775.9133 | 45862.0147 | 44599.8438 | 40161.0167 | 43253.1204 | 44371.7483 | 38560.9287 | 36550.9846 | 31822.9856
P95 |  |  |  |  | 208524.8524 | 154742.0203 | 114335.5885 | 97231.8834 | 74220.3168 | 70770.8084 | 75550.13 | 65572.3091 | 70150.3091 | 66331.7594 | 66554.58 | 64345.2516 | 62818.4302 | 58054.83 | 60657.5678 | 50575.8164
FUELCOST - Fuel Cost
MEAN |  |  |  |  | 266754.0286 | 203691.3734 | 159469.8604 | 130158.7984 | 104134.9958 | 111275.2478 | 121517.6691 | 116401.3676 | 122006.5406 | 122219.1891 | 119876.3912 | 124971.2212 | 124712.0755 | 115599.7341 | 118240.3188 | 108253.7656
P5 |  |  |  |  | 138086.5477 | 101832.0425 | 77117.2877 | 66102.7164 | 49560.5411 | 59151.5387 | 71822.1665 | 71650.8205 | 76988.7136 | 76790.677 | 67827.9295 | 74446.3676 | 78879.0088 | 76093.2525 | 73719.726 | 63556.7264
P95 |  |  |  |  | 440136.397 | 355050.4623 | 271055.5248 | 237087.595 | 187658.8464 | 173470.6888 | 200747.5039 | 166258.4905 | 174988.5278 | 170178.4271 | 177185.4643 | 165801.1335 | 173888.6478 | 166828.7823 | 172174.6952 | 162634.4499
NETPOS - Net Position (MWh)
MEAN |  |  |  |  | 19223.5199 | 13711.4885 | 10106.7814 | 7999.0307 | 6117.7081 | 6469.1799 | 6910.5616 | 6536.0636 | 6750.9014 | 6603.0066 | 6338.5146 | 6476.064 | 6374.722 | 5644.75 | 5584.3067 | 4925.331
P5 |  |  |  |  | 14513.1655 | 9676.7435 | 6884.625 | 5406.17 | 3981.05 | 4659.105 | 5151.195 | 5241.24 | 5418.48 | 5265.625 | 4737.645 | 5098.8 | 5226.97 | 4539.25 | 4299.61 | 3740.8
P95 |  |  |  |  | 24437.3822 | 18180.9772 | 13431.06 | 11414.2997 | 8706.81 | 8296.695 | 8850.765 | 7675.56 | 8288.08 | 7830.965 | 7851.195 | 7585.2 | 7399.98 | 6834 | 7135.345 | 5945.2
NETREVENUE - Net Revenue $
MEAN |  |  |  |  | 72723.507 | 86299.6476 | 65052.0753 | 54718.9082 | 41388.1041 | 51387.965 | 52152.4898 | 50528.4718 | 55719.5713 | 55045.2043 | 54622.8968 | 60423.7863 | 54336.8507 | 47011.8246 | 48178.9171 | 40949.7977
P5 |  |  |  |  | 2927.5781 | 25037.1701 | 18828.9841 | 23808.3632 | 16656.0307 | 23130.8673 | 22698.769 | 23019.8036 | 29838.3628 | 29941.0512 | 30599.4704 | 33438.6525 | 24018.0113 | 22512.0319 | 23398.2035 | 16946.8232
P95 |  |  |  |  | 163030.7117 | 164969.3586 | 121245.1924 | 98224.1221 | 79311.3189 | 86001.5269 | 95614.3728 | 80478.4091 | 83305.0977 | 83678.3784 | 88567.5521 | 88911.9659 | 82465.882 | 73935.2815 | 76649.6617 | 67256.9492
STARTS - Number Starts
MEAN |  |  |  |  | 147.9 | 139.38 | 120.52 | 102.08 | 87.08 | 88.58 | 96.38 | 92.58 | 94.13 | 91.46 | 89.03 | 88 | 89.42 | 80.32 | 79.67 | 72.65
P5 |  |  |  |  | 121 | 117 | 95.5 | 78 | 65.5 | 69 | 78.5 | 76.5 | 74.5 | 65.5 | 72 | 70 | 70 | 61 | 56.5 | 55.5
P95 |  |  |  |  | 175 | 166.5 | 143.5 | 124.5 | 109.5 | 106.5 | 118 | 109 | 111 | 111 | 109.5 | 105 | 104 | 95.5 | 101.5 | 89
TOTALEMISSIONCOSTS - Emission Costs
MEAN | [9 empty] | 19542.6151 | 25890.4587 | 34059.1232 | 40178.7516 | 45103.096 | 48621.2344 | 55624.5508 | 58132.8358 | 55176.9942 | 62457.2411 | 58014.4807
P5 | [9 empty] | 10273.5253 | 14687.576 | 20203.7707 | 21887.1543 | 25003.588 | 28895.8231 | 34008.2607 | 35955.5607 | 29995.546 | 34676.7651 | 33686.4982
P95 | [9 empty] | 29803.3761 | 37946.7719 | 48201.6819 | 55202.0603 | 66157.0562 | 69210.797 | 80048.3597 | 83209.5128 | 80548.9143 | 93965.2559 | 87801.6076
VOMCOSTS - VOM Costs
MEAN |  |  |  |  | 13071.9936 | 9598.0419 | 7175.8148 | 5759.3021 | 4527.104 | 4851.8849 | 5321.1324 | 5098.1296 | 5400.7211 | 5414.4654 | 5260.9671 | 5504.6544 | 5546.0081 | 4967.38 | 5025.876 | 4531.3045
P5 |  |  |  |  | 9868.9525 | 6773.7204 | 4888.0837 | 3892.4424 | 2945.977 | 3494.3288 | 3966.4201 | 4088.1672 | 4334.784 | 4317.8125 | 3932.2454 | 4333.98 | 4547.4639 | 3994.54 | 3869.649 | 3441.536
P95 |  |  |  |  | 16617.4199 | 12726.6841 | 9536.0526 | 8218.2958 | 6443.0394 | 6222.5212 | 6815.089 | 5986.9368 | 6630.464 | 6421.3913 | 6516.4919 | 6447.42 | 6437.9826 | 6013.92 | 6421.8105 | 5469.584
15929: New 2023JAN 18V50DF_NG_B #6
CAPACITYFACTOR - Net Generation Capacity Factor
MEAN |  |  |  |  | 0.31375 | 0.22282 | 0.16768 | 0.13175 | 0.10386 | 0.10622 | 0.11309 | 0.10812 | 0.11102 | 0.11065 | 0.10474 | 0.10572 | 0.1046 | 0.09251 | 0.090626 | 0.080812
P5 |  |  |  |  | 0.23289 | 0.15652 | 0.11769 | 0.090091 | 0.069504 | 0.077163 | 0.08554 | 0.087027 | 0.087645 | 0.087677 | 0.081755 | 0.087977 | 0.085331 | 0.075133 | 0.070597 | 0.063981
P95 |  |  |  |  | 0.40196 | 0.29416 | 0.22633 | 0.1843 | 0.14659 | 0.13947 | 0.14872 | 0.12418 | 0.13227 | 0.13116 | 0.12698 | 0.12541 | 0.12389 | 0.11012 | 0.11405 | 0.098311
CO2EMISSIONS - CO2 Emissions
MEAN |  |  |  |  | 10098.6003 | 7126.433 | 5350.5058 | 4196.8178 | 3291.3374 | 3414.2946 | 3592.3252 | 3436.722 | 3560.311 | 3495.0265 | 3337.4498 | 3394.0866 | 3342.7125 | 2959.7916 | 2894.9135 | 2567.5042
P5 |  |  |  |  | 7576.4605 | 5009.6895 | 3773.8115 | 2837.993 | 2212.2692 | 2455.6477 | 2701.8442 | 2772.9498 | 2800.1431 | 2775.717 | 2599.2045 | 2832.7771 | 2739.4985 | 2404.667 | 2268.6726 | 2035.0733
P95 |  |  |  |  | 12913.508 | 9468.0513 | 7208.0498 | 5872.5273 | 4637.7007 | 4465.9691 | 4717.6979 | 3931.6002 | 4219.934 | 4154.8193 | 4069.4616 | 4004.3577 | 3958.5099 | 3530.6272 | 3651.6904 | 3128.8707
FUELCONSUMED - Fuel Consumed
MEAN |  |  |  |  | 164623.514 | 116174.2685 | 87215.0686 | 68413.2273 | 53656.9601 | 55650.899 | 58556.7342 | 56020.1142 | 58039.911 | 56966.2917 | 54407.2928 | 55324.0901 | 54489.6465 | 48250.9629 | 47184.9034 | 41851.4881
P5 |  |  |  |  | 123517.5771 | 81667.1204 | 61514.2662 | 46262.6209 | 36065.5289 | 40025.5322 | 44041.4066 | 45200.3296 | 45647.7062 | 45242.0815 | 42372.3693 | 46174.6656 | 44656.6392 | 39201.2394 | 36977.6498 | 33172.6211
P95 |  |  |  |  | 210508.2881 | 154347.7812 | 117493.6895 | 95729.7029 | 75606.1222 | 72792.6837 | 76901.1279 | 64086.8522 | 68793.0221 | 67720.4027 | 66340.5782 | 65271.5952 | 64527.7753 | 57556.8106 | 59519.794 | 51002.0171
FUELCOST - Fuel Cost
MEAN |  |  |  |  | 267628.6772 | 202973.9939 | 161451.4685 | 130431.6125 | 107157.9733 | 112290.2162 | 121014.2691 | 116817.7468 | 123806.6707 | 124342.729 | 121107.6455 | 125731.4549 | 125504.0225 | 116293.8322 | 117512.1208 | 108240.4513
P5 |  |  |  |  | 135659.3795 | 102268.4454 | 81687.6785 | 66483.2716 | 52711.2322 | 59579.6684 | 67552.1739 | 71279.745 | 75236.8254 | 82180.9685 | 75687.2646 | 76707.1319 | 79858.9761 | 78148.7122 | 76273.2901 | 65349.2658
P95 |  |  |  |  | 442193.5518 | 348095.3286 | 278792.0623 | 233350.9478 | 191647.0954 | 176954.9151 | 200625.3211 | 160542.5625 | 171317.9878 | 170592.1624 | 180876.9904 | 170580.401 | 179698.6204 | 169056.2448 | 175063.4254 | 161421.9946
NETPOS - Net Position (MWh)
MEAN |  |  |  |  | 19294.7801 | 13655.3623 | 10245.4939 | 8031.1963 | 6294.4443 | 6524.0752 | 6859.8512 | 6557.4288 | 6857.2426 | 6725.6504 | 6418.2003 | 6521.76 | 6418.8534 | 5679.925 | 5550.5121 | 4919.653
P5 |  |  |  |  | 14456.0307 | 9600.3666 | 7226.77 | 5431.16 | 4230.65 | 4692.325 | 5159.49 | 5290.92 | 5393.16 | 5341.45 | 4998.51 | 5443.2 | 5260.53 | 4614.625 | 4349.8 | 3899.45
P95 |  |  |  |  | 24674.0649 | 18138.6453 | 13802.485 | 11236.89 | 8868.98 | 8533.32 | 9008.225 | 7501.68 | 8127.72 | 7995.325 | 7825.95 | 7694.4 | 7601.34 | 6775.375 | 7001.505 | 5995.3
NETREVENUE - Net Revenue $
MEAN |  |  |  |  | 71372.3489 | 86474.0727 | 64301.1108 | 54446.0074 | 40538.1068 | 51217.3896 | 52431.4036 | 50932.6006 | 55224.0338 | 55046.5308 | 54745.7642 | 59843.0972 | 53920.7046 | 46544.5 | 48195.3623 | 41278.3337
P5 |  |  |  |  | 3528.5569 | 26582.6646 | 17672.4114 | 23919.1779 | 15504.0818 | 23715.5681 | 22626.4989 | 21702.5631 | 29255.6781 | 30049.9994 | 29518.886 | 33163.7209 | 24811.902 | 22870.7411 | 23795.8048 | 17463.9492
P95 |  |  |  |  | 156562.1542 | 160896.2727 | 121265.6471 | 100307.2395 | 78527.3734 | 84435.5249 | 95075.1928 | 81388.9728 | 82877.5856 | 85798.3089 | 92140.6473 | 87687.6221 | 80752.6495 | 73434.4325 | 78390.6963 | 67491.9997
STARTS - Number Starts
MEAN |  |  |  |  | 146.88 | 138.21 | 122.88 | 102.92 | 88.77 | 89.01 | 94.95 | 92.42 | 94.13 | 92.58 | 89.43 | 88.78 | 89.77 | 80.2 | 79.12 | 72.8
P5 |  |  |  |  | 119.5 | 115 | 101 | 80 | 68 | 70.5 | 74.5 | 74 | 77 | 68 | 71.5 | 67.5 | 73 | 58 | 57.5 | 56
P95 |  |  |  |  | 171.5 | 167 | 142.5 | 127 | 112.5 | 106 | 115.5 | 110.5 | 110 | 109 | 111.5 | 106 | 105.5 | 95.5 | 100 | 90
TOTALEMISSIONCOSTS - Emission Costs
MEAN | [9 empty] | 19675.7215 | 25697.008 | 34107.5162 | 40839.5928 | 45894.1372 | 49274.9058 | 55947.4914 | 58467.7139 | 55410.9367 | 62062.2245 | 57977.4295
P5 | [9 empty] | 10515.292 | 14395.7246 | 20752.8902 | 23091.585 | 26123.1503 | 28394.2638 | 35980.5086 | 37419.1459 | 31671.4599 | 35683.4533 | 33905.2276
P95 | [9 empty] | 29025.6014 | 37285.4526 | 46377.7707 | 56292.0641 | 66323.4146 | 69475.7589 | 83901.9114 | 82206.8344 | 79099.726 | 94935.9113 | 88954.656
VOMCOSTS - VOM Costs
MEAN |  |  |  |  | 13120.4505 | 9558.7536 | 7274.3007 | 5782.4613 | 4657.8888 | 4893.0564 | 5282.0854 | 5114.7945 | 5485.7941 | 5515.0333 | 5327.1062 | 5543.496 | 5584.4025 | 4998.334 | 4995.4609 | 4526.0808
P5 |  |  |  |  | 9830.1009 | 6720.2566 | 5131.0067 | 3910.4352 | 3130.681 | 3519.2438 | 3972.8073 | 4126.9176 | 4314.528 | 4379.989 | 4148.7633 | 4626.72 | 4576.6611 | 4060.87 | 3914.82 | 3587.494
P95 |  |  |  |  | 16778.3641 | 12697.0517 | 9799.7643 | 8090.5608 | 6563.0452 | 6399.99 | 6936.3332 | 5851.3104 | 6502.176 | 6556.1665 | 6495.5385 | 6540.24 | 6613.1658 | 5962.33 | 6301.3545 | 5515.676
15929: New 2023JAN 18V50DF_NG_B #7
CAPACITYFACTOR - Net Generation Capacity Factor
MEAN |  |  |  |  | 0.31486 | 0.22263 | 0.16927 | 0.13273 | 0.10477 | 0.10719 | 0.11388 | 0.10827 | 0.11167 | 0.11154 | 0.10495 | 0.10646 | 0.10491 | 0.093401 | 0.09042 | 0.080711
P5 |  |  |  |  | 0.23889 | 0.15479 | 0.12203 | 0.090984 | 0.071646 | 0.080341 | 0.089366 | 0.08169 | 0.085228 | 0.088809 | 0.080896 | 0.088235 | 0.085577 | 0.073678 | 0.069315 | 0.064008
P95 |  |  |  |  | 0.38988 | 0.29166 | 0.22479 | 0.18549 | 0.14629 | 0.1364 | 0.14496 | 0.13016 | 0.13359 | 0.13214 | 0.12861 | 0.12708 | 0.12476 | 0.11001 | 0.11632 | 0.098888
CO2EMISSIONS - CO2 Emissions
MEAN |  |  |  |  | 10141.9669 | 7111.6322 | 5401.8526 | 4228.4299 | 3317.9395 | 3447.2483 | 3617.6121 | 3436.6885 | 3579.8955 | 3519.4353 | 3346.3293 | 3420.7532 | 3350.0528 | 2994.2687 | 2888.282 | 2561.9263
P5 |  |  |  |  | 7721.9232 | 4980.441 | 3876.1795 | 2894.5788 | 2244.729 | 2576.2683 | 2836.5021 | 2590.6902 | 2730.03 | 2828.2542 | 2590.453 | 2832.7771 | 2722.0217 | 2347.9326 | 2194.5045 | 2030.7155
P95 |  |  |  |  | 12605.1055 | 9346.485 | 7199.003 | 5914.0453 | 4606.648 | 4381.0494 | 4611.1098 | 4135.5574 | 4272.5189 | 4198.6003 | 4091.3404 | 4065.5597 | 3980.3559 | 3521.8989 | 3708.4072 | 3128.8707
FUELCONSUMED - Fuel Consumed
MEAN |  |  |  |  | 165332.1053 | 115932.8111 | 88052.0178 | 68928.5592 | 54090.6491 | 56188.0209 | 58968.8969 | 56019.5783 | 58359.1726 | 57364.1345 | 54552.0434 | 55758.759 | 54609.3007 | 48813.0133 | 47076.8148 | 41760.5653
P5 |  |  |  |  | 125879.7827 | 81190.1519 | 63182.8366 | 47185.0351 | 36594.5549 | 41991.6336 | 46236.3964 | 42229.4159 | 44504.7277 | 46098.3985 | 42229.7014 | 46174.6656 | 44371.7483 | 38276.3463 | 35768.7651 | 33101.5877
P95 |  |  |  |  | 205485.2423 | 152366.8484 | 117345.9213 | 96406.647 | 75099.9488 | 71408.3832 | 75163.5372 | 67411.4461 | 69650.256 | 68434.0002 | 66697.2479 | 66269.196 | 64883.8888 | 57414.5194 | 60444.2352 | 51002.0171
FUELCOST - Fuel Cost
MEAN |  |  |  |  | 268510.5672 | 202500.5865 | 162766.3954 | 131527.2591 | 107777.8334 | 113029.5493 | 121690.2093 | 117032.3477 | 124491.3425 | 125165.7012 | 121443.8484 | 126567.1101 | 125842.9152 | 117664.1916 | 117210.2575 | 107954.2569
P5 |  |  |  |  | 143196.5994 | 99243.6558 | 82703.3292 | 66755.2716 | 53807.5238 | 62756.7786 | 70925.7072 | 68706.745 | 77114.9039 | 83632.1972 | 75576.1609 | 82086.362 | 78574.6583 | 79535.5247 | 71416.8876 | 64638.1302
P95 |  |  |  |  | 428515.6845 | 345902.2565 | 282968.2905 | 237791.4328 | 189673.1409 | 171817.5873 | 198526.9044 | 168154.0457 | 169608.8326 | 175294.0868 | 180519.5242 | 169311.0103 | 184746.6604 | 172022.3177 | 170225.2016 | 163774.9068
NETPOS - Net Position (MWh)
MEAN |  |  |  |  | 19373.6098 | 13627.119 | 10343.8751 | 8091.5942 | 6345.3006 | 6587.0458 | 6908.2247 | 6557.3418 | 6894.9708 | 6772.6004 | 6435.2842 | 6573 | 6432.9486 | 5746.0875 | 5537.7973 | 4908.965
P5 |  |  |  |  | 14756.4292 | 9544.5573 | 7422.3731 | 5539.45 | 4293.12 | 4922.6029 | 5416.635 | 4943.16 | 5258.12 | 5442.55 | 4981.68 | 5443.2 | 5226.97 | 4505.75 | 4207.595 | 3891.1
P95 |  |  |  |  | 24077.8974 | 17905.7593 | 13785.94 | 11315.955 | 8809.474 | 8371.44 | 8805.07 | 7890.84 | 8229 | 8079.575 | 7868.025 | 7812 | 7643.29 | 6758.625 | 7110.25 | 5995.3
NETREVENUE - Net Revenue $
MEAN |  |  |  |  | 69396.4469 | 86572.9512 | 63785.1907 | 54129.2101 | 39932.7134 | 50872.0528 | 52097.0632 | 51118.7556 | 55307.5733 | 54953.1793 | 54874.4052 | 59693.6399 | 53846.7572 | 46879.4399 | 48142.2528 | 41112.2255
P5 |  |  |  |  | -4312.4148 | 27634.7816 | 18853.4753 | 22349.2145 | 15083.7125 | 22465.36 | 23308.0752 | 23576.8769 | 26944.5994 | 30136.6802 | 29583.3836 | 32360.0186 | 24093.7405 | 22218.8054 | 23099.4702 | 17362.9761
P95 |  |  |  |  | 157178.5139 | 164055.434 | 122982.719 | 100881.9694 | 77627.3129 | 84437.0396 | 91510.3675 | 80970.7585 | 82831.7487 | 84988.6605 | 91721.3336 | 87056.7836 | 81173.4529 | 73257.4739 | 78745.4455 | 70884.7545
STARTS - Number Starts
MEAN |  |  |  |  | 149.09 | 138.9 | 122.42 | 103.48 | 89.77 | 89.3 | 96 | 92.17 | 94.56 | 92.09 | 89.37 | 88.49 | 90.06 | 80.89 | 79 | 73.23
P5 |  |  |  |  | 121 | 113 | 102 | 81 | 69 | 69 | 78.5 | 71 | 74.5 | 67.5 | 71.5 | 68 | 70 | 60.5 | 59 | 57
P95 |  |  |  |  | 174.5 | 168 | 141 | 127.5 | 112.5 | 106 | 118.5 | 107 | 114.5 | 109.5 | 110.5 | 106 | 107 | 99 | 99 | 89.5
TOTALEMISSIONCOSTS - Emission Costs
MEAN | [9 empty] | 19837.2089 | 25884.9243 | 34154.483 | 41003.6877 | 46208.3619 | 49345.211 | 56369.147 | 58659.8046 | 56147.8286 | 61892.8549 | 57790.2017
P5 | [9 empty] | 10953.9191 | 15099.2956 | 20564.779 | 23127.5334 | 25466.0313 | 28667.6471 | 35943.1574 | 35741.8937 | 31868.8706 | 36700.8316 | 33840.867
P95 | [9 empty] | 29826.4433 | 37921.9848 | 48656.6451 | 56811.3817 | 67252.8258 | 70757.7586 | 82708.2539 | 83856.1231 | 82643.3986 | 93632.2884 | 88154.715
VOMCOSTS - VOM Costs
MEAN |  |  |  |  | 13174.0547 | 9538.9833 | 7344.1513 | 5825.9478 | 4695.5224 | 4940.2843 | 5319.333 | 5114.7266 | 5515.9766 | 5553.5323 | 5341.2859 | 5587.05 | 5596.6653 | 5056.557 | 4984.0176 | 4516.2478
P5 |  |  |  |  | 10034.3719 | 6681.1901 | 5269.8849 | 3988.404 | 3176.9088 | 3691.9522 | 4170.8089 | 3855.6648 | 4206.496 | 4462.891 | 4134.7944 | 4626.72 | 4547.4639 | 3965.06 | 3786.8355 | 3579.812
P95 |  |  |  |  | 16372.9702 | 12534.0315 | 9788.0174 | 8147.4876 | 6519.0107 | 6278.58 | 6779.9039 | 6154.8552 | 6583.2 | 6625.2515 | 6530.4607 | 6640.2 | 6649.6623 | 5947.59 | 6399.225 | 5515.676
15929: New 2023JAN 18V50DF_NG_B #8
CAPACITYFACTOR - Net Generation Capacity Factor
MEAN |  |  |  |  | 0.32218 | 0.221 | 0.17074 | 0.13538 | 0.10666 | 0.11327 | 0.12046 | 0.10852 | 0.11206 | 0.11068 | 0.10486 | 0.10764 | 0.10575 | 0.093728 | 0.091027 | 0.080817
P5 |  |  |  |  | 0.24476 | 0.1532 | 0.11976 | 0.093016 | 0.073898 | 0.085468 | 0.093564 | 0.084788 | 0.087729 | 0.087477 | 0.080982 | 0.083564 | 0.083208 | 0.069441 | 0.069914 | 0.063681
P95 |  |  |  |  | 0.39905 | 0.29429 | 0.23 | 0.18129 | 0.14862 | 0.14133 | 0.14945 | 0.12972 | 0.13791 | 0.13338 | 0.12938 | 0.12893 | 0.12517 | 0.11413 | 0.11663 | 0.10069
CO2EMISSIONS - CO2 Emissions
MEAN |  |  |  |  | 10376.9725 | 7068.4608 | 5444.6984 | 4311.1895 | 3378.791 | 3641.0444 | 3830.8442 | 3449.3993 | 3593.31 | 3492.0217 | 3346.9957 | 3457.8489 | 3387.8028 | 3000.0294 | 2907.9148 | 2567.4171
P5 |  |  |  |  | 7930.7762 | 4928.9907 | 3834.82 | 2957.8448 | 2327.3837 | 2768.5798 | 2980.3286 | 2681.82 | 2808.9073 | 2775.717 | 2604.247 | 2688.5153 | 2665.2219 | 2221.3711 | 2251.2213 | 2035.0733
P95 |  |  |  |  | 12915.7415 | 9342.251 | 7352.518 | 5772.414 | 4688.7752 | 4524.4766 | 4739.0869 | 4144.2364 | 4412.7451 | 4198.6003 | 4113.2192 | 4135.5048 | 4037.1558 | 3674.6454 | 3738.947 | 3202.9526
FUELCONSUMED - Fuel Consumed
MEAN |  |  |  |  | 169169.9475 | 115229.1992 | 88750.4685 | 70277.6271 | 55082.6903 | 59346.8043 | 62444.6782 | 56226.7731 | 58577.8776 | 56917.3076 | 54562.9155 | 56363.4352 | 55224.6649 | 48906.9255 | 47396.8137 | 41850.0674
P5 |  |  |  |  | 129292.713 | 80351.3245 | 62508.7232 | 48216.469 | 37942.0288 | 45126.1311 | 48580.8331 | 43714.8727 | 45790.5786 | 45242.0815 | 42455.1716 | 43823.178 | 43445.8531 | 36213.1231 | 36693.2063 | 33172.6211
P95 |  |  |  |  | 210575.1123 | 152297.7466 | 119849.1726 | 94097.7393 | 76439.3967 | 73746.1576 | 77249.4769 | 67552.9182 | 71936.2131 | 68434.0002 | 67053.9177 | 67409.3112 | 65809.784 | 59904.6162 | 60942.0113 | 52209.5857
FUELCOST - Fuel Cost
MEAN |  |  |  |  | 273995.335 | 201566.5039 | 164225.204 | 133528.8582 | 109669.6102 | 118690.0044 | 127889.7193 | 117451.4209 | 124943.1833 | 124478.2909 | 121684.2929 | 128060.7462 | 127614.357 | 118302.9342 | 117971.8904 | 108271.8736
P5 |  |  |  |  | 145239.1484 | 100062.7545 | 81147.3658 | 71289.2127 | 54741.7424 | 67686.7767 | 78247.4772 | 69234.9161 | 76463.4461 | 80555.7717 | 71753.0235 | 76359.6079 | 75857.3621 | 73246.2033 | 74395.4578 | 65904.1727
P95 |  |  |  |  | 441807.3151 | 351754.0223 | 279035.4266 | 231759.4235 | 197510.934 | 184281.6904 | 201477.3327 | 166541.2342 | 174593.6003 | 173728.7256 | 178407.3829 | 176547.3771 | 181317.7732 | 175051.8796 | 173893.3881 | 165257.2167
NETPOS - Net Position (MWh)
MEAN |  |  |  |  | 19805.3197 | 13544.4291 | 10425.7991 | 8249.9682 | 6461.6037 | 6957.331 | 7315.3902 | 6581.6022 | 6920.7744 | 6719.8628 | 6436.5421 | 6644.2505 | 6505.4382 | 5757.1425 | 5575.4398 | 4919.486
P5 |  |  |  |  | 15133.1326 | 9446.1201 | 7343.6 | 5660.1315 | 4451.2 | 5290.285 | 5690.5427 | 5117.04 | 5410.04 | 5341.45 | 5006.635 | 5166 | 5117.9 | 4262.875 | 4316.34 | 3899.45
P95 |  |  |  |  | 24604.3045 | 17898.5157 | 14077.58 | 11045.3 | 8964.7544 | 8645.505 | 9049.845 | 7907.4 | 8499.08 | 8079.575 | 7910.1 | 7946.4 | 7752.36 | 7051.75 | 7168.805 | 6137.25
NETREVENUE - Net Revenue $
MEAN |  |  |  |  | 63036.2969 | 86707.5415 | 63257.5327 | 53418.9021 | 39711.6768 | 49214.5743 | 49598.2922 | 50877.8613 | 54987.5127 | 55267.9098 | 54520.1553 | 59494.8625 | 53758.4803 | 46848.6471 | 48243.6318 | 41199.3146
P5 |  |  |  |  | -5626.8648 | 28093.5256 | 18101.7043 | 22819.2115 | 14298.387 | 20458.0321 | 18194.7378 | 22963.4255 | 27597.2208 | 31217.2059 | 30599.4596 | 33948.3885 | 25693.6086 | 22373.3635 | 23906.9012 | 16397.0792
P95 |  |  |  |  | 149619.5388 | 163156.8282 | 121157.1235 | 99154.8346 | 77423.5634 | 84490.364 | 93822.4083 | 79754.7111 | 82407.3996 | 84715.5652 | 92192.0863 | 88242.6245 | 81287.4154 | 71713.9659 | 78367.2281 | 67800.2805
STARTS - Number Starts
MEAN |  |  |  |  | 150.27 | 137.84 | 123.89 | 104.55 | 89.99 | 93.4 | 100.47 | 92.2 | 94.93 | 91.56 | 89.29 | 89.77 | 90.56 | 80.65 | 79.19 | 72.41
P5 |  |  |  |  | 121 | 116 | 99.5 | 77 | 68.5 | 74 | 83.5 | 75.5 | 73.5 | 65.5 | 69 | 70 | 72 | 58.5 | 59.5 | 55.5
P95 |  |  |  |  | 178.5 | 167 | 145 | 126 | 112 | 109 | 121 | 109 | 110 | 111 | 108 | 106.5 | 109.5 | 96 | 101.5 | 88.5
TOTALEMISSIONCOSTS - Emission Costs
MEAN | [9 empty] | 20999.4292 | 27434.7653 | 34277.4241 | 41178.1202 | 45885.6019 | 49411.169 | 57060.4358 | 59480.2999 | 56387.7894 | 62377.1561 | 58012.4028
P5 | [9 empty] | 11596.7624 | 15166.3079 | 20325.1127 | 23254.8716 | 26079.8122 | 28665.2525 | 35637.6333 | 35218.7944 | 30906.9062 | 36321.0432 | 33297.5357
P95 | [9 empty] | 31588.1528 | 39907.1219 | 48280.6466 | 57209.4567 | 66163.419 | 71836.3645 | 83987.4757 | 86184.8333 | 84448.4507 | 95162.2786 | 88511.721
VOMCOSTS - VOM Costs
MEAN |  |  |  |  | 13467.6174 | 9481.1004 | 7402.3174 | 5939.9771 | 4781.5867 | 5217.9982 | 5632.8505 | 5133.6497 | 5536.6195 | 5510.2875 | 5342.3299 | 5647.613 | 5659.7312 | 5066.2854 | 5017.8958 | 4525.9271
P5 |  |  |  |  | 10290.5302 | 6612.2841 | 5213.956 | 4075.2947 | 3293.888 | 3967.7137 | 4381.7178 | 3991.2912 | 4328.032 | 4379.989 | 4155.5071 | 4391.1 | 4452.573 | 3751.33 | 3884.706 | 3587.494
P95 |  |  |  |  | 16730.9271 | 12528.961 | 9995.0818 | 7952.616 | 6633.9183 | 6484.1287 | 6968.3807 | 6167.772 | 6799.264 | 6625.2515 | 6565.383 | 6754.44 | 6744.5532 | 6205.54 | 6451.9245 | 5646.27
15929: New 2023JAN 18V50DF_NG_B #9
CAPACITYFACTOR - Net Generation Capacity Factor
MEAN |  |  |  |  | 0.31699 | 0.22131 | 0.16967 | 0.13465 | 0.10533 | 0.10997 | 0.11614 | 0.10858 | 0.11174 | 0.1113 | 0.10417 | 0.10763 | 0.10505 | 0.093522 | 0.090892 | 0.08041
P5 |  |  |  |  | 0.23464 | 0.15251 | 0.12205 | 0.091508 | 0.071234 | 0.084753 | 0.088043 | 0.084396 | 0.086618 | 0.089025 | 0.078756 | 0.085467 | 0.082919 | 0.073724 | 0.068515 | 0.062371
P95 |  |  |  |  | 0.39557 | 0.29339 | 0.22517 | 0.18702 | 0.14828 | 0.13711 | 0.14732 | 0.13314 | 0.13478 | 0.132 | 0.12832 | 0.12829 | 0.12642 | 0.11264 | 0.11648 | 0.099696
CO2EMISSIONS - CO2 Emissions
MEAN |  |  |  |  | 10201.9398 | 7078.1266 | 5408.7112 | 4292.059 | 3339.8836 | 3533.9472 | 3697.542 | 3451.8368 | 3584.2304 | 3511.3258 | 3320.7297 | 3459.5393 | 3355.2085 | 2991.6501 | 2905.2971 | 2554.6052
P5 |  |  |  |  | 7515.6775 | 4886.9995 | 3878.984 | 2925.048 | 2270.8305 | 2732.3688 | 2806.0954 | 2699.1781 | 2756.3224 | 2815.1199 | 2498.5619 | 2758.4604 | 2643.3758 | 2347.9326 | 2190.1417 | 1982.7802
P95 |  |  |  |  | 12749.8 | 9311.4865 | 7164.5048 | 5962.9883 | 4716.0053 | 4394.0882 | 4708.6803 | 4152.9155 | 4303.1934 | 4207.3566 | 4091.3404 | 4126.7617 | 4019.6789 | 3604.8184 | 3734.5842 | 3207.3103
FUELCONSUMED - Fuel Consumed
MEAN |  |  |  |  | 166312.0723 | 115386.6779 | 88163.8688 | 69965.7605 | 54448.398 | 57601.1702 | 60271.7931 | 56266.5043 | 58429.8364 | 57231.9467 | 54134.7071 | 56390.9788 | 54693.3435 | 48770.3259 | 47354.1472 | 41641.2291
P5 |  |  |  |  | 122529.1335 | 79666.8132 | 63228.9464 | 47681.7197 | 37020.073 | 44535.6618 | 45740.7535 | 43997.8169 | 44933.3446 | 45884.3193 | 40731.6883 | 44963.2932 | 43089.7395 | 38276.3463 | 35697.6542 | 32320.2198
P95 |  |  |  |  | 207848.8204 | 151795.7725 | 116784.512 | 97204.1485 | 76882.6764 | 71620.9082 | 76753.8341 | 67694.3903 | 70150.3091 | 68576.7198 | 66697.2479 | 67266.7968 | 65524.8932 | 58766.2862 | 60870.9004 | 52280.6192
FUELCOST - Fuel Cost
MEAN |  |  |  |  | 269909.9973 | 201659.0894 | 162807.9154 | 133282.4029 | 108453.579 | 115422.1355 | 124019.9095 | 117706.1325 | 124622.0643 | 125085.2965 | 120722.7776 | 128214.2918 | 126302.9358 | 117774.288 | 118046.4979 | 107719.253
P5 |  |  |  |  | 134864.3031 | 99730.7264 | 83455.9094 | 69837.4248 | 52414.5813 | 64515.9217 | 72546.3737 | 68891.8252 | 77232.7157 | 81675.6317 | 73124.1676 | 77386.9655 | 75588.486 | 76000.4184 | 74345.6516 | 64114.1036
P95 |  |  |  |  | 443495.199 | 348777.3044 | 278763.0702 | 241016.6066 | 196535.8474 | 179105.1928 | 203986.2332 | 172525.8654 | 176672.9965 | 177095.4787 | 179576.7039 | 170136.0665 | 185930.8956 | 175762.5522 | 177788.489 | 169594.7025
NETPOS - Net Position (MWh)
MEAN |  |  |  |  | 19482.0219 | 13562.7654 | 10356.9366 | 8213.3619 | 6387.2224 | 6752.6856 | 7060.861 | 6586.2376 | 6903.3278 | 6757.0185 | 6386.062 | 6647.5214 | 6442.8488 | 5741.0625 | 5570.4208 | 4894.937
P5 |  |  |  |  | 14331.9096 | 9365.955 | 7427.443 | 5597.76 | 4343.04 | 5220.8137 | 5358.57 | 5150.16 | 5308.76 | 5417.275 | 4804.965 | 5300.4 | 5075.95 | 4505.75 | 4199.23 | 3799.25
P95 |  |  |  |  | 24335.138 | 17835.2814 | 13717.4163 | 11409.8247 | 9018.74 | 8396.355 | 8991.78 | 7923.96 | 8288.08 | 8096.425 | 7868.025 | 7929.6 | 7718.8 | 6917.75 | 7160.44 | 6145.6
NETREVENUE - Net Revenue $
MEAN |  |  |  |  | 67266.669 | 86651.6299 | 63154.0824 | 53625.6544 | 39611.2619 | 49859.6626 | 51789.1234 | 50709.9441 | 55042.7789 | 55028.0604 | 54614.2283 | 59660.9875 | 53997.3575 | 46595.6297 | 48282.7491 | 41394.2752
P5 |  |  |  |  | 1806.8159 | 27179.9327 | 17911.8399 | 22696.8105 | 14934.966 | 20684.34 | 20483.1914 | 22770.8152 | 28537.5115 | 29290.0435 | 30312.5093 | 33189.5101 | 25944.3611 | 23596.8324 | 23396.3502 | 17087.1341
P95 |  |  |  |  | 157271.4461 | 163912.3288 | 118142.9308 | 100113.4372 | 77818.6457 | 82580.6756 | 96456.8385 | 80734.5786 | 81394.1366 | 84200.2654 | 87661.6762 | 85907.3493 | 82089.7463 | 72766.265 | 77525.5705 | 70071.3252
STARTS - Number Starts
MEAN |  |  |  |  | 149.22 | 139.37 | 122.8 | 103.64 | 90.17 | 91.83 | 97.87 | 91.86 | 94.22 | 92.64 | 88.75 | 89.23 | 89.78 | 81.13 | 79.32 | 72.28
P5 |  |  |  |  | 122 | 115 | 103 | 78.5 | 70 | 76 | 78 | 74 | 75 | 67.5 | 69 | 73.5 | 71 | 61 | 57 | 56.5
P95 |  |  |  |  | 174 | 168 | 144.5 | 126 | 109 | 109 | 119 | 109.5 | 115 | 111.5 | 108.5 | 104 | 105 | 96 | 101.5 | 89.5
TOTALEMISSIONCOSTS - Emission Costs
MEAN | [9 empty] | 20340.9459 | 26464.8915 | 34279.6283 | 41066.2651 | 46114.8125 | 48993.5266 | 57013.8506 | 58825.0097 | 56177.0922 | 62362.4322 | 57737.8083
P5 | [9 empty] | 11374.2975 | 15091.4779 | 20812.3707 | 23549.7677 | 25066.865 | 28679.9647 | 35316.6341 | 35459.0746 | 31401.5921 | 36407.6373 | 33144.226
P95 | [9 empty] | 30194.3026 | 37667.7279 | 47138.3721 | 56233.0107 | 67154.8006 | 69759.9703 | 81206.0614 | 85671.9335 | 85053.3708 | 94121.2069 | 89194.6049
VOMCOSTS - VOM Costs
MEAN |  |  |  |  | 13247.7749 | 9493.9358 | 7353.425 | 5913.6205 | 4726.5446 | 5064.5142 | 5436.863 | 5137.2653 | 5522.6622 | 5540.7552 | 5300.4315 | 5650.3932 | 5605.2785 | 5052.135 | 5013.3787 | 4503.342
P5 |  |  |  |  | 9745.6985 | 6556.1685 | 5273.4845 | 4030.3872 | 3213.8496 | 3915.6103 | 4126.0989 | 4017.1248 | 4247.008 | 4442.1655 | 3988.1209 | 4505.34 | 4416.0765 | 3965.06 | 3779.307 | 3495.31
P95 |  |  |  |  | 16547.8938 | 12484.697 | 9739.3655 | 8215.0738 | 6673.8676 | 6297.2662 | 6923.6706 | 6180.6888 | 6630.464 | 6639.0685 | 6530.4608 | 6740.16 | 6715.356 | 6087.62 | 6444.396 | 5653.952
15929: New 2023JAN J920_A #1
CAPACITYFACTOR - Net Generation Capacity Factor
MEAN |  |  |  |  | 0.64422 | 0.556 | 0.36019 | 0.2957 | 0.25241 | 0.26279 | 0.27685 | 0.2492 | 0.27343 | 0.26889 | 0.2583 | 0.25339 | 0.26336 | 0.24033 | 0.2401 | 0.22963
P5 |  |  |  |  | 0.58532 | 0.52266 | 0.32444 | 0.25849 | 0.2194 | 0.23303 | 0.2494 | 0.21734 | 0.24387 | 0.23296 | 0.23442 | 0.22422 | 0.23426 | 0.2039 | 0.2076 | 0.19719
P95 |  |  |  |  | 0.68631 | 0.59098 | 0.40279 | 0.34674 | 0.29713 | 0.29843 | 0.30792 | 0.27681 | 0.30454 | 0.2994 | 0.28409 | 0.28293 | 0.30126 | 0.26772 | 0.27161 | 0.25602
CO2EMISSIONS - CO2 Emissions
MEAN |  |  |  |  | 10549.1528 | 9072.8825 | 5756.2559 | 4726.3626 | 4009.7981 | 4229.7298 | 4411.7755 | 3968.0629 | 4392.3655 | 4254.7544 | 4124.4015 | 4084.7395 | 4225.7828 | 3856.0659 | 3837.9634 | 3653.1747
P5 |  |  |  |  | 9657.9078 | 8534.9353 | 5140.5672 | 4126.4457 | 3484.023 | 3745.8438 | 3979.3866 | 3473.3519 | 3884.5462 | 3705.3177 | 3754.2627 | 3601.8178 | 3738.1727 | 3268.1576 | 3306.217 | 3138.8863
P95 |  |  |  |  | 11251.5673 | 9658.4952 | 6453.9307 | 5513.749 | 4747.103 | 4770.0032 | 4921.8395 | 4403.6916 | 4891.3374 | 4746.789 | 4529.8537 | 4604.5886 | 4859.0517 | 4342.225 | 4341.7886 | 4097.8085
FUELCONSUMED - Fuel Consumed
MEAN |  |  |  |  | 178637.7722 | 153629.4178 | 97459.3881 | 80005.7522 | 67881.8751 | 71610.2901 | 74695.9223 | 67184.5138 | 74376.1452 | 72031.1524 | 69830.1049 | 69158.2723 | 71543.0163 | 65282.7152 | 64981.2996 | 61851.7409
P5 |  |  |  |  | 163549.3668 | 144525.8173 | 87034.9652 | 69850.9899 | 58981.0022 | 63416.8623 | 67375.132 | 58808.3107 | 65776.7215 | 62728.6999 | 63563.2137 | 60981.9563 | 63287.696 | 55329.5015 | 55978.441 | 53144.3411
P95 |  |  |  |  | 190534.8689 | 163540.7545 | 109272.4071 | 93334.4203 | 80364.6265 | 80757.3588 | 83332.1255 | 74560.1002 | 82824.8594 | 80361.5536 | 76694.6944 | 77959.7428 | 82264.3002 | 73512.9715 | 73511.6481 | 69379.8078
FUELCOST - Fuel Cost
MEAN |  |  |  |  | 269596.0694 | 248414.5662 | 171383.5256 | 146012.1858 | 129279.9026 | 138336.5278 | 149125.5376 | 136927.0115 | 154800.2178 | 153471.8392 | 152191.6013 | 154134.9557 | 161654.9505 | 154571.8986 | 157956.125 | 155770.0827
P5 |  |  |  |  | 172084.9466 | 176937.9694 | 118369.5758 | 98474.365 | 87271.1538 | 92136.1769 | 109826.45 | 97492.9814 | 119184.6669 | 118936.7762 | 112488.0336 | 114455.8028 | 121478.6346 | 120646.4883 | 120095.3237 | 110994.7095
P95 |  |  |  |  | 366532.4052 | 356390.9629 | 248309.4159 | 223525.2564 | 188683.5977 | 188051.4474 | 202200.1307 | 164786.5365 | 193248.6722 | 190414.7484 | 199724.6596 | 192055.5543 | 204357.6074 | 201224.6064 | 201847.6315 | 202760.9692
NETPOS - Net Position (MWh)
MEAN |  |  |  |  | 21526.0029 | 18542.8052 | 11953.9835 | 9804.4882 | 8313.4682 | 8765.2682 | 9136.654 | 8212.3824 | 9175.1965 | 8879.6564 | 8602.0722 | 8512.9331 | 8801.5161 | 8025.6029 | 7982.6898 | 7592.7015
P5 |  |  |  |  | 19660.0662 | 17404.8967 | 10677.6065 | 8561.7395 | 7225.1793 | 7762.6201 | 8241.4917 | 7188.63 | 8115.1359 | 7733.0389 | 7830.655 | 7507.1 | 7786.16 | 6802.25 | 6873.675 | 6523.98
P95 |  |  |  |  | 22964.334 | 19774.0132 | 13403.9607 | 11434.6369 | 9835.4328 | 9885.5224 | 10192.8336 | 9114.71 | 10217.9338 | 9906.7413 | 9448.4301 | 9597.1184 | 10120.88 | 9037.4668 | 9030.915 | 8517.04
NETREVENUE - Net Revenue $
MEAN |  |  |  |  | -63639.1261 | -44312.3793 | 20966.2543 | 17277.9108 | 9145.0384 | 14680.7135 | 14940.9556 | 20273.5935 | 17261.6934 | 18850.6349 | 18900.1979 | 23354.3822 | 19588.6054 | 14884.8919 | 15057.016 | 9914.8592
P5 |  |  |  |  | -102042.4318 | -93021.0443 | -14134.7464 | -9891.8509 | -12795.9566 | -7650.5863 | -10209.9606 | -3988.177 | -2580.6299 | -2756.5013 | -2704.158 | 2842.9291 | -3790.0718 | -6403.2045 | -7048.1947 | -13168.3922
P95 |  |  |  |  | -5665.0073 | 9033.2217 | 64404.9164 | 49621.3747 | 38659.4844 | 39471.1032 | 49765.3084 | 42324.1927 | 39851.7045 | 38913.5408 | 44919.5535 | 44384.8614 | 40706.8495 | 35781.2023 | 37435.0792 | 30603.8491
STARTS - Number Starts
MEAN |  |  |  |  | 168.96 | 115.8 | 181.54 | 184.86 | 171.49 | 175.73 | 180.48 | 153.21 | 179.66 | 175.98 | 172.71 | 166.62 | 166.17 | 158.17 | 161.92 | 152.8
P5 |  |  |  |  | 140.5 | 94 | 147 | 160.5 | 148 | 152 | 155.5 | 130.5 | 154 | 150 | 145 | 142 | 138 | 130 | 133.5 | 123.5
P95 |  |  |  |  | 196.5 | 135 | 210 | 212.5 | 197 | 199.5 | 208 | 173 | 209 | 206 | 199.5 | 195.5 | 192.5 | 187 | 189 | 180
TOTALEMISSIONCOSTS - Emission Costs
MEAN | [9 empty] | 24257.9247 | 31527.6964 | 39513.4256 | 50658.681 | 55903.6997 | 61017.4005 | 67695.9666 | 74644.2298 | 72408.0662 | 82401.0944 | 82843.9826
P5 | [9 empty] | 15125.0478 | 19882.9725 | 23898.2794 | 31373.0567 | 34263.515 | 36359.5542 | 41711.693 | 45769.1539 | 42034.0944 | 49165.42 | 52371.1528
P95 | [9 empty] | 32833.331 | 45148.5431 | 56896.312 | 70992.5444 | 78395.955 | 82366.368 | 100332.7681 | 108756.3404 | 101925.747 | 118103.2411 | 124060.1369
VOMCOSTS - VOM Costs
MEAN |  |  |  |  | 11624.0416 | 10198.5429 | 6694.2307 | 5588.5583 | 4821.8115 | 5171.5082 | 5481.9924 | 5091.6771 | 5780.3738 | 5682.9801 | 5591.347 | 5703.6652 | 5985.031 | 5537.666 | 5667.7098 | 5466.7451
P5 |  |  |  |  | 10616.4358 | 9572.6932 | 5979.4596 | 4880.1915 | 4190.604 | 4579.9459 | 4944.895 | 4456.9506 | 5112.5356 | 4949.1449 | 5089.9258 | 5029.757 | 5294.5888 | 4693.5525 | 4880.3092 | 4697.2656
P95 |  |  |  |  | 12400.7404 | 10875.7072 | 7506.218 | 6517.743 | 5704.551 | 5832.4582 | 6115.7002 | 5651.1202 | 6437.2983 | 6340.3144 | 6141.4796 | 6430.0694 | 6882.1984 | 6235.8521 | 6411.9496 | 6132.2688
15929: New 2024JAN 18V50DF_NG_B #1
CAPACITYFACTOR - Net Generation Capacity Factor
MEAN | [5 empty] | 0.21921 | 0.17109 | 0.13495 | 0.10678 | 0.1145 | 0.12501 | 0.10986 | 0.11218 | 0.11034 | 0.10516 | 0.10827 | 0.10706 | 0.094509 | 0.092379 | 0.081477
P5 | [5 empty] | 0.15277 | 0.1205 | 0.097205 | 0.072895 | 0.089558 | 0.098143 | 0.085417 | 0.087548 | 0.09126 | 0.08134 | 0.087023 | 0.086301 | 0.072689 | 0.070568 | 0.065365
P95 | [5 empty] | 0.28961 | 0.22808 | 0.18648 | 0.1478 | 0.14258 | 0.15164 | 0.12886 | 0.13433 | 0.13216 | 0.12777 | 0.12868 | 0.12721 | 0.11621 | 0.11577 | 0.099572
CO2EMISSIONS - CO2 Emissions
MEAN | [5 empty] | 7013.0581 | 5451.8613 | 4302.3075 | 3383.1874 | 3682.2069 | 3974.4099 | 3489.7174 | 3600.0665 | 3483.3597 | 3353.3709 | 3483.7508 | 3419.8729 | 3024.9925 | 2952.3284 | 2586.1554
P5 | [5 empty] | 4938.549 | 3804.3158 | 3077.3942 | 2318.6833 | 2864.198 | 3126.8312 | 2720.8757 | 2786.9969 | 2863.2791 | 2559.8226 | 2810.9192 | 2761.3446 | 2326.1116 | 2246.8585 | 2056.8621
P95 | [5 empty] | 9226.6432 | 7329.7193 | 5964.8295 | 4635.3585 | 4576.6319 | 4845.675 | 4092.1623 | 4307.5754 | 4137.3069 | 4065.0858 | 4139.8764 | 4059.0018 | 3722.6515 | 3712.77 | 3163.7327
FUELCONSUMED - Fuel Consumed
MEAN | [5 empty] | 114325.9544 | 88867.2344 | 70132.8529 | 55154.3474 | 60017.7176 | 64784.8757 | 56883.9727 | 58688.0111 | 56776.1302 | 54666.8338 | 56785.633 | 55747.4396 | 49313.8785 | 48120.7223 | 42155.5112
P5 | [5 empty] | 80507.3735 | 62011.4947 | 50165.1426 | 37800.1894 | 46684.6473 | 50968.7681 | 44351.4971 | 45433.3978 | 46669.2765 | 41730.3637 | 45818.3796 | 45012.7527 | 37920.6181 | 36622.0955 | 33527.7884
P95 | [5 empty] | 150412.7058 | 119477.7594 | 97234.0651 | 75567.7907 | 74596.2574 | 78987.0677 | 66704.0857 | 70221.7453 | 67434.9637 | 66269.2442 | 67480.5684 | 66165.8976 | 60687.2181 | 60515.3461 | 51570.2847
FUELCOST - Fuel Cost
MEAN | [5 empty] | 200018.2742 | 164203.5984 | 133610.8011 | 109736.2816 | 119999.1912 | 132260.7194 | 118684.2236 | 125336.8942 | 124213.6566 | 122106.071 | 129100.7789 | 128621.0078 | 119158.8874 | 119851.9084 | 109190.2999
P5 | [5 empty] | 99857.0608 | 80155.5609 | 71052.8598 | 56088.7701 | 70663.6973 | 81380.8385 | 68509.9817 | 73914.6914 | 80226.6161 | 70575.2929 | 76723.6478 | 78080.8877 | 77730.1671 | 75856.5165 | 64164.8091
P95 | [5 empty] | 340749.384 | 281033.9646 | 237888.9101 | 195537.1914 | 184395.2831 | 207280.5324 | 166227.9645 | 171030.7213 | 176520.247 | 181971.6044 | 176533.5742 | 177936.059 | 178089.2886 | 179507.7778 | 162907.5517
NETPOS - Net Position (MWh)
MEAN | [5 empty] | 13438.1241 | 10439.4517 | 8232.9869 | 6470.0546 | 7035.9779 | 7589.5548 | 6658.5234 | 6933.7892 | 6703.1784 | 6448.8338 | 6694.0426 | 6567.0208 | 5805.0475 | 5660.5955 | 4955.391
P5 | [5 empty] | 9464.6017 | 7285.185 | 5889.31 | 4434.56 | 5472.995 | 5970.9165 | 5191.56 | 5367.84 | 5509.95 | 4922.775 | 5401.2 | 5302.48 | 4463.875 | 4307.975 | 3941.2
P95 | [5 empty] | 17678.2051 | 14033.7254 | 11413.7048 | 8864.89 | 8745.165 | 9253 | 7808.04 | 8296.52 | 7961.625 | 7817.535 | 7954.8 | 7794.31 | 7143.875 | 7118.615 | 6062.1
NETREVENUE - Net Revenue $
MEAN | [5 empty] | 86625.4939 | 62973.6411 | 53223.3288 | 39323.601 | 48858.1677 | 48441.6076 | 50667.9423 | 55036.3406 | 55448.5886 | 54942.4625 | 59549.42 | 53725.2662 | 46925.3959 | 48190.2935 | 41235.1648
P5 | [5 empty] | 27750.4653 | 16843.9308 | 22779.2582 | 14696.7105 | 18662.5893 | 17032.2231 | 21587.8347 | 28066.9941 | 32191.9591 | 30240.5198 | 33599.2958 | 24255.2337 | 22676.6437 | 23025.2754 | 17601.6406
P95 | [5 empty] | 161745.4137 | 119546.2433 | 98245.0171 | 76513.746 | 82961.3596 | 94270.368 | 81714.3011 | 83469.0987 | 85646.0303 | 92583.446 | 86785.5192 | 81969.92 | 73359.8631 | 79215.7894 | 68959.7248
STARTS - Number Starts
MEAN | [5 empty] | 138.95 | 123.54 | 104.69 | 90.4 | 94.35 | 103.29 | 91.72 | 93.48 | 91.8 | 89.65 | 88.65 | 91.18 | 81.23 | 79.8 | 72.5
P5 | [5 empty] | 114.5 | 104.5 | 77.5 | 71 | 77.5 | 84.5 | 72 | 74.5 | 67.5 | 70 | 72.5 | 72.5 | 62 | 59 | 55
P95 | [5 empty] | 166.5 | 142.5 | 129 | 110 | 110 | 124.5 | 109.5 | 110.5 | 111 | 108.5 | 107.5 | 107 | 96 | 100.5 | 89.5
TOTALEMISSIONCOSTS - Emission Costs
MEAN | [9 empty] | 21210.4361 | 28475.7271 | 34672.5614 | 41273.9983 | 45759.9564 | 49536.8459 | 57454.6466 | 59947.3128 | 56854.2617 | 63319.5313 | 58388.4149
P5 | [9 empty] | 11728.1198 | 15979.693 | 20544.9815 | 23532.1623 | 25284.7135 | 28824.0226 | 35660.9423 | 35294.3514 | 30336.1811 | 35500.3603 | 34098.3315
P95 | [9 empty] | 31222.6099 | 40321.959 | 47749.4358 | 57690.295 | 66382.8318 | 71901.1622 | 82412.2546 | 87677.3601 | 82654.714 | 95052.0808 | 91280.2804
VOMCOSTS - VOM Costs
MEAN | [5 empty] | 9406.6869 | 7412.0107 | 5927.7505 | 4787.8404 | 5276.9834 | 5843.9572 | 5193.6483 | 5547.0314 | 5496.6063 | 5352.5321 | 5689.9362 | 5713.3081 | 5108.4418 | 5094.536 | 4558.9597
P5 | [5 empty] | 6625.2212 | 5172.4814 | 4240.3032 | 3281.5744 | 4104.7463 | 4597.6057 | 4049.4168 | 4294.272 | 4518.159 | 4085.9032 | 4591.02 | 4613.1576 | 3928.21 | 3877.1775 | 3625.904
P95 | [5 empty] | 12374.7435 | 9963.945 | 8217.8675 | 6560.0186 | 6558.8737 | 7124.81 | 6090.2712 | 6637.216 | 6528.5325 | 6488.554 | 6761.58 | 6781.0497 | 6286.61 | 6406.7535 | 5577.132
15929: New 2024JAN 18V50DF_NG_B #2
CAPACITYFACTOR - Net Generation Capacity Factor
MEAN | [5 empty] | 0.21889 | 0.17133 | 0.13704 | 0.10798 | 0.11279 | 0.12473 | 0.11668 | 0.12058 | 0.11626 | 0.11157 | 0.10987 | 0.11108 | 0.096354 | 0.091038 | 0.080793
P5 | [5 empty] | 0.155 | 0.12031 | 0.091579 | 0.072949 | 0.085527 | 0.096102 | 0.097617 | 0.095243 | 0.094541 | 0.090056 | 0.083889 | 0.090996 | 0.076182 | 0.070647 | 0.062216
P95 | [5 empty] | 0.29168 | 0.22884 | 0.18863 | 0.14953 | 0.14233 | 0.1532 | 0.13514 | 0.1429 | 0.13895 | 0.13383 | 0.12968 | 0.13048 | 0.11606 | 0.11838 | 0.10064
CO2EMISSIONS - CO2 Emissions
MEAN | [5 empty] | 7011.4448 | 5469.1408 | 4363.7744 | 3426.8802 | 3628.7157 | 3963.0115 | 3707.7681 | 3867.5346 | 3667.4623 | 3553.4913 | 3531.791 | 3557.7654 | 3082.8616 | 2905.6461 | 2563.0593
P5 | [5 empty] | 4941.9435 | 3850.8702 | 2925.048 | 2309.9828 | 2781.5434 | 3053.6921 | 3111.432 | 3036.7749 | 2994.6221 | 2879.2535 | 2692.8868 | 2888.0519 | 2448.3089 | 2246.8585 | 1978.4224
P95 | [5 empty] | 9381.7465 | 7345.4845 | 5975.8922 | 4759.842 | 4572.2857 | 4926.2004 | 4296.1195 | 4596.7921 | 4347.4558 | 4288.2498 | 4170.4773 | 4172.6015 | 3722.6515 | 3830.5665 | 3198.5948
FUELCONSUMED - Fuel Consumed
MEAN | [5 empty] | 114299.8056 | 89148.9182 | 71134.8562 | 55866.6734 | 59145.8775 | 64599.1011 | 60438.2873 | 63048.2422 | 59776.8651 | 57929.2222 | 57568.6919 | 57995.2283 | 50257.2695 | 47359.8361 | 41779.034
P5 | [5 empty] | 80562.9062 | 62770.6512 | 47681.7197 | 37658.3501 | 45337.6519 | 49776.7024 | 50717.7407 | 49505.2589 | 48810.069 | 46937.7424 | 43894.4352 | 47078.2113 | 39912.6956 | 36622.0955 | 32249.1863
P95 | [5 empty] | 152941.2842 | 119734.0692 | 97414.6796 | 77597.6165 | 74525.4158 | 80299.8217 | 70028.6796 | 74936.5318 | 70860.2318 | 69907.2759 | 67979.3688 | 68017.688 | 60687.2181 | 62435.3395 | 52138.5523
FUELCOST - Fuel Cost
MEAN | [5 empty] | 200388.169 | 165006.2455 | 135540.1739 | 111326.7628 | 118629.8008 | 132506.1266 | 125288.5319 | 134096.0867 | 130411.8699 | 128773.5695 | 130769.8007 | 133657.7687 | 121357.2925 | 118224.4507 | 108346.4446
P5 | [5 empty] | 99284.0194 | 82167.4002 | 70140.87 | 55119.244 | 65538.889 | 79418.0935 | 79965.3405 | 88127.0322 | 84593.8575 | 79756.3325 | 78152.5194 | 85737.9671 | 78881.4374 | 73594.8696 | 66548.533
P95 | [5 empty] | 348378.7706 | 285086.886 | 242705.7099 | 198396.2701 | 182315.6553 | 213375.7532 | 168315.0135 | 181343.633 | 182937.6434 | 188112.2889 | 179330.4461 | 184034.2454 | 176566.9535 | 178369.1736 | 161661.098
NETPOS - Net Position (MWh)
MEAN | [5 empty] | 13434.7026 | 10472.5796 | 8350.5013 | 6553.4865 | 6933.7423 | 7567.7514 | 7074.5976 | 7448.9724 | 7057.4482 | 6833.6445 | 6786.36 | 6831.8092 | 5916.1 | 5571.09 | 4911.136
P5 | [5 empty] | 9470.9199 | 7374.0684 | 5597.76 | 4417.92 | 5315.0417 | 5831.385 | 5936.76 | 5848.92 | 5762.7 | 5537.07 | 5174.4 | 5545.79 | 4698.375 | 4307.975 | 3790.9
P95 | [5 empty] | 17972.5689 | 14065.28 | 11433.6459 | 9101.8 | 8736.86 | 9406.385 | 8197.2 | 8853.56 | 8366.025 | 8246.7 | 8013.6 | 8012.45 | 7143.875 | 7344.47 | 6128.9
NETREVENUE - Net Revenue $
MEAN | [5 empty] | 87059.544 | 63364.0513 | 52948.7598 | 39111.4102 | 48756.0441 | 48404.3329 | 48216.4532 | 52061.3716 | 53202.4329 | 52534.757 | 59034.8268 | 51922.0423 | 46008.1209 | 48022.7896 | 41529.7622
P5 | [5 empty] | 30014.9399 | 18431.7078 | 23657.7487 | 13860.5399 | 18922.1035 | 17055.9837 | 19102.9317 | 23090.0382 | 27301.5405 | 27158.9195 | 32891.1821 | 23101.5582 | 22207.6831 | 23267.7724 | 17750.6226
P95 | [5 empty] | 165069.0795 | 119474.1149 | 96077.6415 | 78008.7386 | 83583.291 | 91931.2491 | 78579.9891 | 77714.9053 | 83048.0571 | 89126.1525 | 87992.1043 | 79515.9506 | 71436.7653 | 78282.8552 | 68196.1634
STARTS - Number Starts
MEAN | [5 empty] | 138.26 | 123.24 | 105.29 | 90.72 | 93.76 | 102.99 | 97.44 | 98.57 | 95.19 | 93.57 | 88.73 | 92.81 | 82.38 | 78.4 | 72.03
P5 | [5 empty] | 112.5 | 102.5 | 82.5 | 71.5 | 78 | 84.5 | 79 | 76.5 | 71 | 71 | 69 | 72.5 | 60.5 | 57.5 | 56
P95 | [5 empty] | 168 | 143 | 125 | 112 | 109 | 120.5 | 112.5 | 119.5 | 113.5 | 111.5 | 107.5 | 110 | 99 | 98.5 | 88
TOTALEMISSIONCOSTS - Emission Costs
MEAN | [9 empty] | 20894.6292 | 28333.2212 | 36852.5254 | 44424.6563 | 48196.1266 | 52452.9682 | 58265.9965 | 62400.2306 | 57986.1576 | 62407.8605 | 57945.0332
P5 | [9 empty] | 11751.8435 | 16010.4882 | 22835.0547 | 25586.1748 | 27293.9153 | 29909.2914 | 36339.1887 | 37601.2159 | 31514.2915 | 35870.3793 | 32007.2725
P95 | [9 empty] | 31255.7366 | 40669.9132 | 50982.0193 | 61379.1713 | 70492.0969 | 75338.1941 | 82863.097 | 87885.9827 | 88902.3047 | 94580.5515 | 91393.1151
VOMCOSTS - VOM Costs
MEAN | [5 empty] | 9404.2918 | 7435.5316 | 6012.3609 | 4849.58 | 5200.3067 | 5827.1686 | 5518.1861 | 5959.1779 | 5787.1075 | 5671.9249 | 5768.406 | 5943.674 | 5206.168 | 5013.981 | 4518.2451
P5 | [5 empty] | 6629.644 | 5235.5885 | 4030.3872 | 3269.2608 | 3986.2813 | 4490.1664 | 4630.6728 | 4679.136 | 4725.414 | 4595.7681 | 4398.24 | 4824.8373 | 4134.57 | 3877.1775 | 3487.628
P95 | [5 empty] | 12580.7982 | 9986.3488 | 8232.2251 | 6735.332 | 6552.645 | 7242.9164 | 6393.816 | 7082.848 | 6860.1405 | 6844.761 | 6811.56 | 6970.8315 | 6286.61 | 6610.023 | 5638.588
15929: New 2024JAN 18V50DF_NG_B #3
CAPACITYFACTOR - Net Generation Capacity Factor
MEAN | [5 empty] | 0.21983 | 0.17087 | 0.13521 | 0.10708 | 0.11241 | 0.12439 | 0.11512 | 0.11593 | 0.1117 | 0.10653 | 0.10805 | 0.10779 | 0.09513 | 0.091142 | 0.080696
P5 | [5 empty] | 0.15458 | 0.12734 | 0.090146 | 0.072826 | 0.08644 | 0.098542 | 0.096243 | 0.094701 | 0.089864 | 0.082957 | 0.084065 | 0.084437 | 0.073458 | 0.069469 | 0.064211
P95 | [5 empty] | 0.28863 | 0.23104 | 0.18791 | 0.14821 | 0.13995 | 0.15063 | 0.13616 | 0.1361 | 0.13505 | 0.12974 | 0.13121 | 0.12903 | 0.11405 | 0.11654 | 0.098711
CO2EMISSIONS - CO2 Emissions
MEAN | [5 empty] | 7030.7891 | 5454.4171 | 4306.4391 | 3396.88 | 3618.6041 | 3954.4557 | 3651.1808 | 3721.0521 | 3523.5036 | 3397.3507 | 3477.0186 | 3445.2143 | 3042.7111 | 2910.5325 | 2559.2245
P5 | [5 empty] | 4942.7495 | 4070.1782 | 2879.511 | 2314.333 | 2794.6575 | 3136.2243 | 3028.9812 | 3049.9212 | 2810.7418 | 2647.3379 | 2679.7721 | 2695.8064 | 2334.84 | 2207.593 | 2035.0733
P95 | [5 empty] | 9348.1585 | 7419.235 | 5994.3543 | 4698.6043 | 4528.8229 | 4808.9178 | 4322.1565 | 4382.0706 | 4273.0281 | 4148.2253 | 4209.8215 | 4128.9093 | 3652.8245 | 3725.8585 | 3137.5862
FUELCONSUMED - Fuel Consumed
MEAN | [5 empty] | 114615.0307 | 88908.8989 | 70200.223 | 55377.5388 | 58981.018 | 64459.6276 | 59515.8893 | 60660.3054 | 57430.4417 | 55383.7973 | 56675.8969 | 56160.5313 | 49602.7297 | 47439.4803 | 41716.5245
P5 | [5 empty] | 80575.9706 | 66345.4094 | 46939.565 | 37729.2698 | 45551.181 | 51122.0186 | 49373.7559 | 49719.5674 | 45812.9595 | 43157.0428 | 43680.6636 | 43944.4121 | 38062.9094 | 35982.0977 | 33172.6211
P95 | [5 empty] | 152393.7536 | 120935.9211 | 97715.8779 | 76598.9977 | 73816.9993 | 78388.0565 | 70453.0958 | 71436.16 | 69647.116 | 67624.5893 | 68620.6836 | 67305.4609 | 59548.8881 | 60728.6787 | 51144.084
FUELCOST - Fuel Cost
MEAN | [5 empty] | 200624.8912 | 164264.6423 | 133954.2853 | 110258.3281 | 118289.7364 | 131914.9633 | 123773.4258 | 129063.2539 | 125646.2508 | 123644.2401 | 128800.265 | 129679.581 | 119968.7479 | 118489.5071 | 108259.9276
P5 | [5 empty] | 98457.5281 | 85201.9203 | 68968.3728 | 59282.9969 | 67255.9226 | 80762.8151 | 78612.1034 | 82081.9843 | 81608.693 | 71810.8476 | 77344.5657 | 79136.5352 | 78214.5656 | 73263.1021 | 65862.0518
P95 | [5 empty] | 339729.7387 | 278689.6903 | 236387.5414 | 196747.7482 | 183252.2449 | 211166.4893 | 172185.1038 | 177279.3607 | 178145.1263 | 185950.7238 | 178866.598 | 187701.0751 | 178500.026 | 177416.9509 | 163297.6166
NETPOS - Net Position (MWh)
MEAN | [5 empty] | 13472.1286 | 10444.385 | 8240.8508 | 6496.2822 | 6914.4992 | 7551.4217 | 6966.6264 | 7166.819 | 6780.4371 | 6533.4031 | 6681.1066 | 6615.6828 | 5839.05 | 5580.4588 | 4903.788
P5 | [5 empty] | 9471.776 | 7793.4696 | 5510.225 | 4426.24 | 5340.115 | 5988.99 | 5779.44 | 5874.24 | 5408.85 | 5091.075 | 5149.2 | 5176.63 | 4480.625 | 4232.69 | 3899.45
P95 | [5 empty] | 17910.1374 | 14207.29 | 11470.0245 | 8985.46 | 8653.81 | 9182.42 | 8246.88 | 8440 | 8222.8 | 7977.42 | 8089.2 | 7928.55 | 7009.875 | 7143.71 | 6012
NETREVENUE - Net Revenue $
MEAN | [5 empty] | 87277.5042 | 62795.0084 | 53408.7672 | 39337.5768 | 48966.0889 | 48301.4118 | 48590.6743 | 53825.1934 | 54497.7959 | 54149.5119 | 59687.3993 | 52951.0808 | 46694.88 | 48255.7315 | 41450.2438
P5 | [5 empty] | 30285.6458 | 16942.9269 | 22472.3034 | 14129.5206 | 20404.0401 | 16560.976 | 19990.4514 | 26551.9462 | 29380.8168 | 29555.7032 | 32408.1996 | 23889.4509 | 23010.0859 | 24340.0324 | 18834.4658
P95 | [5 empty] | 163530.8365 | 118901.3503 | 99237.2043 | 74320.1189 | 82880.3922 | 93914.7189 | 77839.8524 | 82305.4564 | 84578.2642 | 88664.5902 | 87701.9594 | 80136.5792 | 72013.0332 | 79829.4845 | 67722.1558
STARTS - Number Starts
MEAN | [5 empty] | 138.29 | 124.38 | 104.27 | 90.13 | 93.86 | 103.38 | 95.72 | 96.64 | 92.56 | 90.4 | 88.31 | 90.85 | 81.23 | 78.76 | 71.89
P5 | [5 empty] | 114.5 | 105 | 82 | 70.5 | 77 | 84 | 75.5 | 76 | 68.5 | 69.5 | 71 | 71 | 58.5 | 56 | 55
P95 | [5 empty] | 167.5 | 145 | 126 | 109 | 112 | 122.5 | 110.5 | 114.5 | 113 | 111 | 105 | 107 | 97 | 99.5 | 87
TOTALEMISSIONCOSTS - Emission Costs
MEAN | [9 empty] | 20828.0541 | 28284.8856 | 36281.9059 | 42697.1635 | 46332.8544 | 50203.4564 | 57409.4941 | 60524.6411 | 57188.2456 | 62427.8958 | 57732.6367
P5 | [9 empty] | 11715.3265 | 16627.1704 | 21511.5998 | 24600.896 | 24405.9379 | 28402.1685 | 35209.7478 | 34606.624 | 30512.4139 | 35895.3034 | 34262.0938
P95 | [9 empty] | 31249.9649 | 41179.9681 | 52280.1743 | 58406.9125 | 65483.1781 | 72518.051 | 83982.2195 | 86538.3894 | 84800.2054 | 94760.8921 | 89411.6598
VOMCOSTS - VOM Costs
MEAN | [5 empty] | 9430.49 | 7415.5133 | 5933.4126 | 4807.2488 | 5185.8744 | 5814.5947 | 5433.9686 | 5733.4552 | 5559.9584 | 5422.7246 | 5678.9406 | 5755.644 | 5138.364 | 5022.4129 | 4511.485
P5 | [5 empty] | 6630.2432 | 5533.3634 | 3967.362 | 3275.4176 | 4005.0862 | 4611.5223 | 4507.9632 | 4699.392 | 4435.257 | 4225.5922 | 4376.82 | 4503.6681 | 3942.95 | 3809.421 | 3587.494
P95 | [5 empty] | 12537.0962 | 10087.1759 | 8258.4177 | 6649.2404 | 6490.3575 | 7070.4634 | 6432.5664 | 6752 | 6742.696 | 6621.2586 | 6875.82 | 6897.8385 | 6168.69 | 6429.339 | 5531.04
15929: New 2024JAN 18V50DF_NG_B #4
CAPACITYFACTOR - Net Generation Capacity Factor
MEAN | [5 empty] | 0.21862 | 0.16949 | 0.13729 | 0.10639 | 0.11253 | 0.12635 | 0.11493 | 0.12084 | 0.12141 | 0.11676 | 0.11411 | 0.11583 | 0.10532 | 0.096982 | 0.082342
P5 | [5 empty] | 0.15254 | 0.12201 | 0.093112 | 0.070326 | 0.08686 | 0.0993 | 0.092726 | 0.096058 | 0.097635 | 0.093405 | 0.091933 | 0.098805 | 0.08588 | 0.076899 | 0.064517
P95 | [5 empty] | 0.29262 | 0.22991 | 0.18601 | 0.14506 | 0.14025 | 0.1553 | 0.13269 | 0.14183 | 0.1435 | 0.14002 | 0.13444 | 0.13291 | 0.12332 | 0.1194 | 0.099
CO2EMISSIONS - CO2 Emissions
MEAN | [5 empty] | 6995.1276 | 5410.0943 | 4374.5032 | 3372.931 | 3619.5928 | 4020.5261 | 3647.4662 | 3873.1437 | 3831.2438 | 3720.7592 | 3665.3862 | 3706.0565 | 3371.509 | 3095.6911 | 2617.0084
P5 | [5 empty] | 4906.7855 | 3899.5862 | 2971.9595 | 2222.9778 | 2784.891 | 3153.5995 | 2950.8699 | 3056.6628 | 3073.428 | 2962.393 | 2946.4379 | 3137.0972 | 2758.1661 | 2451.9116 | 2017.6422
P95 | [5 empty] | 9366.2777 | 7336.4378 | 5917.056 | 4572.7812 | 4515.784 | 4956.2769 | 4222.3477 | 4561.7355 | 4491.9332 | 4454.5289 | 4327.8538 | 4246.8781 | 3936.4966 | 3817.478 | 3159.375
FUELCONSUMED - Fuel Consumed
MEAN | [5 empty] | 114033.7786 | 88186.4769 | 71309.7521 | 54987.1421 | 58997.1444 | 65536.5888 | 59455.3507 | 63139.6804 | 62446.3759 | 60656.0146 | 59746.3119 | 60412.5271 | 54962.8411 | 50457.4254 | 42658.4281
P5 | [5 empty] | 79989.5164 | 63564.5069 | 48446.825 | 36239.9565 | 45392.058 | 51405.2431 | 48100.5072 | 49829.6234 | 50094.5445 | 48293.0875 | 48027.3528 | 51137.9058 | 44964.035 | 39964.3061 | 32888.4874
P95 | [5 empty] | 152689.8935 | 119586.3009 | 96456.4855 | 74548.0702 | 73604.4744 | 80789.7829 | 68826.1669 | 74365.0426 | 73215.1035 | 72617.9662 | 70544.628 | 69228.4741 | 64173.3538 | 62222.0069 | 51499.2513
FUELCOST - Fuel Cost
MEAN | [5 empty] | 199560.0742 | 163552.2802 | 135905.5668 | 109654.3759 | 118499.5078 | 134193.2097 | 123907.3132 | 134463.5339 | 135919.1145 | 134682.8588 | 135380.9944 | 138681.1972 | 132188.5923 | 125675.5183 | 110683.4641
P5 | [5 empty] | 97740.618 | 81585.8101 | 69753.6745 | 52808.6406 | 67847.0807 | 82455.1568 | 76401.2177 | 86403.0441 | 91504.8102 | 84350.703 | 84226.1947 | 90874.7504 | 89952.311 | 78343.1467 | 64906.585
P95 | [5 empty] | 343897.4599 | 284942.6208 | 242309.3447 | 192049.2311 | 184257.84 | 216776.9778 | 171579.7811 | 184711.1466 | 185805.1667 | 191859.0891 | 174773.0736 | 184970.1545 | 185013.7901 | 183785.1029 | 164267.1037
NETPOS - Net Position (MWh)
MEAN | [5 empty] | 13403.5464 | 10359.3298 | 8370.9868 | 6450.3902 | 6916.3443 | 7677.6331 | 6959.5087 | 7459.7756 | 7372.6289 | 7155.3551 | 7043.064 | 7116.5658 | 6470.0225 | 5935.4694 | 5014.509
P5 | [5 empty] | 9403.485 | 7467.3694 | 5686.5048 | 4251.52 | 5321.2457 | 6022.17 | 5630.4 | 5886.83 | 5914.35 | 5696.955 | 5661.6 | 6024.02 | 5293 | 4701.13 | 3866.05
P95 | [5 empty] | 17942.4603 | 14048.735 | 11319.77 | 8744.04 | 8628.895 | 9464.595 | 8056.44 | 8786.04 | 8644.05 | 8566.47 | 8316 | 8155.08 | 7554.25 | 7319.375 | 6053.75
NETREVENUE - Net Revenue $
MEAN | [5 empty] | 86995.0996 | 63662.7429 | 52856.0683 | 38897.3768 | 49120.0478 | 48129.3069 | 48336.3578 | 52224.733 | 51303.4146 | 50121.3258 | 57430.7404 | 51023.3345 | 42768.2444 | 46036.2775 | 40547.6868
P5 | [5 empty] | 30431.8086 | 17594.4926 | 23305.7781 | 14792.7813 | 19833.2332 | 16172.1812 | 21107.9669 | 24059.3657 | 24062.0417 | 24382.3574 | 30437.34 | 21304.0839 | 18111.9602 | 20665.4889 | 16978.3789
P95 | [5 empty] | 159405.8366 | 121000.6754 | 97545.2563 | 74176.3193 | 84639.8037 | 93851.8132 | 77439.9894 | 78548.9688 | 82377.5889 | 87226.5808 | 86950.954 | 79425.879 | 71285.1751 | 76348.9473 | 68617.3472
STARTS - Number Starts
MEAN | [5 empty] | 139.3 | 123.39 | 106.08 | 90.9 | 93.36 | 104.64 | 95.23 | 99.78 | 99.2 | 98.27 | 91.38 | 93.87 | 87.16 | 82.84 | 73.72
P5 | [5 empty] | 116 | 105 | 81.5 | 71.5 | 76 | 88 | 77 | 78.5 | 77 | 79 | 72 | 74 | 66.5 | 63 | 54
P95 | [5 empty] | 164.5 | 143.5 | 129 | 110 | 111 | 120 | 110 | 116 | 119.5 | 116 | 107.5 | 111.5 | 102 | 103 | 92.5
TOTALEMISSIONCOSTS - Emission Costs
MEAN | [9 empty] | 20856.5617 | 28772.8598 | 36287.359 | 44438.5505 | 50386.3586 | 54860.145 | 60522.5306 | 65004.263 | 63181.0373 | 66378.2406 | 59093.1361
P5 | [9 empty] | 11741.1122 | 16206.5385 | 21460.316 | 23834.2029 | 29131.6552 | 31641.7917 | 36593.5015 | 39067.1772 | 35670.573 | 37833.9847 | 33365.4432
P95 | [9 empty] | 30751.773 | 42921.0478 | 52090.8264 | 60664.4541 | 73168.6697 | 77275.8659 | 86706.4126 | 90069.5984 | 93580.3229 | 101526.0587 | 90976.6359
VOMCOSTS - VOM Costs
MEAN | [5 empty] | 9382.4825 | 7355.1242 | 6027.1105 | 4773.2888 | 5187.2582 | 5911.7775 | 5428.4168 | 5967.8205 | 6045.5557 | 5938.9447 | 5986.6044 | 6191.4122 | 5693.6198 | 5341.9225 | 4613.3483
P5 | [5 empty] | 6582.4395 | 5301.8323 | 4094.2835 | 3146.1248 | 3990.9343 | 4637.0709 | 4391.712 | 4709.464 | 4849.767 | 4728.4726 | 4812.36 | 5240.8974 | 4657.84 | 4231.017 | 3556.766
P95 | [5 empty] | 12559.7222 | 9974.6018 | 8150.2344 | 6470.5896 | 6471.6713 | 7287.7382 | 6284.0232 | 7028.832 | 7088.121 | 7110.1701 | 7068.6 | 7094.9196 | 6647.74 | 6587.4375 | 5569.45
15929: New 2024JAN 18V50DF_NG_B #5
CAPACITYFACTOR - Net Generation Capacity Factor
MEAN | [5 empty] | 0.21905 | 0.16912 | 0.13527 | 0.10627 | 0.11255 | 0.12543 | 0.11586 | 0.11999 | 0.12 | 0.11543 | 0.11484 | 0.11535 | 0.10504 | 0.10061 | 0.085676
P5 | [5 empty] | 0.15116 | 0.12102 | 0.091204 | 0.069415 | 0.081336 | 0.096552 | 0.090698 | 0.095416 | 0.098986 | 0.092562 | 0.092748 | 0.093619 | 0.086567 | 0.080332 | 0.066505
P95 | [5 empty] | 0.28634 | 0.22597 | 0.18462 | 0.14789 | 0.14277 | 0.15523 | 0.13518 | 0.14464 | 0.14372 | 0.14047 | 0.13225 | 0.13502 | 0.12424 | 0.12297 | 0.10208
CO2EMISSIONS - CO2 Emissions
MEAN | [5 empty] | 7009.1696 | 5394.7307 | 4313.196 | 3370.9221 | 3619.6144 | 3990.8212 | 3682.2259 | 3842.0849 | 3787.2506 | 3680.6577 | 3692.537 | 3691.6381 | 3363.3043 | 3212.5277 | 2721.4202
P5 | [5 empty] | 4854.0495 | 3840.432 | 2902.107 | 2205.5768 | 2629.3813 | 3066.501 | 2890.1167 | 3054.3032 | 3099.6966 | 2953.6415 | 2990.1536 | 2992.9131 | 2736.3452 | 2556.6195 | 2117.8707
P95 | [5 empty] | 9161.1778 | 7262.356 | 5838.039 | 4676.9253 | 4607.0559 | 4930.2141 | 4291.7799 | 4601.1742 | 4570.7391 | 4485.1593 | 4266.6519 | 4312.4164 | 3962.6817 | 3939.6373 | 3250.8879
FUELCONSUMED - Fuel Consumed
MEAN | [5 empty] | 114262.7743 | 87936.0404 | 70310.3696 | 54954.4017 | 58997.4993 | 65052.3865 | 60021.9672 | 62633.3722 | 61729.3222 | 60002.3016 | 60188.8769 | 60177.4921 | 54829.0874 | 52361.7743 | 44360.3895
P5 | [5 empty] | 79129.8941 | 62600.2929 | 47307.5754 | 35956.2778 | 42857.4312 | 49985.4593 | 47110.2026 | 49791.0035 | 50522.703 | 48150.4196 | 48739.9248 | 48787.5563 | 44608.3069 | 41670.9669 | 34522.2567
P95 | [5 empty] | 149346.5786 | 118378.746 | 95167.8078 | 76246.2354 | 75092.149 | 80364.9462 | 69957.9436 | 75007.968 | 74499.579 | 73117.3039 | 69547.0272 | 70296.8148 | 64600.2275 | 64213.1111 | 52990.9537
FUELCOST - Fuel Cost
MEAN | [5 empty] | 200171.2098 | 163251.587 | 134065.9599 | 109715.2616 | 118388.5754 | 133326.6452 | 124990.3846 | 133388.4687 | 134745.9708 | 133563.8487 | 136294.9191 | 138454.5392 | 131798.3822 | 130298.6225 | 114952.3256
P5 | [5 empty] | 98529.3754 | 83608.8772 | 69139.8342 | 53016.4958 | 67133.968 | 77895.8672 | 74725.7709 | 85540.0225 | 86230.6307 | 82627.4248 | 84548.8119 | 90826.2252 | 90244.2991 | 82146.2906 | 70633.2033
P95 | [5 empty] | 342715.5333 | 289240.4525 | 241328.269 | 194789.5874 | 185216.1657 | 222170.0586 | 170957.0753 | 180625.6293 | 192429.0107 | 202551.41 | 178890.2793 | 199907.5038 | 185873.4271 | 191258.1103 | 166335.1077
NETPOS - Net Position (MWh)
MEAN | [5 empty] | 13430.0701 | 10329.9549 | 8253.7246 | 6446.5635 | 6916.4066 | 7620.8926 | 7025.79 | 7399.9318 | 7287.9635 | 7078.1815 | 7095.2266 | 7088.8788 | 6454.2775 | 6159.4841 | 5214.575
P5 | [5 empty] | 9301.4892 | 7353.7458 | 5553.6287 | 4218.24 | 5024.2777 | 5855.8022 | 5514.48 | 5882.68 | 5964.9 | 5680.125 | 5745.6 | 5747.15 | 5251.125 | 4901.89 | 4058.1
P95 | [5 empty] | 17548.499 | 13906.87 | 11170.11 | 8942.3238 | 8803.3 | 9414.825 | 8188.92 | 8862 | 8795.7 | 8625.375 | 8198.4 | 8280.93 | 7604.5 | 7553.595 | 6229.1
NETREVENUE - Net Revenue $
MEAN | [5 empty] | 87506.3063 | 64008.1782 | 53136.8054 | 39669.4719 | 49008.9474 | 48129.8396 | 48321.7466 | 51799.9673 | 51965.087 | 50950.9523 | 57472.0333 | 50892.4738 | 42430.9042 | 44874.6868 | 39513.6238
P5 | [5 empty] | 29180.1542 | 17663.4892 | 22884.646 | 15298.5626 | 20708.708 | 17080.3881 | 18917.1402 | 23574.8318 | 26405.73 | 25030.6751 | 29480.1135 | 20858.8009 | 17930.8212 | 18196.7078 | 15708.4583
P95 | [5 empty] | 159310.1533 | 118883.6745 | 95668.9069 | 77670.3118 | 83652.6644 | 93697.2427 | 79703.3529 | 80107.3196 | 82039.8977 | 87471.0397 | 87139.3993 | 80261.9382 | 69216.5886 | 76946.8309 | 68184.0892
STARTS - Number Starts
MEAN | [5 empty] | 139.94 | 122.27 | 105.59 | 89.27 | 93.84 | 104.73 | 96.18 | 99.48 | 98.08 | 96.74 | 92.06 | 93.53 | 87.09 | 85.8 | 75.62
P5 | [5 empty] | 117.5 | 100.5 | 79.5 | 66 | 78.5 | 88 | 78.5 | 79.5 | 75 | 77.5 | 75 | 72.5 | 66 | 67.5 | 58
P95 | [5 empty] | 166 | 143 | 126 | 110.5 | 109.5 | 122.5 | 112 | 117.5 | 116.5 | 113.5 | 108 | 113.5 | 105 | 104 | 91
TOTALEMISSIONCOSTS - Emission Costs
MEAN | [9 empty] | 20866.444 | 28609.7459 | 36552.8013 | 44112.0837 | 49784.5498 | 54261.1649 | 60971.575 | 64800.457 | 63131.2267 | 68906.6441 | 61356.4756
P5 | [9 empty] | 11510.0823 | 15826.8001 | 22277.3723 | 24571.913 | 27704.9353 | 30854.7129 | 38084.2877 | 36552.4402 | 35292.0003 | 38799.7301 | 34789.2875
P95 | [9 empty] | 30764.4872 | 42388.2112 | 50433.5444 | 62750.8477 | 74425.4127 | 75977.4998 | 88978.089 | 90788.1416 | 94021.7593 | 102281.4337 | 92265.2986
VOMCOSTS - VOM Costs
MEAN | [5 empty] | 9401.0491 | 7334.268 | 5942.6817 | 4770.457 | 5187.305 | 5868.0873 | 5480.1162 | 5919.9454 | 5976.1301 | 5874.8906 | 6030.9426 | 6167.3246 | 5679.7642 | 5543.5357 | 4797.409
P5 | [5 empty] | 6511.0424 | 5221.1595 | 3998.6126 | 3121.4976 | 3768.2083 | 4508.9677 | 4301.2944 | 4706.144 | 4891.218 | 4714.5037 | 4883.76 | 5000.0205 | 4620.99 | 4411.701 | 3733.452
P95 | [5 empty] | 12283.9493 | 9873.8777 | 8042.4792 | 6617.3196 | 6602.475 | 7249.4153 | 6387.3576 | 7089.6 | 7212.474 | 7159.0612 | 6968.64 | 7204.4091 | 6691.96 | 6798.2355 | 5730.772
15929: New 2024JAN 18V50DF_NG_B #6
CAPACITYFACTOR - Net Generation Capacity Factor
MEAN | [5 empty] | 0.2186 | 0.16722 | 0.1354 | 0.10491 | 0.11092 | 0.12429 | 0.11722 | 0.12239 | 0.11969 | 0.11433 | 0.11446 | 0.1152 | 0.10418 | 0.10283 | 0.090043
P5 | [5 empty] | 0.1485 | 0.1206 | 0.092881 | 0.071721 | 0.082184 | 0.093667 | 0.094721 | 0.098891 | 0.096263 | 0.092313 | 0.090253 | 0.094167 | 0.084424 | 0.080193 | 0.071305
P95 | [5 empty] | 0.29209 | 0.22246 | 0.19004 | 0.15013 | 0.14068 | 0.15177 | 0.1375 | 0.14553 | 0.14169 | 0.13694 | 0.13307 | 0.13612 | 0.12308 | 0.12632 | 0.10451
CO2EMISSIONS - CO2 Emissions
MEAN | [5 empty] | 6984.96 | 5336.1374 | 4312.4808 | 3326.1875 | 3566.5203 | 3952.6169 | 3716.8098 | 3924.0112 | 3784.9228 | 3645.5845 | 3677.2365 | 3685.4338 | 3336.0718 | 3283.4673 | 2863.1346
P5 | [5 empty] | 4742.918 | 3846.3818 | 2951.1645 | 2248.3985 | 2629.2276 | 2971.1599 | 2981.2465 | 3181.3833 | 3042.7813 | 2931.7626 | 2863.3781 | 3010.3899 | 2701.4317 | 2534.8054 | 2279.1077
P95 | [5 empty] | 9293.214 | 7114.5238 | 6020.025 | 4803.6788 | 4528.7099 | 4861.0434 | 4326.4961 | 4682.411 | 4487.5551 | 4388.8924 | 4279.7666 | 4338.6317 | 3936.4966 | 4026.8939 | 3355.4741
FUELCONSUMED - Fuel Consumed
MEAN | [5 empty] | 113868.1923 | 86980.9137 | 70298.7613 | 54225.1375 | 58132.1371 | 64429.6634 | 60585.6901 | 63968.935 | 61691.3785 | 59430.5153 | 59939.4767 | 60076.3559 | 54385.1387 | 53518.037 | 46670.3973
P5 | [5 empty] | 77318.4987 | 62697.021 | 48107.4493 | 36654.2793 | 42855.0437 | 48431.3861 | 48595.6595 | 51862.6522 | 49595.0263 | 47793.7499 | 46673.466 | 49072.4472 | 44039.1419 | 41315.4126 | 37150.4944
P95 | [5 empty] | 151497.9148 | 115969.3392 | 98135.2232 | 78312.5566 | 73815.9969 | 79237.7299 | 70523.8319 | 76332.4388 | 73143.7437 | 71547.9569 | 69760.7988 | 70724.151 | 64173.3538 | 65635.3284 | 54695.7565
FUELCOST - Fuel Cost
MEAN | [5 empty] | 199485.2618 | 161315.3609 | 134294.9706 | 108350.9696 | 117007.4971 | 132310.9156 | 125948.5196 | 136118.3846 | 134647.1085 | 132154.5792 | 135652.1459 | 138143.4561 | 130832.5802 | 132971.6786 | 120468.8859
P5 | [5 empty] | 95657.4735 | 81919.9193 | 69348.1772 | 52455.0454 | 65504.95 | 77730.1941 | 76919.8753 | 90867.4155 | 87414.3284 | 82914.637 | 83070.2867 | 86621.3265 | 85820.8708 | 82251.6048 | 74067.6941
P95 | [5 empty] | 340370.5581 | 286199.6212 | 239605.398 | 196704.9855 | 188801.7651 | 215522.7765 | 171190.7781 | 185214.3346 | 189037.6873 | 189843.2135 | 177089.4162 | 196346.715 | 186600.963 | 193193.2765 | 176117.6896
NETPOS - Net Position (MWh)
MEAN | [5 empty] | 13383.7118 | 10217.7787 | 8252.285 | 6360.9706 | 6814.8554 | 7547.8908 | 7091.8025 | 7557.7036 | 7283.4911 | 7010.7875 | 7065.8266 | 7076.965 | 6402.0175 | 6295.499 | 5486.117
P5 | [5 empty] | 9088.9349 | 7364.6041 | 5647.74 | 4300.0057 | 5023.9544 | 5673.78 | 5688.36 | 6127.44 | 5855.375 | 5638.05 | 5502 | 5780.71 | 5184.125 | 4860.065 | 4367.05
P95 | [5 empty] | 17802.6348 | 13622.995 | 11516.5353 | 9184.86 | 8651.8948 | 9281.96 | 8255.16 | 9018.07 | 8635.625 | 8440.245 | 8223.6 | 8331.27 | 7554.25 | 7720.895 | 6429.5
NETREVENUE - Net Revenue $
MEAN | [5 empty] | 86879.1143 | 64343.3151 | 53693.2722 | 39843.1625 | 49581.1047 | 48670.6137 | 47667.5384 | 51647.9549 | 51923.0075 | 50849.0947 | 57381.2766 | 50697.6665 | 43185.3224 | 43896.4718 | 38244.8663
P5 | [5 empty] | 29427.6425 | 18011.475 | 23157.4674 | 14652.3009 | 20877.1964 | 18000.3697 | 20136.0172 | 23754.1651 | 25979.3584 | 24811.4298 | 30449.1764 | 18887.4252 | 17999.1173 | 19136.0168 | 12944.6823
P95 | [5 empty] | 162866.4664 | 120772.9058 | 98554.4304 | 79189.0511 | 84703.4228 | 95186.8895 | 77122.766 | 79204.7607 | 82496.2036 | 85901.8884 | 85143.0515 | 77380.2752 | 70431.419 | 76143.7918 | 67428.564
STARTS - Number Starts
MEAN | [5 empty] | 140.97 | 122.03 | 104.4 | 89.49 | 92.02 | 103.07 | 96.46 | 100.73 | 98.05 | 96.45 | 91.12 | 93.71 | 85.78 | 86.66 | 78.07
P5 | [5 empty] | 116.5 | 99 | 81 | 67 | 74 | 84.5 | 80 | 80.5 | 75 | 78.5 | 70 | 76 | 65 | 66 | 58
P95 | [5 empty] | 165 | 141.5 | 127.5 | 113 | 108 | 126 | 112 | 118 | 117.5 | 114 | 109 | 114 | 100 | 104.5 | 95.5
TOTALEMISSIONCOSTS - Emission Costs
MEAN | [9 empty] | 20536.6392 | 28332.0531 | 36950.1497 | 45040.1655 | 49749.4534 | 53780.2094 | 60712.5766 | 64713.6131 | 62612.0017 | 70409.7885 | 64651.9898
P5 | [9 empty] | 11541.5204 | 15601.1545 | 22116.9023 | 24670.7487 | 28241.9015 | 30857.6479 | 36581.7254 | 37314.723 | 36096.3914 | 40133.5567 | 35659.4444
P95 | [9 empty] | 30219.3888 | 43268.2407 | 51522.8704 | 60414.5023 | 70286.2485 | 75912.4537 | 87045.5899 | 91659.1507 | 93599.0866 | 102938.9953 | 97499.5499
VOMCOSTS - VOM Costs
MEAN | [5 empty] | 9368.5982 | 7254.6229 | 5941.6452 | 4707.1182 | 5111.1416 | 5811.8759 | 5531.606 | 6046.1628 | 5972.4627 | 5818.9536 | 6005.9526 | 6156.9595 | 5633.7754 | 5665.9491 | 5047.2276
P5 | [5 empty] | 6362.2544 | 5228.8689 | 4066.3728 | 3182.0042 | 3767.9658 | 4368.8106 | 4436.9208 | 4901.952 | 4801.4075 | 4679.5815 | 4676.7 | 5029.2177 | 4562.03 | 4374.0585 | 4017.686
P95 | [5 empty] | 12461.8444 | 9672.3265 | 8291.9054 | 6796.7964 | 6488.9211 | 7147.1092 | 6439.0248 | 7214.456 | 7081.2125 | 7005.4033 | 6990.06 | 7248.2049 | 6647.74 | 6948.8055 | 5915.14
15929: New 2024JAN 18V50DF_NG_B #7
CAPACITYFACTOR - Net Generation Capacity Factor
MEAN | [5 empty] | 0.21904 | 0.16584 | 0.1329 | 0.10383 | 0.10751 | 0.11926 | 0.119 | 0.12473 | 0.12256 | 0.11804 | 0.11587 | 0.11778 | 0.10637 | 0.10438 | 0.093126
P5 | [5 empty] | 0.14731 | 0.12152 | 0.089683 | 0.067688 | 0.079273 | 0.088021 | 0.09822 | 0.10041 | 0.098202 | 0.097527 | 0.091769 | 0.097584 | 0.083145 | 0.080982 | 0.074205
P95 | [5 empty] | 0.29013 | 0.22684 | 0.18468 | 0.1481 | 0.13713 | 0.14922 | 0.13885 | 0.14595 | 0.14454 | 0.14508 | 0.13535 | 0.13706 | 0.12719 | 0.12577 | 0.10942
CO2EMISSIONS - CO2 Emissions
MEAN | [5 empty] | 7004.8293 | 5288.3053 | 4237.2801 | 3294.9414 | 3454.247 | 3790.4694 | 3783.0429 | 3998.9563 | 3872.9637 | 3766.7124 | 3727.6844 | 3766.5265 | 3405.8115 | 3337.392 | 2960.2254
P5 | [5 empty] | 4752.5027 | 3853.861 | 2872.815 | 2135.9727 | 2538.227 | 2806.0954 | 3128.79 | 3233.9681 | 3099.6966 | 3106.7932 | 2959.5526 | 3106.5127 | 2653.4257 | 2595.885 | 2353.1896
P95 | [5 empty] | 9352.5192 | 7205.8372 | 5896.6343 | 4675.1793 | 4402.7808 | 4730.3993 | 4408.9468 | 4697.5797 | 4548.8486 | 4616.4322 | 4336.597 | 4386.693 | 4084.879 | 4000.7169 | 3473.1336
FUELCONSUMED - Fuel Consumed
MEAN | [5 empty] | 114191.9348 | 86201.2466 | 69072.8251 | 53715.7426 | 56302.1118 | 61786.5729 | 61665.3418 | 65190.6706 | 63126.3769 | 61405.1538 | 60761.7848 | 61398.2494 | 55522.0457 | 54396.9673 | 48253.0226
P5 | [5 empty] | 77474.3508 | 62819.2509 | 46830.2604 | 34821.5629 | 41371.5236 | 45740.7535 | 51000.6848 | 52719.8861 | 50522.703 | 50647.1081 | 48241.1244 | 50639.3468 | 43256.54 | 42310.9647 | 38358.063
P95 | [5 empty] | 152464.8652 | 117458.3956 | 96122.8273 | 76217.5544 | 71762.5915 | 77107.8647 | 71867.8166 | 76579.5635 | 74142.7802 | 75257.3225 | 70687.1424 | 71507.6008 | 66592.305 | 65208.6632 | 56613.6597
FUELCOST - Fuel Cost
MEAN | [5 empty] | 200129.5919 | 160174.859 | 132016.9537 | 107292.4381 | 113566.4435 | 127210.3241 | 127955.308 | 138169.1582 | 137367.5277 | 136413.7376 | 137476.7113 | 140782.4194 | 133268.5898 | 134811.5282 | 124038.3553
P5 | [5 empty] | 96736.7081 | 81812.5474 | 70607.0139 | 50428.8141 | 61766.41 | 74764.8846 | 80470.958 | 94309.6439 | 89756.8407 | 86694.2199 | 85698.3091 | 89229.2174 | 91036.0784 | 88920.8005 | 76073.9176
P95 | [5 empty] | 342393.5735 | 283142.4495 | 238228.5936 | 190625.4387 | 177551.4367 | 205956.5495 | 175104.0231 | 182192.0965 | 189120.2682 | 199920.5047 | 179708.1646 | 200214.8664 | 185867.3054 | 193500.1959 | 181499.8337
NETPOS - Net Position (MWh)
MEAN | [5 empty] | 13422.009 | 10126.1 | 8108.5424 | 6301.209 | 6600.3941 | 7238.2775 | 7218.1138 | 7702.0866 | 7452.9206 | 7243.7118 | 7162.7626 | 7232.6834 | 6535.85 | 6398.8904 | 5672.155
P5 | [5 empty] | 9107.4718 | 7379.5309 | 5497.8 | 4085.12 | 4850.12 | 5358.57 | 5969.88 | 6228.72 | 5964.9 | 5974.65 | 5686.8 | 5965.29 | 5092 | 4977.175 | 4509
P95 | [5 empty] | 17916.8044 | 13796.133 | 11282.635 | 8939.49 | 8412.965 | 9033.255 | 8412.48 | 9047.68 | 8753.575 | 8877.825 | 8332.8 | 8423.56 | 7839 | 7670.705 | 6654.95
NETREVENUE - Net Revenue $
MEAN | [5 empty] | 87661.9303 | 64624.0369 | 54276.5514 | 40298.3457 | 50501.3617 | 49969.4217 | 47377.7588 | 50577.1097 | 51019.6329 | 50248.8938 | 57341.3107 | 49990.188 | 42665.0179 | 43472.6665 | 37043.0187
P5 | [5 empty] | 29428.0465 | 17455.7028 | 22313.5021 | 15147.9524 | 22321.9256 | 21003.7933 | 17426.8089 | 21237.7698 | 24743.1576 | 24172.1521 | 31165.7409 | 17793.904 | 18252.7548 | 17978.6729 | 12095.1793
P95 | [5 empty] | 163301.6374 | 120664.5052 | 99917.7891 | 75573.9929 | 83740.8243 | 95160.9673 | 77960.4814 | 77630.5546 | 82090.045 | 85617.282 | 87148.3599 | 76400.2691 | 70971.078 | 74100.1088 | 67603.9593
STARTS - Number Starts
MEAN | [5 empty] | 141.06 | 122.31 | 103.47 | 87.98 | 90.05 | 101.18 | 96.88 | 101.95 | 100.18 | 99.44 | 91.7 | 93.64 | 87.46 | 87.23 | 80.07
P5 | [5 empty] | 119.5 | 102 | 77 | 66.5 | 74.5 | 84 | 77.5 | 83 | 80 | 80.5 | 71 | 73.5 | 67 | 66 | 61
P95 | [5 empty] | 165.5 | 141 | 124.5 | 110 | 106.5 | 120 | 111 | 119 | 118 | 117 | 109 | 111 | 104.5 | 105 | 98
TOTALEMISSIONCOSTS - Emission Costs
MEAN | [9 empty] | 19904.7573 | 27113.2617 | 37584.5367 | 45848.4804 | 50941.5416 | 55560.1011 | 61537.1617 | 66132.3806 | 63980.8074 | 71529.8995 | 66868.6408
P5 | [9 empty] | 10974.4955 | 15312.8538 | 23219.3748 | 26659.7983 | 29219.0066 | 33073.3067 | 37295.9676 | 39704.2528 | 35120.8429 | 41710.2663 | 37993.1331
P95 | [9 empty] | 30359.8571 | 39811.9238 | 53518.6512 | 62021.8894 | 72118.4928 | 78412.2183 | 87874.8041 | 93651.2647 | 93461.4991 | 104130.6453 | 102505.4672
VOMCOSTS - VOM Costs
MEAN | [5 empty] | 9395.4063 | 7189.531 | 5838.1505 | 4662.8947 | 4950.2956 | 5573.4737 | 5630.1288 | 6161.6693 | 6111.3949 | 6012.2808 | 6088.3482 | 6292.4346 | 5751.548 | 5759.0014 | 5218.3826
P5 | [5 empty] | 6375.2303 | 5239.4669 | 3958.416 | 3022.9888 | 3637.59 | 4126.0989 | 4656.5064 | 4982.976 | 4891.218 | 4958.9595 | 4833.78 | 5189.8023 | 4480.96 | 4479.4575 | 4148.28
P95 | [5 empty] | 12541.763 | 9795.2545 | 8123.4972 | 6615.2226 | 6309.7238 | 6955.6064 | 6561.7344 | 7238.144 | 7177.9315 | 7368.5948 | 7082.88 | 7328.4972 | 6898.32 | 6903.6345 | 6122.554
15929: New 2024JAN J920_A #1
CAPACITYFACTOR - Net Generation Capacity Factor
MEAN | [5 empty] | 0.55483 | 0.3598 | 0.29782 | 0.25316 | 0.26235 | 0.27705 | 0.25101 | 0.27462 | 0.26802 | 0.25868 | 0.25317 | 0.25671 | 0.23373 | 0.23045 | 0.21933
P5 | [5 empty] | 0.52048 | 0.3228 | 0.26157 | 0.21743 | 0.23438 | 0.25182 | 0.22212 | 0.24528 | 0.23219 | 0.23797 | 0.22651 | 0.23068 | 0.19819 | 0.19887 | 0.18707
P95 | [5 empty] | 0.59492 | 0.4076 | 0.3386 | 0.29999 | 0.29763 | 0.30462 | 0.27688 | 0.3068 | 0.30203 | 0.28638 | 0.28226 | 0.29085 | 0.2616 | 0.26199 | 0.24703
CO2EMISSIONS - CO2 Emissions
MEAN | [5 empty] | 9027.613 | 5750.2535 | 4754.0685 | 4026.6618 | 4225.1281 | 4412.2069 | 3993.1618 | 4408.0227 | 4244.4887 | 4128.5213 | 4078.7167 | 4119.243 | 3744.0724 | 3686.8798 | 3494.3873
P5 | [5 empty] | 8441.5562 | 5122.5207 | 4138.2362 | 3473.039 | 3760.0431 | 3998.7279 | 3513.4883 | 3903.0996 | 3666.1852 | 3760.5557 | 3658.7622 | 3740.6539 | 3167.8692 | 3164.0211 | 2975.0614
P95 | [5 empty] | 9662.8898 | 6520.7325 | 5408.3005 | 4771.6613 | 4821.795 | 4837.8199 | 4419.0785 | 4951.4911 | 4781.4678 | 4636.0696 | 4540.8688 | 4635.6043 | 4177.558 | 4215.053 | 3918.1561
FUELCONSUMED - Fuel Consumed
MEAN | [5 empty] | 152862.94 | 97357.6651 | 80474.7873 | 68167.4717 | 71532.4642 | 74703.0602 | 67609.4025 | 74641.3198 | 71856.4203 | 69899.9385 | 69056.4157 | 69739.3265 | 63386.7333 | 62423.2827 | 59163.3309
P5 | [5 empty] | 142934.9215 | 86729.5849 | 70050.9043 | 58795.0315 | 63658.6897 | 67702.0864 | 59487.8504 | 66090.8736 | 62064.2523 | 63669.8963 | 61946.0752 | 63329.5519 | 53631.9482 | 53570.6424 | 50370.6281
P95 | [5 empty] | 163615.7754 | 110402.9592 | 91550.0327 | 80780.0393 | 81635.344 | 81909.3282 | 74820.6607 | 83843.2834 | 80947.8794 | 78493.2488 | 76881.3561 | 78481.1634 | 70725.5367 | 71365.8627 | 66338.0739
FUELCOST - Fuel Cost
MEAN | [5 empty] | 247316.4002 | 171391.7435 | 146598.6401 | 129603.7253 | 138196.1731 | 149318.6448 | 137798.2955 | 155425.9195 | 153346.4331 | 152445.6572 | 153998.4772 | 157755.1316 | 150177.247 | 152211.7321 | 149070.5692
P5 | [5 empty] | 174459.4467 | 117569.2978 | 102853.9567 | 86923.731 | 94737.2307 | 109516.5544 | 96370.3292 | 118512.6156 | 117291.5337 | 111074.2295 | 113216.5804 | 118133.9193 | 115954.093 | 113415.7685 | 108097.613
P95 | [5 empty] | 347439.3466 | 244665.3388 | 220018.948 | 195032.5608 | 191798.1717 | 201860.044 | 167338.585 | 194374.4067 | 191992.4254 | 201468.6018 | 189825.6126 | 202237.9385 | 194459.1853 | 200264.791 | 193953.6324
NETPOS - Net Position (MWh)
MEAN | [5 empty] | 18451.5476 | 11941.5657 | 9862.0127 | 8348.7334 | 8755.7706 | 9137.3143 | 8264.4838 | 9207.649 | 8857.88 | 8610.3732 | 8500.2244 | 8579.6071 | 7792.4696 | 7668.4068 | 7262.6746
P5 | [5 empty] | 17289.9995 | 10640.9296 | 8585.4683 | 7202.3789 | 7792.2931 | 8280.5735 | 7271.92 | 8154.1129 | 7650.4911 | 7843.2494 | 7625.79 | 7791.3911 | 6592.1625 | 6581.16 | 6183.48
P95 | [5 empty] | 19786.5112 | 13538.7969 | 11212.3532 | 9885.5623 | 9984.8522 | 10018.5086 | 9146.13 | 10342.3791 | 9979.0344 | 9668.7931 | 9462.38 | 9655.4214 | 8695.05 | 8767.305 | 8143.5286
NETREVENUE - Net Revenue $
MEAN | [5 empty] | -42588.2491 | 21060.5177 | 16785.2611 | 8965.3956 | 15002.67 | 15302.4953 | 19663.4388 | 16982.5534 | 19224.1035 | 18895.6347 | 23361.5693 | 20426.4025 | 16697.4125 | 17522.7449 | 12197.7572
P5 | [5 empty] | -89534.6837 | -15248.7982 | -9446.3147 | -12789.6635 | -7788.0531 | -9775.044 | -4080.6922 | -4369.1778 | -2484.3379 | -2767.0275 | 4221.232 | -2981.8212 | -3118.3782 | -1967.1779 | -8642.4029
P95 | [5 empty] | 9675.6614 | 62359.1252 | 45984.8155 | 38111.3162 | 40740.1359 | 48209.0601 | 43017.8042 | 40216.3893 | 40268.0727 | 45009.1291 | 44976.8947 | 43456.0933 | 37299.6875 | 39986.8802 | 35100.5378
STARTS - Number Starts
MEAN | [5 empty] | 113.93 | 181.48 | 183.66 | 172.26 | 174.48 | 178.37 | 152.83 | 179.81 | 176.34 | 173.97 | 167.15 | 166.2 | 153.86 | 157.88 | 151.01
P5 | [5 empty] | 93.5 | 151 | 159 | 148 | 148 | 152 | 129 | 155 | 150.5 | 145 | 144.5 | 138.5 | 126.5 | 136 | 121
P95 | [5 empty] | 134.5 | 213 | 207.5 | 198.5 | 201.5 | 202 | 175 | 206 | 202.5 | 205.5 | 194 | 195.5 | 181.5 | 181.5 | 178.5
TOTALEMISSIONCOSTS - Emission Costs
MEAN | [9 empty] | 24238.8171 | 31520.6525 | 39795.9821 | 50844.425 | 55832.1457 | 61067.5468 | 67604.3437 | 72714.2077 | 70293.3357 | 79273.7921 | 79280.1771
P5 | [9 empty] | 15088.9554 | 19548.1763 | 23640.1253 | 31517.3034 | 33887.7287 | 37101.8696 | 41070.5674 | 44755.628 | 40244.1488 | 47310.7153 | 49862.0369
P95 | [9 empty] | 33682.8519 | 44616.3544 | 56869.7129 | 74030.5257 | 78533.2957 | 83476.626 | 100538.9639 | 105775.1327 | 98177.5215 | 113375.2406 | 122180.4092
VOMCOSTS - VOM Costs
MEAN | [5 empty] | 10148.3512 | 6687.2768 | 5621.3472 | 4842.2654 | 5165.9046 | 5482.3886 | 5123.9799 | 5800.8189 | 5669.0432 | 5596.7426 | 5695.1504 | 5834.1328 | 5376.804 | 5444.5688 | 5229.1257
P5 | [5 empty] | 9509.4997 | 5958.9206 | 4893.7169 | 4177.3798 | 4597.4529 | 4968.3441 | 4508.5904 | 5137.0911 | 4896.3143 | 5098.1121 | 5109.2793 | 5298.1459 | 4548.5921 | 4672.6236 | 4452.1056
P95 | [5 empty] | 10882.5812 | 7581.7263 | 6391.0413 | 5733.6262 | 5891.0628 | 6011.1052 | 5670.6006 | 6515.6988 | 6386.582 | 6284.7155 | 6339.7946 | 6565.6866 | 5999.5845 | 6224.7865 | 5863.3406
15929: New 2024JAN J920_A #2
CAPACITYFACTOR - Net Generation Capacity Factor
MEAN | [5 empty] | 0.55005 | 0.3573 | 0.29575 | 0.25308 | 0.26156 | 0.27445 | 0.2495 | 0.27703 | 0.2761 | 0.26641 | 0.25499 | 0.26269 | 0.24254 | 0.23113 | 0.21465
P5 | [5 empty] | 0.50915 | 0.31683 | 0.26017 | 0.21915 | 0.23134 | 0.2503 | 0.21884 | 0.24468 | 0.24184 | 0.24145 | 0.22276 | 0.23591 | 0.20515 | 0.19926 | 0.18216
P95 | [5 empty] | 0.58254 | 0.40979 | 0.33891 | 0.30102 | 0.29805 | 0.30049 | 0.27505 | 0.31095 | 0.31095 | 0.29325 | 0.2839 | 0.30245 | 0.27447 | 0.26355 | 0.24583
CO2EMISSIONS - CO2 Emissions
MEAN | [5 empty] | 8946.0588 | 5713.2718 | 4724.5862 | 4022.3326 | 4210.4061 | 4368.8092 | 3966.3761 | 4452.0341 | 4363.7116 | 4256.1335 | 4108.4744 | 4211.9018 | 3889.102 | 3699.8081 | 3415.7811
P5 | [5 empty] | 8170.8777 | 5010.4637 | 4154.8443 | 3469.0892 | 3690.9543 | 3966.4952 | 3463.1081 | 3919.3635 | 3803.2664 | 3868.1427 | 3586.134 | 3784.1463 | 3303.9686 | 3196.3869 | 2904.765
P95 | [5 empty] | 9493.1015 | 6525.0232 | 5440.986 | 4796.6315 | 4788.1865 | 4803.2328 | 4388.705 | 4992.9264 | 4896.0156 | 4657.2524 | 4569.5191 | 4847.6919 | 4379.8814 | 4188.3485 | 3925.2462
FUELCONSUMED - Fuel Consumed
MEAN | [5 empty] | 151481.301 | 96731.4696 | 79975.6722 | 68094.1146 | 71283.1917 | 73968.3854 | 67155.8853 | 75386.4453 | 73874.8933 | 72060.4412 | 69560.2472 | 71308.0314 | 65842.1486 | 62642.1993 | 57832.4679
P5 | [5 empty] | 138359.9264 | 84832.5764 | 70330.6968 | 58728.059 | 62488.9001 | 67156.9841 | 58635.0494 | 66366.5026 | 64387.2523 | 65490.7181 | 60716.0055 | 64066.0333 | 55935.7609 | 54119.1311 | 49180.7247
P95 | [5 empty] | 160741.8977 | 110475.8833 | 92102.6676 | 81202.3351 | 81064.9426 | 81323.4193 | 74306.0411 | 84545.0576 | 82888.5371 | 78851.3164 | 77365.5452 | 82072.2243 | 74150.5289 | 70913.804 | 66458.1635
FUELCOST - Fuel Cost
MEAN | [5 empty] | 245296.4974 | 170639.5295 | 145981.3969 | 129535.5221 | 137704.9534 | 147929.3849 | 136941.0553 | 157154.6958 | 157677.9557 | 157370.4564 | 155285.2374 | 161292.193 | 156183.4802 | 152858.3394 | 146196.966
P5 | [5 empty] | 175837.6952 | 114369.4756 | 100704.6431 | 86916.4394 | 94860.198 | 108406.088 | 97168.8825 | 119705.1239 | 121776.4994 | 114824.717 | 114251.7778 | 120423.2553 | 119003.663 | 113681.4981 | 101064.3749
P95 | [5 empty] | 351749.05 | 246830.3699 | 224003.4249 | 194238.005 | 186016.0308 | 201590.1559 | 166101.4484 | 193616.4117 | 195176.6782 | 205670.6174 | 189504.5226 | 204715.1819 | 201127.3486 | 199601.9833 | 189213.6915
NETPOS - Net Position (MWh)
MEAN | [5 empty] | 18291.9336 | 11864.7766 | 9801.1858 | 8339.7043 | 8725.5544 | 9047.8454 | 8209.0507 | 9299.6708 | 9106.676 | 8876.5288 | 8562.2522 | 8772.6214 | 8094.1156 | 7695.2302 | 7099.2186
P5 | [5 empty] | 16662.4138 | 10407.0464 | 8621.1573 | 7193.8075 | 7648.7555 | 8213.8931 | 7168.0253 | 8188.286 | 7937.3177 | 8068.1823 | 7473.393 | 7881.92 | 6876.4957 | 6648.3926 | 6037.2881
P95 | [5 empty] | 19431.3395 | 13550.0395 | 11288.5714 | 9946.8892 | 9923.3737 | 9946.9131 | 9083.2753 | 10429.8371 | 10218.2275 | 9712.8209 | 9523.5463 | 10097.1292 | 9114.0722 | 8711.656 | 8158.38
NETREVENUE - Net Revenue $
MEAN | [5 empty] | -40343.3229 | 21562.3112 | 17794.0739 | 9064.3613 | 15239.5947 | 15790.5571 | 19990.2056 | 17095.2647 | 17901.3121 | 17943.8254 | 22859.1909 | 19632.2806 | 15578.7653 | 18218.3128 | 13870.9411
P5 | [5 empty] | -83167.7662 | -13135.4566 | -7514.5401 | -13384.692 | -5910.3834 | -8899.9867 | -3442.0326 | -2664.0897 | -1863.7714 | -2487.3309 | 3456.6516 | -3162.4577 | -3900.7527 | -1793.7439 | -7402.1237
P95 | [5 empty] | 12052.4796 | 62558.4124 | 47095.3084 | 39422.2675 | 41424.5196 | 48415.7913 | 41275.5816 | 40475.3209 | 36397.5355 | 43970.5352 | 45415.5447 | 42772.2556 | 36719.1031 | 40546.4569 | 35996.2845
STARTS - Number Starts
MEAN | [5 empty] | 114.32 | 180.98 | 182.69 | 171.29 | 173.18 | 178.08 | 152.66 | 177.21 | 175.03 | 172.76 | 167.2 | 166.01 | 152.42 | 152.8 | 146.08
P5 | [5 empty] | 95.5 | 155.5 | 157 | 144 | 147 | 153.5 | 129 | 152 | 148 | 144.5 | 139 | 138.5 | 125 | 126.5 | 114.5
P95 | [5 empty] | 132 | 208 | 207.5 | 195.5 | 198 | 200.5 | 173 | 204 | 210.5 | 195 | 200 | 193 | 181 | 174.5 | 173.5
TOTALEMISSIONCOSTS - Emission Costs
MEAN | [9 empty] | 24148.7643 | 31225.5277 | 39520.4998 | 51389.2165 | 57402.1345 | 62966.3217 | 68079.8993 | 74437.9822 | 73103.3012 | 79483.7348 | 77553.5991
P5 | [9 empty] | 14849.6262 | 19471.64 | 23794.0915 | 31240.8596 | 34540.4774 | 36891.3419 | 41601.7165 | 46003.5365 | 41703.54 | 46695.8684 | 46978.7963
P95 | [9 empty] | 32598.5729 | 43616.3538 | 57022.5533 | 73103.8804 | 81566.9293 | 85655.8454 | 98742.0195 | 110691.745 | 104622.2796 | 112023.1436 | 118779.9009
VOMCOSTS - VOM Costs
MEAN | [5 empty] | 10060.5635 | 6644.2749 | 5586.6759 | 4837.0285 | 5148.0771 | 5428.7072 | 5089.6115 | 5858.7926 | 5828.2727 | 5769.7437 | 5736.709 | 5965.3826 | 5584.9397 | 5463.6134 | 5111.4374
P5 | [5 empty] | 9164.3276 | 5827.946 | 4914.0596 | 4172.4083 | 4512.7658 | 4928.3358 | 4444.1757 | 5158.6202 | 5079.8833 | 5244.3185 | 5007.1733 | 5359.7056 | 4744.782 | 4720.3587 | 4346.8474
P95 | [5 empty] | 10687.2367 | 7588.0221 | 6434.4857 | 5769.1957 | 5854.7905 | 5968.1479 | 5631.6307 | 6570.7973 | 6539.6656 | 6313.3336 | 6380.776 | 6866.0478 | 6288.7098 | 6185.2757 | 5874.0336
15929: New 2024JAN J920_A #3
CAPACITYFACTOR - Net Generation Capacity Factor
MEAN | [5 empty] | 0.55185 | 0.36172 | 0.29502 | 0.24938 | 0.26038 | 0.27484 | 0.24891 | 0.27548 | 0.27257 | 0.26299 | 0.25808 | 0.2627 | 0.24181 | 0.23239 | 0.21347
P5 | [5 empty] | 0.51822 | 0.32441 | 0.25462 | 0.21559 | 0.23319 | 0.24861 | 0.21839 | 0.24719 | 0.23673 | 0.23933 | 0.22663 | 0.23228 | 0.20249 | 0.2008 | 0.18084
P95 | [5 empty] | 0.59101 | 0.4159 | 0.33865 | 0.29572 | 0.29729 | 0.30387 | 0.27645 | 0.3081 | 0.30569 | 0.29501 | 0.28709 | 0.30467 | 0.27013 | 0.26757 | 0.24637
CO2EMISSIONS - CO2 Emissions
MEAN | [5 empty] | 8989.1462 | 5784.6153 | 4708.6691 | 3967.1757 | 4192.9232 | 4371.2555 | 3963.1996 | 4428.631 | 4314.0384 | 4195.3844 | 4155.8773 | 4207.1339 | 3879.3895 | 3717.2003 | 3395.8809
P5 | [5 empty] | 8407.9275 | 5232.072 | 4069.5622 | 3418.081 | 3778.0178 | 3946.661 | 3457.965 | 3967.559 | 3729.2997 | 3793.0151 | 3650.4728 | 3734.8038 | 3257.1404 | 3201.1677 | 2861.4761
P95 | [5 empty] | 9653.6005 | 6615.3067 | 5432.9265 | 4673.0098 | 4767.314 | 4841.6161 | 4414.0637 | 4935.0242 | 4826.4307 | 4676.2498 | 4603.9497 | 4893.8581 | 4353.5112 | 4266.491 | 3911.8151
FUELCONSUMED - Fuel Consumed
MEAN | [5 empty] | 152210.9874 | 97939.53 | 79706.2245 | 67160.4807 | 70987.1302 | 74009.7474 | 67102.0664 | 74990.0658 | 73034.8273 | 71031.8277 | 70362.7729 | 71227.267 | 65677.6212 | 62936.5552 | 57495.5365
P5 | [5 empty] | 142367.674 | 88584.5129 | 68888.287 | 57865.4505 | 63963.2112 | 66820.9704 | 58547.7502 | 67182.6187 | 63134.1338 | 64219.287 | 61805.7104 | 63230.6381 | 55142.8294 | 54199.5795 | 48447.5204
P95 | [5 empty] | 163459.9937 | 112004.2473 | 91966.8633 | 79109.5295 | 80711.7815 | 81973.6696 | 74735.7432 | 83564.6855 | 81710.5949 | 79173.3931 | 77948.7709 | 82853.7951 | 73704.5409 | 72236.803 | 66230.7607
FUELCOST - Fuel Cost
MEAN | [5 empty] | 246631.9586 | 172880.9532 | 145587.6648 | 127943.122 | 137190.1748 | 148003.7584 | 136854.3701 | 156447.2586 | 155962.4534 | 155180.1772 | 156974.8172 | 161210.5887 | 155875.9746 | 153941.589 | 145441.1358
P5 | [5 empty] | 169364.4768 | 112689.1372 | 99271.5155 | 86601.0382 | 92481.739 | 109055.8692 | 98684.91 | 115312.3703 | 115774.1842 | 113120.2737 | 117694.541 | 119010.3648 | 120220.884 | 113139.0232 | 101236.5303
P95 | [5 empty] | 337809.5471 | 248868.6966 | 224095.8866 | 190302.4376 | 191288.4067 | 202890.8758 | 167120.2687 | 193438.389 | 198187.1722 | 203934.4599 | 192949.7246 | 209469.2137 | 198755.5959 | 204543.9335 | 189502.9939
NETPOS - Net Position (MWh)
MEAN | [5 empty] | 18379.3402 | 12012.9684 | 9768.486 | 8225.3266 | 8689.3233 | 9053.2403 | 8202.522 | 9251.1354 | 9003.5414 | 8750.1414 | 8661.1598 | 8762.8325 | 8074.096 | 7731.462 | 7057.8618
P5 | [5 empty] | 17203.2427 | 10865.9345 | 8444.1038 | 7086.4239 | 7829.2018 | 8173.6849 | 7157.21 | 8288.4836 | 7782.5912 | 7911.3399 | 7607.6724 | 7779.36 | 6779.3004 | 6658.425 | 5947.4
P95 | [5 empty] | 19755.8336 | 13729.7913 | 11265.4639 | 9691.5443 | 9878.9076 | 10027.1837 | 9135.6076 | 10309.16 | 10073.59 | 9751.82 | 9595.179 | 10193.332 | 9061.0339 | 8874.0802 | 8130.3946
NETREVENUE - Net Revenue $
MEAN | [5 empty] | -40501.5903 | 20601.0952 | 17744.4664 | 9970.6364 | 15537.7619 | 15991.6509 | 20189.0407 | 17648.0816 | 19197.6965 | 18831.1043 | 22544.8198 | 19788.2842 | 15847.8817 | 18167.727 | 14559.3193
P5 | [5 empty] | -86027.1174 | -13171.1174 | -7664.6823 | -11703.4203 | -6485.265 | -9029.2832 | -2822.1666 | -3354.1272 | -1050.3659 | -1147.3555 | 2036.2462 | -1692.6749 | -3460.9064 | -2405.9793 | -4736.7284
P95 | [5 empty] | 7548.7466 | 62607.9899 | 50121.2473 | 39191.4415 | 40433.5833 | 49204.4114 | 43003.4633 | 39330.2135 | 38945.3772 | 43664.3408 | 43374.2402 | 42572.961 | 37667.9286 | 40708.1166 | 36584.7817
STARTS - Number Starts
MEAN | [5 empty] | 114.35 | 180.54 | 184.04 | 171.61 | 174.09 | 178.69 | 154.03 | 177.23 | 172.34 | 170.42 | 166.72 | 164.56 | 151.84 | 152.54 | 144.83
P5 | [5 empty] | 95 | 150 | 159.5 | 144.5 | 150 | 154.5 | 127.5 | 151.5 | 147 | 141.5 | 141.5 | 135.5 | 127.5 | 128 | 119.5
P95 | [5 empty] | 131.5 | 205 | 205.5 | 195 | 196.5 | 205.5 | 177 | 204.5 | 197 | 192 | 191 | 198 | 179 | 174 | 171.5
TOTALEMISSIONCOSTS - Emission Costs
MEAN | [9 empty] | 24049.5663 | 31232.1925 | 39509.4829 | 51090.5547 | 56755.9904 | 62086.9623 | 68833.4135 | 74358.2652 | 72921.2011 | 79879.9698 | 77160.3168
P5 | [9 empty] | 15255.95 | 19653.5725 | 23553.2556 | 31067.3096 | 34703.2626 | 36296.1749 | 41902.1962 | 46123.7285 | 40774.125 | 47873.934 | 47839.7253
P95 | [9 empty] | 33050.1518 | 44460.6987 | 57350.0281 | 73731.1584 | 79388.7873 | 84395.2681 | 100760.492 | 109549.9722 | 101592.4781 | 115171.8106 | 118380.1869
VOMCOSTS - VOM Costs
MEAN | [5 empty] | 10108.6371 | 6727.2623 | 5568.037 | 4770.6894 | 5126.7008 | 5431.9442 | 5085.5637 | 5828.2153 | 5762.2665 | 5687.5919 | 5802.977 | 5958.7261 | 5571.1263 | 5489.338 | 5081.6605
P5 | [5 empty] | 9461.7835 | 6084.9233 | 4813.1392 | 4110.1259 | 4619.229 | 4904.211 | 4437.4702 | 5221.7447 | 4980.8584 | 5142.3709 | 5097.1405 | 5289.9648 | 4677.7173 | 4727.4817 | 4282.128
P95 | [5 empty] | 10865.7085 | 7688.6831 | 6421.3144 | 5621.0957 | 5828.5555 | 6016.3102 | 5664.0767 | 6494.7708 | 6447.0976 | 6338.683 | 6428.7699 | 6931.4658 | 6252.1134 | 6300.597 | 5853.8841
15929: New 2024JAN J920_A #4
CAPACITYFACTOR - Net Generation Capacity Factor
MEAN | [5 empty] | 0.5559 | 0.36219 | 0.30001 | 0.25552 | 0.26775 | 0.28073 | 0.24996 | 0.28491 | 0.287 | 0.2781 | 0.26991 | 0.2717 | 0.25292 | 0.24767 | 0.23294
P5 | [5 empty] | 0.52115 | 0.32734 | 0.26542 | 0.22182 | 0.23953 | 0.25143 | 0.219 | 0.25486 | 0.25248 | 0.2554 | 0.23616 | 0.23811 | 0.2141 | 0.21354 | 0.19675
P95 | [5 empty] | 0.58913 | 0.40778 | 0.34402 | 0.30203 | 0.30254 | 0.30922 | 0.27703 | 0.31915 | 0.3224 | 0.30151 | 0.30035 | 0.30805 | 0.2853 | 0.27861 | 0.26353
CO2EMISSIONS - CO2 Emissions
MEAN | [5 empty] | 9080.6102 | 5786.1755 | 4793.9002 | 4061.2365 | 4318.0554 | 4466.2762 | 3976.515 | 4580.2566 | 4541.3225 | 4440.7219 | 4350.36 | 4354.5224 | 4054.1312 | 3964.3725 | 3707.5704
P5 | [5 empty] | 8457.615 | 5229.505 | 4192.5103 | 3531.2645 | 3855.1272 | 3993.4109 | 3468.7142 | 4051.4848 | 3989.7264 | 4084.2669 | 3800.2524 | 3818.9761 | 3454.1422 | 3416.988 | 3110.49
P95 | [5 empty] | 9619.0863 | 6557.2285 | 5542.3195 | 4795.8687 | 4885.4029 | 4938.2538 | 4427.6598 | 5133.8798 | 5093.0846 | 4833.3262 | 4865.7827 | 4970.1131 | 4552.8371 | 4437.9329 | 4201.8185
FUELCONSUMED - Fuel Consumed
MEAN | [5 empty] | 153761.4886 | 97966.1666 | 81148.9999 | 68752.7921 | 73105.8964 | 75618.6752 | 67327.5616 | 77557.6691 | 76883.1076 | 75185.6013 | 73655.548 | 73722.5367 | 68635.9712 | 67121.5311 | 62772.7567
P5 | [5 empty] | 143215.9258 | 88542.415 | 70969.2808 | 59781.4475 | 65268.3285 | 67612.2097 | 58729.5358 | 68603.4696 | 67545.3553 | 69150.9875 | 64341.5953 | 64656.0421 | 58478.2423 | 57853.7024 | 52663.5642
P95 | [5 empty] | 162874.6818 | 111020.3465 | 93818.2806 | 81189.0593 | 82711.131 | 83609.868 | 74966.3948 | 86933.7396 | 86225.6833 | 81832.6918 | 82381.6852 | 84144.9229 | 77078.8344 | 75139.4853 | 71140.8605
FUELCOST - Fuel Cost
MEAN | [5 empty] | 248315.375 | 172242.4422 | 148014.5894 | 130704.9312 | 140884.9645 | 150908.6618 | 137253.8155 | 161168.8581 | 163523.4708 | 163282.1577 | 163713.099 | 166160.3792 | 161857.4243 | 163109.4433 | 157680.8943
P5 | [5 empty] | 173530.5863 | 116295.4271 | 102833.1278 | 88185.0113 | 94869.0195 | 111689.8633 | 96678.4218 | 125022.028 | 125851.1576 | 123294.5818 | 125005.8468 | 127301.9596 | 127851.3975 | 127611.6599 | 115747.3742
P95 | [5 empty] | 351400.2082 | 246197.7139 | 224662.7645 | 189975.5777 | 191670.925 | 201563.8145 | 164549.1907 | 198509.2413 | 199714.2268 | 207535.6457 | 196869.3143 | 207952.6327 | 199758.8816 | 211822.1133 | 199857.5525
NETPOS - Net Position (MWh)
MEAN | [5 empty] | 18549.1945 | 12015.5788 | 9943.5581 | 8419.7204 | 8947.9948 | 9249.5324 | 8229.871 | 9567.8497 | 9478.0491 | 9261.8521 | 9066.5877 | 9069.7131 | 8437.6362 | 8245.7195 | 7705.7983
P5 | [5 empty] | 17260.6561 | 10857.5556 | 8698.9926 | 7321.6146 | 7988.7503 | 8270.7492 | 7179.4332 | 8463.462 | 8326.9787 | 8518.8199 | 7920.5127 | 7954.4257 | 7188.92 | 7107.2225 | 6464.96
P95 | [5 empty] | 19691.2093 | 13616.3584 | 11493.517 | 9943.28 | 10123.7749 | 10226.622 | 9163.8672 | 10723.4765 | 10629.9549 | 10081.2018 | 10141.1794 | 10350.2037 | 9475.9899 | 9230.895 | 8732.57
NETREVENUE - Net Revenue $
MEAN | [5 empty] | -46600.2911 | 20479.3708 | 16526.9394 | 8445.7457 | 13370.9105 | 13813.1688 | 20003.426 | 14683.9651 | 14408.9915 | 13823.9147 | 18532.6572 | 16023.7714 | 11613.504 | 13382.0829 | 9255.5067
P5 | [5 empty] | -95933.3601 | -17990.9398 | -10452.0043 | -13699.3643 | -9747.0106 | -11253.8719 | -2789.2375 | -10257.1933 | -8477.3562 | -9031.8016 | -4339.4483 | -8158.8262 | -9654.948 | -9119.8879 | -14950.2165
P95 | [5 empty] | 2072.6138 | 61847.0229 | 48147.6731 | 39766.9382 | 39180.6426 | 47340.6066 | 40540.3596 | 37214.7771 | 35261.0657 | 42388.0664 | 40801.8114 | 40890.4562 | 31853.2807 | 37923.2734 | 31533.327
STARTS - Number Starts
MEAN | [5 empty] | 120.84 | 182.44 | 184.86 | 175.06 | 181.06 | 182.78 | 152 | 184.21 | 185 | 182.35 | 175.43 | 175.41 | 163.38 | 163.71 | 153.56
P5 | [5 empty] | 102.5 | 154 | 155.5 | 149 | 155 | 156.5 | 128 | 158.5 | 155.5 | 156.5 | 148 | 144 | 134.5 | 136.5 | 122.5
P95 | [5 empty] | 141 | 215.5 | 211 | 201 | 207 | 208 | 173 | 207 | 211.5 | 210 | 200.5 | 206 | 189.5 | 192.5 | 181
TOTALEMISSIONCOSTS - Emission Costs
MEAN | [9 empty] | 24759.0772 | 31914.102 | 39602.1482 | 52851.9705 | 59719.1269 | 65625.7191 | 72044.8818 | 76858.7135 | 76014.4781 | 85077.9836 | 84139.5967
P5 | [9 empty] | 15491.4308 | 19569.9924 | 23485.9131 | 33161.4173 | 36642.4439 | 40380.7168 | 44592.8716 | 47165.536 | 43688.5336 | 49224.6005 | 51830.0238
P95 | [9 empty] | 33852.7563 | 45311.4314 | 56763.9393 | 74716.5558 | 86175.0423 | 88536.9647 | 105465.5193 | 110861.6901 | 104495.9678 | 120540.4374 | 126046.0249
VOMCOSTS - VOM Costs
MEAN | [5 empty] | 10202.057 | 6728.7241 | 5667.8281 | 4883.4378 | 5279.3169 | 5549.7194 | 5102.52 | 6027.7453 | 6065.9514 | 6020.2039 | 6074.6138 | 6167.4049 | 5821.969 | 5854.4609 | 5548.1748
P5 | [5 empty] | 9493.3609 | 6080.2311 | 4958.4258 | 4246.5365 | 4713.3627 | 4962.4495 | 4451.2486 | 5331.9811 | 5329.2664 | 5537.233 | 5306.7435 | 5409.0095 | 4960.3548 | 5046.128 | 4654.7712
P95 | [5 empty] | 10830.1651 | 7625.1607 | 6551.3047 | 5767.1024 | 5973.0272 | 6135.9732 | 5681.5977 | 6755.7902 | 6803.1711 | 6552.7812 | 6794.5902 | 7038.1385 | 6538.433 | 6553.9354 | 6287.4504
15929: New 2024JAN J920_A #5
CAPACITYFACTOR - Net Generation Capacity Factor
MEAN | [5 empty] | 0.55158 | 0.36439 | 0.2926 | 0.24738 | 0.25864 | 0.27428 | 0.24889 | 0.27441 | 0.27101 | 0.26188 | 0.25592 | 0.26002 | 0.24089 | 0.23729 | 0.22113
P5 | [5 empty] | 0.51202 | 0.33041 | 0.2549 | 0.21335 | 0.23017 | 0.2496 | 0.21913 | 0.24379 | 0.23411 | 0.23637 | 0.22523 | 0.22985 | 0.20427 | 0.20436 | 0.18884
P95 | [5 empty] | 0.5956 | 0.41121 | 0.34338 | 0.29677 | 0.29233 | 0.30228 | 0.2788 | 0.30767 | 0.30318 | 0.291 | 0.28219 | 0.30134 | 0.26754 | 0.27137 | 0.25565
CO2EMISSIONS - CO2 Emissions
MEAN | [5 empty] | 8974.6362 | 5819.7171 | 4667.0984 | 3931.8976 | 4169.9508 | 4367.3466 | 3961.1959 | 4410.9339 | 4290.8122 | 4182.3705 | 4118.4278 | 4168.9864 | 3865.9325 | 3795.994 | 3518.1229
P5 | [5 empty] | 8318.009 | 5210.9325 | 4051.9257 | 3384.743 | 3713.8339 | 3962.5219 | 3481.1075 | 3899.8392 | 3693.0336 | 3763.3876 | 3645.6212 | 3663.7393 | 3261.9386 | 3272.3148 | 3007.209
P95 | [5 empty] | 9640.9052 | 6590.7272 | 5485.5853 | 4739.2508 | 4739.4087 | 4805.0293 | 4438.4433 | 4908.4828 | 4806.5124 | 4647.6769 | 4567.6037 | 4834.9703 | 4297.1144 | 4371.5593 | 4067.2278
FUELCONSUMED - Fuel Consumed
MEAN | [5 empty] | 151964.9805 | 98533.673 | 79002.3595 | 66563.196 | 70598.2576 | 73943.5406 | 67068.1737 | 74690.3964 | 72642.2788 | 70811.5062 | 69728.7117 | 70581.419 | 65449.8739 | 64270.6995 | 59565.2116
P5 | [5 empty] | 140847.8289 | 88227.0962 | 68588.9773 | 57301.5483 | 62876.1896 | 67089.7111 | 58939.7478 | 66035.8522 | 62522.5456 | 63717.7587 | 61723.5862 | 62027.5309 | 55224.3051 | 55403.7932 | 50915.4251
P95 | [5 empty] | 163243.6267 | 111588.6146 | 92857.2761 | 80230.6384 | 80239.1958 | 81353.9496 | 75148.4323 | 83115.1644 | 81374.4374 | 78689.6212 | 77333.3809 | 81856.5997 | 72749.5879 | 74016.4613 | 68862.0481
FUELCOST - Fuel Cost
MEAN | [5 empty] | 246449.9591 | 173705.9058 | 144386.2708 | 127117.8167 | 136534.2082 | 147929.6223 | 136812.3619 | 155634.9109 | 155127.6929 | 154584.8223 | 155603.5499 | 159731.2422 | 155482.3539 | 157045.1707 | 150847.9434
P5 | [5 empty] | 166816.5659 | 113489.0223 | 98008.6484 | 84142.9811 | 94825.0626 | 106961.0151 | 95847.2464 | 116973.2353 | 115746.2115 | 111921.5093 | 115054.8584 | 117698.2389 | 120305.6594 | 116271.3908 | 104934.7711
P95 | [5 empty] | 348165.9822 | 251481.0395 | 221818.3052 | 189383.6572 | 189965.1371 | 197025.4181 | 165798.5553 | 193433.5744 | 195686.5902 | 201719.4854 | 191337.7855 | 204623.6108 | 200544.0766 | 208458.9877 | 197325.3346
NETPOS - Net Position (MWh)
MEAN | [5 empty] | 18353.2256 | 12085.8143 | 9681.9997 | 8152.404 | 8641.8722 | 9045.0335 | 8198.411 | 9214.3597 | 8955.427 | 8723.2414 | 8583.132 | 8683.3712 | 8046.1921 | 7895.4279 | 7311.9636
P5 | [5 empty] | 17002.0545 | 10822.9557 | 8408.39 | 7019.0021 | 7696.4136 | 8207.1392 | 7204.9462 | 8147.545 | 7708.06 | 7848.8228 | 7598.4 | 7631.12 | 6788.44 | 6806.2042 | 6250.1644
P95 | [5 empty] | 19749.2165 | 13674.8558 | 11372.4953 | 9829.5858 | 9821.3558 | 9951.0183 | 9186.6332 | 10254.1392 | 10032.45 | 9693.6164 | 9519.5397 | 10070.72 | 8943.746 | 9092.6616 | 8453.48
NETREVENUE - Net Revenue $
MEAN | [5 empty] | -39722.7534 | 19965.4463 | 17727.579 | 10240.8218 | 15827.5973 | 16069.1731 | 20106.1139 | 17947.3072 | 19945.4814 | 19561.0725 | 23012.3835 | 20147.5272 | 16021.6866 | 17370.829 | 13418.8347
P5 | [5 empty] | -88567.8611 | -14281.9672 | -7975.5079 | -10997.1607 | -4918.8996 | -8257.5675 | -3038.3499 | -1731.983 | 1280.8986 | -2131.2625 | 3940.1215 | -1364.1243 | -3838.0377 | -2777.7224 | -6206.493
P95 | [5 empty] | 8200.3975 | 59028.9433 | 48784.0454 | 38942.9112 | 41347.9393 | 48469.1805 | 40469.7922 | 39369.4733 | 39281.2943 | 45591.4735 | 43466.9288 | 41614.9589 | 38005.0214 | 39639.1263 | 35772.4428
STARTS - Number Starts
MEAN | [5 empty] | 112.36 | 180.31 | 183.87 | 170.56 | 174.05 | 179.05 | 153.6 | 177.65 | 172.02 | 169.8 | 165.27 | 163.39 | 151.92 | 150.93 | 142.23
P5 | [5 empty] | 94.5 | 149.5 | 158 | 144 | 148.5 | 156.5 | 129 | 152.5 | 144 | 144 | 141 | 133 | 127 | 125.5 | 115.5
P95 | [5 empty] | 129 | 212.5 | 210 | 194 | 201 | 203 | 177 | 204 | 199.5 | 197.5 | 192.5 | 195.5 | 178.5 | 170.5 | 168
TOTALEMISSIONCOSTS - Emission Costs
MEAN | [9 empty] | 23933.6768 | 31212.0763 | 39449.8378 | 50875.3363 | 56441.864 | 61913.8223 | 68218.811 | 73685.5374 | 72619.5254 | 81630.1956 | 80052.0876
P5 | [9 empty] | 15005.9047 | 19493.8874 | 23548.01 | 30993.7565 | 33083.134 | 36392.1026 | 41674.1875 | 45616.4782 | 41737.9147 | 48257.5827 | 48576.9299
P95 | [9 empty] | 33104.2358 | 43912.4822 | 56498.3267 | 72321.3789 | 80410.8492 | 84805.9323 | 101063.3614 | 106539.2765 | 102606.6312 | 116080.016 | 124099.1504
VOMCOSTS - VOM Costs
MEAN | [5 empty] | 10094.2741 | 6768.056 | 5518.7398 | 4728.3943 | 5098.7046 | 5427.0201 | 5083.0148 | 5805.0466 | 5731.4733 | 5670.1069 | 5750.6985 | 5904.6924 | 5551.8726 | 5605.7538 | 5264.6138
P5 | [5 empty] | 9351.13 | 6060.8552 | 4792.7823 | 4071.0212 | 4540.884 | 4924.2835 | 4467.0667 | 5132.9533 | 4933.1584 | 5101.7349 | 5090.928 | 5189.1616 | 4684.0236 | 4832.405 | 4500.1183
P95 | [5 empty] | 10862.0691 | 7657.9192 | 6482.3223 | 5701.1598 | 5794.5999 | 5970.611 | 5695.7126 | 6460.1077 | 6420.768 | 6300.8507 | 6378.0916 | 6848.0896 | 6171.1847 | 6455.7897 | 6086.5056
15929: New 2024JAN J920_A #6
CAPACITYFACTOR - Net Generation Capacity Factor
MEAN | [5 empty] | 0.54318 | 0.36295 | 0.29628 | 0.24917 | 0.25689 | 0.2703 | 0.24844 | 0.26939 | 0.26261 | 0.25285 | 0.2528 | 0.2592 | 0.23894 | 0.23352 | 0.21907
P5 | [5 empty] | 0.50793 | 0.32274 | 0.26182 | 0.21341 | 0.22917 | 0.24728 | 0.21925 | 0.23833 | 0.23154 | 0.22675 | 0.22426 | 0.23287 | 0.20291 | 0.2005 | 0.18059
P95 | [5 empty] | 0.58196 | 0.41052 | 0.33578 | 0.29882 | 0.29123 | 0.29799 | 0.27866 | 0.29961 | 0.28959 | 0.27717 | 0.28085 | 0.29677 | 0.26857 | 0.26863 | 0.2536
CO2EMISSIONS - CO2 Emissions
MEAN | [5 empty] | 8835.6816 | 5801.2211 | 4730.7712 | 3952.4174 | 4136.7555 | 4298.3116 | 3950.3662 | 4326.0412 | 4160.3734 | 4037.1518 | 4073.6346 | 4154.5087 | 3830.8921 | 3738.0796 | 3488.3249
P5 | [5 empty] | 8253.3658 | 5189.146 | 4148.8955 | 3370.6757 | 3691.7292 | 3944.5369 | 3473.5144 | 3818.3679 | 3648.3029 | 3604.4385 | 3586.2952 | 3689.1705 | 3255.2917 | 3218.6485 | 2859.2917
P95 | [5 empty] | 9485.5385 | 6555.6932 | 5360.2985 | 4739.6575 | 4681.4341 | 4717.294 | 4397.6632 | 4818.5053 | 4594.5394 | 4430.7026 | 4492.0379 | 4752.7896 | 4319.6518 | 4293.7165 | 4019.5115
FUELCONSUMED - Fuel Consumed
MEAN | [5 empty] | 149611.0368 | 98220.578 | 80080.4479 | 66910.4797 | 70036.2202 | 72774.7777 | 66884.8207 | 73252.9836 | 70434.0928 | 68352.8321 | 68970.3315 | 70336.3352 | 64856.5418 | 63290.1027 | 59060.7043
P5 | [5 empty] | 139752.4316 | 87857.1612 | 70230.6921 | 57062.1571 | 62501.8575 | 66785.1241 | 58811.0025 | 64656.7069 | 61763.1267 | 61026.6144 | 60719.4247 | 62458.1504 | 55111.6179 | 54495.5499 | 48410.5376
P95 | [5 empty] | 160612.5988 | 110995.1775 | 90739.1662 | 80237.7953 | 79257.6478 | 79868.0497 | 74458.3429 | 81591.7734 | 77785.2309 | 75015.8755 | 76054.1462 | 80465.2493 | 73131.1672 | 72697.7295 | 68054.2493
FUELCOST - Fuel Cost
MEAN | [5 empty] | 242816.2276 | 172986.7903 | 146133.4882 | 127490.5339 | 135538.156 | 145671.5389 | 136378.7987 | 152765.4802 | 150365.3819 | 149122.4522 | 153935.8321 | 159184.5332 | 153950.7897 | 154731.6937 | 149548.4226
P5 | [5 empty] | 169589.2208 | 114967.3104 | 98735.4979 | 84162.7058 | 92955.3983 | 104594.0472 | 96602.3648 | 115422.7364 | 114506.6933 | 108487.3976 | 114375.7948 | 116127.231 | 117736.5275 | 114936.3431 | 102286.9173
P95 | [5 empty] | 345712.414 | 248254.8836 | 219377.4066 | 190039.3934 | 188954.076 | 196417.6729 | 166230.2697 | 189334.9406 | 190122.4931 | 196573.5566 | 192465.0543 | 204838.3579 | 196911.4104 | 206303.2037 | 192750.3012
NETPOS - Net Position (MWh)
MEAN | [5 empty] | 18078.3486 | 12047.4595 | 9814.2353 | 8195.2607 | 8573.0391 | 8902.0765 | 8175.8276 | 9036.9915 | 8683.2146 | 8420.4101 | 8490.1023 | 8653.2653 | 7973.2652 | 7775.1048 | 7250.1139
P5 | [5 empty] | 16868.4626 | 10776.2991 | 8608.005 | 6990.546 | 7650.9931 | 8168.8309 | 7189.4655 | 7976.3287 | 7613.5669 | 7517.49 | 7474.705 | 7683.44 | 6774.5862 | 6694.785 | 5942.86
P95 | [5 empty] | 19407.1214 | 13607.6814 | 11109.4585 | 9829.5845 | 9702.565 | 9770.0632 | 9101.4089 | 10065.6846 | 9589.7113 | 9241.4943 | 9362.815 | 9899.76 | 8990.8 | 8930.925 | 8353.44
NETREVENUE - Net Revenue $
MEAN | [5 empty] | -37560.3384 | 19976.8207 | 17073.1697 | 9796.4182 | 15808.8392 | 16440.6163 | 20336.8347 | 18168.7087 | 20488.9462 | 20345.7112 | 23838.0298 | 20437.7718 | 16410.631 | 18828.1366 | 14191.0836
P5 | [5 empty] | -79175.8195 | -15100.8474 | -7814.6585 | -11322.9596 | -6202.908 | -6591.655 | -2663.4853 | -3191.4488 | -1830.6659 | 246.6977 | 5584.4474 | -887.3676 | -1268.112 | -480.7564 | -6016.6832
P95 | [5 empty] | 7802.4183 | 61218.9608 | 50899.3947 | 38726.6989 | 42033.8953 | 49038.9961 | 43239.9181 | 39882.6846 | 40636.0917 | 45190.4507 | 43853.8731 | 42273.9351 | 35201.8479 | 42160.6259 | 34172.6953
STARTS - Number Starts
MEAN | [5 empty] | 120.71 | 181.09 | 184.04 | 170.9 | 174.03 | 180.3 | 152.74 | 180.52 | 174.47 | 171.89 | 164.92 | 163.78 | 150.63 | 149.48 | 140.82
P5 | [5 empty] | 102.5 | 145.5 | 156.5 | 147 | 145.5 | 153 | 127 | 158 | 150 | 145 | 142 | 137 | 124 | 125.5 | 112
P95 | [5 empty] | 140 | 206 | 208.5 | 192.5 | 199 | 205 | 173 | 205.5 | 202.5 | 199 | 194.5 | 194 | 176 | 174 | 169
TOTALEMISSIONCOSTS - Emission Costs
MEAN | [9 empty] | 23738.2411 | 30698.1495 | 39353.73 | 49913.6985 | 54691.6933 | 59730.9359 | 67460.7492 | 73448.6929 | 72026.8488 | 80366.1941 | 79312.3059
P5 | [9 empty] | 14640.1338 | 19067.504 | 23530.8071 | 30903.3169 | 33001.3859 | 34373.8064 | 41179.5333 | 44760.3894 | 40169.1121 | 47154.5839 | 48883.3416
P95 | [9 empty] | 32287.5188 | 42822.0791 | 57412.2136 | 70270.8411 | 77297.2104 | 80734.2926 | 101136.8273 | 109519.6763 | 101373.5534 | 114860.5322 | 121071.2579
VOMCOSTS - VOM Costs
MEAN | [5 empty] | 9943.0917 | 6746.5773 | 5594.1141 | 4753.2512 | 5058.0931 | 5341.2459 | 5069.0131 | 5693.3046 | 5557.2573 | 5473.2666 | 5688.3685 | 5884.2204 | 5501.553 | 5520.3244 | 5220.082
P5 | [5 empty] | 9277.6544 | 6034.7275 | 4906.5628 | 4054.5167 | 4514.0859 | 4901.2985 | 4457.4686 | 5025.0871 | 4872.6828 | 4886.3685 | 5008.0523 | 5224.7392 | 4674.4644 | 4753.2973 | 4278.8592
P95 | [5 empty] | 10673.9168 | 7620.3016 | 6332.3913 | 5701.159 | 5724.5134 | 5862.0379 | 5642.8735 | 6341.3813 | 6137.4153 | 6006.9713 | 6273.086 | 6731.8368 | 6203.652 | 6340.9567 | 6014.4768
15929: New 2024JAN J920_A #7
CAPACITYFACTOR - Net Generation Capacity Factor
MEAN | [5 empty] | 0.54984 | 0.36445 | 0.29587 | 0.24784 | 0.25538 | 0.27042 | 0.24869 | 0.27393 | 0.26936 | 0.25962 | 0.25389 | 0.26046 | 0.23885 | 0.23578 | 0.22254
P5 | [5 empty] | 0.5089 | 0.32626 | 0.25416 | 0.21238 | 0.22829 | 0.2437 | 0.21629 | 0.24205 | 0.2337 | 0.23652 | 0.22487 | 0.23495 | 0.20127 | 0.20174 | 0.1876
P95 | [5 empty] | 0.59279 | 0.40973 | 0.33891 | 0.29569 | 0.28958 | 0.30105 | 0.2761 | 0.30826 | 0.30123 | 0.29033 | 0.2825 | 0.29583 | 0.26751 | 0.26665 | 0.25909
CO2EMISSIONS - CO2 Emissions
MEAN | [5 empty] | 8952.278 | 5824.3256 | 4728.0077 | 3939.0516 | 4108.9572 | 4302.4272 | 3953.6629 | 4402.5418 | 4263.095 | 4151.3597 | 4091.7731 | 4173.976 | 3830.2874 | 3772.3695 | 3543.415
P5 | [5 empty] | 8296.7345 | 5202.1815 | 4023.6013 | 3366.2328 | 3680.7424 | 3865.5807 | 3418.9419 | 3896.4026 | 3721.8991 | 3748.7002 | 3620.5181 | 3763.2637 | 3255.0413 | 3220.6925 | 2970.5822
P95 | [5 empty] | 9633.0788 | 6523.5707 | 5424.413 | 4733.9235 | 4704.8944 | 4793.9077 | 4417.4864 | 4963.2168 | 4793.4776 | 4627.6635 | 4542.9386 | 4764.407 | 4323.5049 | 4293.7165 | 4113.8914
FUELCONSUMED - Fuel Consumed
MEAN | [5 empty] | 151586.1548 | 98611.7842 | 80033.5371 | 66684.2523 | 69565.5133 | 72844.4825 | 66940.6223 | 74548.3315 | 72173.057 | 70286.422 | 69277.439 | 70665.8731 | 64846.3468 | 63870.6807 | 59993.4193
P5 | [5 empty] | 140489.932 | 88078.8566 | 68109.2801 | 56987.0239 | 62316.4502 | 65448.1823 | 57886.9779 | 65977.7192 | 63009.1187 | 63469.0146 | 61298.5869 | 63712.4659 | 55107.4433 | 54530.5403 | 50294.598
P95 | [5 empty] | 163112.5107 | 110451.9624 | 91822.9975 | 80140.7138 | 79654.5688 | 81166.0092 | 74793.529 | 84042.0069 | 81154.5307 | 78350.3886 | 76916.0359 | 80662.1084 | 73196.3962 | 72697.7295 | 69652.525
FUELCOST - Fuel Cost
MEAN | [5 empty] | 245826.9368 | 173679.8399 | 146185.0092 | 127412.4278 | 134558.3599 | 145810.8775 | 136530.2969 | 155315.3125 | 154064.7209 | 153489.6056 | 154557.7038 | 159895.6024 | 153899.3142 | 156126.565 | 151973.1313
P5 | [5 empty] | 169422.5181 | 115397.1687 | 99035.8502 | 83756.6258 | 90525.9215 | 104867.0887 | 96381.4442 | 119197.4649 | 117056.5071 | 113262.7526 | 112983.5917 | 118755.7147 | 117793.8787 | 116331.9401 | 104549.5547
P95 | [5 empty] | 346953.7869 | 247384.986 | 225449.1805 | 189249.7878 | 187673.6949 | 199645.4261 | 166025.8042 | 191833.2128 | 197910.9962 | 198515.9012 | 190220.4872 | 201371.1398 | 197862.9171 | 206359.0719 | 198311.4893
NETPOS - Net Position (MWh)
MEAN | [5 empty] | 18308.7651 | 12095.5716 | 9808.4309 | 8167.2248 | 8515.4381 | 8910.6441 | 8182.7515 | 9196.7209 | 8897.5669 | 8658.6827 | 8527.7869 | 8693.7921 | 7972.0458 | 7846.3679 | 7364.5594
P5 | [5 empty] | 16941.6749 | 10805.242 | 8348.6758 | 6980.3801 | 7628.1999 | 8006.5421 | 7075.9976 | 8140.0971 | 7767.44 | 7819.27 | 7545.86 | 7838.64 | 6774.95 | 6699.0062 | 6174.1466
P95 | [5 empty] | 19709.7076 | 13540.1453 | 11246.4411 | 9808.0751 | 9750.1539 | 9927.9293 | 9142.959 | 10368.935 | 10005.2704 | 9651.8077 | 9468.08 | 9921.7482 | 8998.7082 | 8930.925 | 8549.2314
NETREVENUE - Net Revenue $
MEAN | [5 empty] | -40059.7408 | 20164.1443 | 17096.0921 | 9873.3457 | 16215.2558 | 16401.7419 | 20044.3307 | 18031.7884 | 19668.2502 | 19860.9531 | 23374.0432 | 20327.6943 | 16685.8508 | 17983.5588 | 13264.0364
P5 | [5 empty] | -80776.4739 | -14722.7744 | -9659.1713 | -11515.3254 | -6156.3023 | -8776.6812 | -1309.5696 | -2642.1698 | 908.9777 | 336.6565 | 3618.8859 | -876.6598 | -2647.3832 | -3528.6171 | -7452.7288
P95 | [5 empty] | 8465.0169 | 61299.1217 | 47594.2048 | 36158.3648 | 41919.3663 | 48646.5916 | 41375.5103 | 41233.0859 | 40201.8503 | 44458.9106 | 44491.2912 | 43032.3275 | 36823.0188 | 40294.9535 | 34374.8923
STARTS - Number Starts
MEAN | [5 empty] | 114.82 | 179.22 | 184.52 | 171.14 | 173.54 | 179.71 | 153.67 | 177.99 | 172.49 | 170.43 | 164.46 | 163.81 | 150.17 | 150.58 | 142.18
P5 | [5 empty] | 96 | 150 | 157 | 146 | 147 | 153 | 129.5 | 153 | 146.5 | 144 | 139.5 | 134 | 122 | 126 | 114
P95 | [5 empty] | 130.5 | 205.5 | 210.5 | 192 | 198 | 209 | 177.5 | 205 | 198 | 195.5 | 190 | 191.5 | 176 | 175 | 170.5
TOTALEMISSIONCOSTS - Emission Costs
MEAN | [9 empty] | 23587.1749 | 30732.4795 | 39400.3049 | 50804.3714 | 56075.3157 | 61443.5449 | 67770.0218 | 73718.8421 | 71983.8855 | 81128.0189 | 80619.6755
P5 | [9 empty] | 14257.2689 | 18921.1469 | 23320.6622 | 31729.505 | 33065.1668 | 35386.0023 | 41693.072 | 45672.413 | 40436.3585 | 47570.3922 | 49585.3403
P95 | [9 empty] | 32878.873 | 43710.1136 | 57176.5887 | 72282.0858 | 79296.2007 | 83927.2427 | 101617.9558 | 109276.3685 | 101855.087 | 116722.7922 | 127137.1572
VOMCOSTS - VOM Costs
MEAN | [5 empty] | 10069.8208 | 6773.5201 | 5590.8056 | 4736.9904 | 5024.1085 | 5346.3864 | 5073.3059 | 5793.9341 | 5694.4428 | 5628.1437 | 5713.6173 | 5911.7786 | 5500.7116 | 5570.9212 | 5302.4828
P5 | [5 empty] | 9317.9212 | 6050.9355 | 4758.7452 | 4048.6204 | 4500.6379 | 4803.9253 | 4387.1185 | 5128.2611 | 4971.1616 | 5082.5255 | 5055.7262 | 5330.2752 | 4674.7155 | 4756.2944 | 4445.3855
P95 | [5 empty] | 10840.3392 | 7582.4813 | 6410.4714 | 5688.6835 | 5752.5908 | 5956.7576 | 5668.6346 | 6532.429 | 6403.373 | 6273.675 | 6343.6136 | 6746.7887 | 6209.1087 | 6340.9567 | 6155.4466
15929: New 2025JAN 18V50DF_NG_B #1
CAPACITYFACTOR - Net Generation Capacity Factor
MEAN | [6 empty] | 0.16559 | 0.13201 | 0.10256 | 0.10609 | 0.11485 | 0.11914 | 0.12469 | 0.12539 | 0.12043 | 0.11739 | 0.11948 | 0.10923 | 0.10512 | 0.093252
P5 | [6 empty] | 0.11852 | 0.087798 | 0.067345 | 0.077264 | 0.086494 | 0.10068 | 0.10481 | 0.099929 | 0.099191 | 0.093791 | 0.10426 | 0.088852 | 0.085214 | 0.072217
P95 | [6 empty] | 0.22384 | 0.18412 | 0.14976 | 0.13716 | 0.14668 | 0.14119 | 0.14758 | 0.14566 | 0.14427 | 0.13731 | 0.13943 | 0.12951 | 0.12829 | 0.10793
CO2EMISSIONS - CO2 Emissions
MEAN | [6 empty] | 5284.4096 | 4208.2808 | 3251.5036 | 3415.4289 | 3655.9649 | 3786.5741 | 3999.6177 | 3962.2299 | 3845.0121 | 3769.9541 | 3820.6174 | 3499.2924 | 3357.2865 | 2962.5786
P5 | [6 empty] | 3777.7858 | 2801.1615 | 2129.7787 | 2473.0328 | 2745.2822 | 3189.5432 | 3343.5199 | 3139.0995 | 3163.6782 | 3007.6398 | 3298.7582 | 2827.9931 | 2748.5841 | 2274.75
P95 | [6 empty] | 7175.6973 | 5865.8313 | 4783.267 | 4428.8585 | 4647.8671 | 4487.0581 | 4736.5251 | 4614.5201 | 4598.9291 | 4402.1705 | 4456.6005 | 4132.885 | 4109.7877 | 3433.9138
FUELCONSUMED - Fuel Consumed
MEAN | [6 empty] | 86137.7489 | 68600.104 | 53007.5619 | 55669.399 | 59594.0662 | 61722.8846 | 65201.4605 | 64581.3448 | 62681.5989 | 61450.7841 | 62279.9865 | 57045.985 | 54721.2328 | 48291.3806
P5 | [6 empty] | 61579.4639 | 45662.3761 | 34720.4926 | 40308.8988 | 44749.4678 | 51990.9894 | 54505.7901 | 51164.9408 | 51574.4495 | 49024.9536 | 53773.1461 | 46102.365 | 44799.8449 | 37079.4609
P95 | [6 empty] | 116966.9413 | 95620.3983 | 77979.0598 | 72187.6414 | 75762.5484 | 73141.0654 | 77214.7962 | 75213.1765 | 74971.9867 | 71756.0004 | 72647.1642 | 67374.9069 | 66986.4348 | 55974.3586
FUELCOST - Fuel Cost
MEAN | [6 empty] | 159963.4406 | 131084.6373 | 106155.2474 | 112438.0593 | 123006.4722 | 128118.2245 | 138173.3134 | 140228.2234 | 138845.9823 | 139032.594 | 142766.808 | 136653.4711 | 135463.337 | 124184.4474
P5 | [6 empty] | 80341.3627 | 65983.2821 | 50600.839 | 60919.7287 | 70488.4758 | 81071.7229 | 92659.8865 | 91288.6791 | 89891.971 | 86792.2377 | 94566.2116 | 93571.5846 | 89977.1799 | 75701.0057
P95 | [6 empty] | 278517.0928 | 237929.5037 | 193077.8309 | 178054.9709 | 207061.0313 | 171473.7566 | 186394.0955 | 192869.4513 | 202041.9969 | 185848.2508 | 197801.486 | 187743.0106 | 192639.4667 | 177149.299
NETPOS - Net Position (MWh)
MEAN | [6 empty] | 10118.7291 | 8052.9592 | 6218.2467 | 6526.1763 | 6981.4549 | 7224.913 | 7703.3699 | 7624.7078 | 7394.3012 | 7243.992 | 7336.5516 | 6715.2425 | 6437.0348 | 5676.664
P5 | [6 empty] | 7234.3062 | 5360.285 | 4072.9162 | 4725.545 | 5242.44 | 6085.8 | 6439.72 | 6040.725 | 6084.045 | 5779.2 | 6334.45 | 5427 | 5269.95 | 4358.7
P95 | [6 empty] | 13738.4859 | 11224.465 | 9147.77 | 8462.795 | 8875.65 | 8561.52 | 9122.5938 | 8879.95 | 8844.165 | 8458.8 | 8557.8 | 7931.125 | 7879.83 | 6579.8
NETREVENUE - Net Revenue $
MEAN | [6 empty] | 64695.3813 | 54307.6572 | 40395.4404 | 50910.9405 | 51230.3758 | 47239.4198 | 50345.9677 | 50186.4562 | 49267.1362 | 56339.5291 | 49421.3078 | 41429.2298 | 43219.3959 | 36824.767
P5 | [6 empty] | 17788.2728 | 22894.6114 | 16804.1451 | 21709.8606 | 22747.4597 | 17438.5787 | 19177.048 | 23815.3058 | 22660.8205 | 28176.8758 | 17902.1091 | 16709.8415 | 16294.7409 | 11698.5148
P95 | [6 empty] | 120526.247 | 99023.0616 | 78270.4696 | 85161.744 | 96024.1193 | 80689.8064 | 78989.219 | 82598.0643 | 86541.6693 | 87237.9781 | 76255.0946 | 68986.6018 | 75337.7195 | 65244.9789
STARTS - Number Starts
MEAN | [6 empty] | 121.09 | 103.08 | 87.85 | 89.05 | 98.13 | 98.06 | 101.26 | 102.26 | 100.57 | 92.33 | 95.71 | 89.01 | 87.63 | 80.35
P5 | [6 empty] | 100.5 | 81 | 67 | 71.5 | 82 | 79 | 83 | 78.5 | 83 | 74.5 | 75 | 71 | 68 | 62.5
P95 | [6 empty] | 141 | 126 | 110 | 107 | 120.5 | 115 | 119 | 121 | 117.5 | 109.5 | 111.5 | 106.5 | 104 | 96
TOTALEMISSIONCOSTS - Emission Costs
MEAN | [9 empty] | 19692.2147 | 26164.2603 | 37686.9045 | 45828.6574 | 52087.8063 | 56716.3369 | 62224.4728 | 67112.817 | 65839.9357 | 71941.2576 | 66848.2772
P5 | [9 empty] | 10793.5304 | 14742.1368 | 22913.5187 | 27729.177 | 29525.1375 | 32833.1884 | 38375.3297 | 40632.4147 | 35508.3818 | 42709.2182 | 39023.6574
P95 | [9 empty] | 29985.9047 | 39899.2813 | 54511.3774 | 60648.2912 | 75604.8445 | 79525.5271 | 90211.5527 | 94344.3898 | 98680.8802 | 104165.0952 | 101025.1559
VOMCOSTS - VOM Costs
MEAN | [6 empty] | 7184.2977 | 5798.1306 | 4601.5026 | 4894.6322 | 5375.7203 | 5635.4322 | 6162.6959 | 6252.2604 | 6137.27 | 6157.3932 | 6382.7999 | 5909.4134 | 5793.3313 | 5222.5309
P5 | [6 empty] | 5136.3574 | 3859.4052 | 3013.958 | 3544.1588 | 4036.6788 | 4746.924 | 5151.776 | 4953.3945 | 5049.7573 | 4912.32 | 5510.9715 | 4775.76 | 4742.955 | 4010.004
P95 | [6 empty] | 9754.325 | 8081.6148 | 6769.3498 | 6347.0962 | 6834.2505 | 6677.9856 | 7298.075 | 7281.559 | 7340.6569 | 7189.98 | 7445.286 | 6979.39 | 7091.847 | 6053.416
15929: New 2025JAN 18V50DF_NG_B #10
CAPACITYFACTOR - Net Generation Capacity Factor
MEAN | [6 empty] | 0.156 | 0.12759 | 0.098323 | 0.10232 | 0.10797 | 0.10854 | 0.11024 | 0.10858 | 0.10337 | 0.10608 | 0.10544 | 0.092359 | 0.088647 | 0.078084
P5 | [6 empty] | 0.097203 | 0.08354 | 0.061217 | 0.071379 | 0.076811 | 0.088069 | 0.088312 | 0.08804 | 0.080181 | 0.08351 | 0.087294 | 0.073048 | 0.066284 | 0.057909
P95 | [6 empty] | 0.21674 | 0.18165 | 0.14541 | 0.13144 | 0.14483 | 0.12522 | 0.13432 | 0.12849 | 0.1284 | 0.12773 | 0.12712 | 0.11303 | 0.11259 | 0.097949
CO2EMISSIONS - CO2 Emissions
MEAN | [6 empty] | 4977.3356 | 4067.8088 | 3115.4206 | 3293.7586 | 3434.0295 | 3447.2352 | 3532.7056 | 3433.8401 | 3296.9302 | 3408.9499 | 3370.8099 | 2952.9834 | 2827.7259 | 2479.1289
P5 | [6 empty] | 3096.347 | 2650.8248 | 1944.3625 | 2299.1107 | 2447.8969 | 2785.9684 | 2804.5252 | 2797.6075 | 2551.0711 | 2688.5153 | 2791.9291 | 2334.84 | 2115.9735 | 1834.6164
P95 | [6 empty] | 6851.0455 | 5811.4727 | 4606.9147 | 4255.0073 | 4596.0715 | 3974.9954 | 4290.0472 | 4067.2573 | 4113.2192 | 4109.2754 | 4080.8479 | 3622.2752 | 3577.5222 | 3107.0819
FUELCONSUMED - Fuel Consumed
MEAN | [6 empty] | 81132.2804 | 66310.2517 | 50789.0555 | 53686.2549 | 55976.4094 | 56191.5011 | 57589.8805 | 55968.994 | 53746.7404 | 55566.3646 | 54947.6663 | 48139.9757 | 46089.796 | 40410.9297
P5 | [6 empty] | 50471.5422 | 43211.5585 | 31697.851 | 37474.3054 | 39902.0894 | 45412.5377 | 45719.1424 | 45598.8803 | 41587.6958 | 43823.178 | 45511.3117 | 38062.9094 | 34488.7695 | 29905.0825
P95 | [6 empty] | 111674.716 | 94734.6782 | 75103.9411 | 69353.9753 | 74918.5566 | 64794.2126 | 69936.0006 | 66293.2078 | 67053.9177 | 66981.768 | 66522.0111 | 59050.8688 | 58310.9093 | 50646.8498
FUELCOST - Fuel Cost
MEAN | [6 empty] | 152042.3765 | 127341.1076 | 102009.5523 | 108905.4966 | 116081.7145 | 117308.1927 | 123004.3407 | 122732.121 | 120089.284 | 126617.3517 | 127259.9627 | 116896.4186 | 115772.5666 | 105586.7263
P5 | [6 empty] | 65827.4847 | 62768.8975 | 44955.7144 | 55696.4527 | 61509.8986 | 71988.4587 | 77215.0905 | 79492.4208 | 72540.5537 | 75713.3369 | 80050.3593 | 77188.6271 | 69227.5997 | 58602.5463
P95 | [6 empty] | 264426.1765 | 232862.8963 | 185758.755 | 168663.2062 | 198344.8157 | 164252.0164 | 174564.4927 | 174754.1361 | 183219.9366 | 176540.9534 | 187930.5705 | 174344.4806 | 174099.0761 | 164910.5396
NETPOS - Net Position (MWh)
MEAN | [6 empty] | 9530.9199 | 7784.1568 | 5958.0494 | 6293.7236 | 6557.6327 | 6577.4573 | 6804.0739 | 6607.8931 | 6340.2774 | 6550.32 | 6472.7997 | 5666.86 | 5421.6911 | 4750.315
P5 | [6 empty] | 5929.05 | 5072.97 | 3718.6203 | 4393.1956 | 4674.16 | 5315.76 | 5401.6 | 5383.575 | 4905.945 | 5166 | 5361.21 | 4480.625 | 4057.025 | 3515.35
P95 | [6 empty] | 13118.05 | 11119.1819 | 8810.88 | 8130.595 | 8775.965 | 7584.48 | 8262.76 | 7826.825 | 7910.1 | 7896 | 7836.26 | 6951.25 | 6859.3 | 5953.55
NETREVENUE - Net Revenue $
MEAN | [6 empty] | 67629.3086 | 55334.391 | 41507.8205 | 52374.4676 | 53362.8069 | 50454.0499 | 54710.3001 | 54943.0957 | 54077.5949 | 59809.0466 | 52991.2136 | 46096.418 | 47970.3045 | 41222.3929
P5 | [6 empty] | 25220.1777 | 25333.4384 | 17856.6929 | 24749.9231 | 25086.5312 | 22512.2858 | 25296.9031 | 28895.4848 | 29318.4877 | 34462.8277 | 24780.9141 | 22560.2496 | 22716.904 | 19923.3855
P95 | [6 empty] | 118171.1304 | 98348.6977 | 74126.8276 | 85918.7449 | 98176.4431 | 80379.4375 | 81802.7412 | 84161.5243 | 89832.1604 | 85807.8494 | 79984.0972 | 72811.5034 | 77181.3955 | 68216.9869
STARTS - Number Starts
MEAN | [6 empty] | 115.61 | 100.46 | 85.06 | 87.22 | 93.93 | 91.82 | 95.45 | 93.4 | 91.22 | 88.16 | 90.7 | 81.85 | 78.99 | 72.12
P5 | [6 empty] | 90 | 77 | 64 | 69 | 75 | 75.5 | 74 | 71 | 73 | 69 | 73.5 | 60 | 56.5 | 56
P95 | [6 empty] | 138.5 | 123.5 | 109.5 | 104.5 | 117.5 | 106.5 | 113 | 111 | 107.5 | 103.5 | 110 | 98 | 97.5 | 88.5
TOTALEMISSIONCOSTS - Emission Costs
MEAN | [9 empty] | 18983.8196 | 24545.2421 | 34235.2915 | 40470.0018 | 45117.885 | 48613.6654 | 56279.911 | 59200.7086 | 55481.3481 | 60683.853 | 55934.943
P5 | [9 empty] | 9828.2276 | 13620.2453 | 20291.8052 | 22864.5865 | 25445.3381 | 28823.842 | 34223.5863 | 34597.9696 | 31047.1544 | 33049.2009 | 34471.467
P95 | [9 empty] | 29385.4548 | 35849.4756 | 48756.1008 | 56720.4807 | 64440.4655 | 70523.4225 | 81210.2757 | 85440.6809 | 81490.919 | 93626.9154 | 89422.3088
VOMCOSTS - VOM Costs
MEAN | [6 empty] | 6766.9531 | 5604.5929 | 4408.9566 | 4720.2927 | 5049.3772 | 5130.4167 | 5443.2591 | 5418.4723 | 5262.4302 | 5567.772 | 5631.3357 | 4986.8368 | 4879.522 | 4370.2898
P5 | [6 empty] | 4209.6255 | 3652.5384 | 2751.779 | 3294.8967 | 3599.1032 | 4146.2928 | 4321.28 | 4414.5315 | 4071.9343 | 4391.1 | 4664.2527 | 3942.95 | 3651.3225 | 3234.122
P95 | [6 empty] | 9313.8155 | 8005.811 | 6520.0512 | 6097.9462 | 6757.4931 | 5915.8944 | 6610.208 | 6417.9965 | 6565.383 | 6711.6 | 6817.5462 | 6117.1 | 6173.37 | 5477.266
15929: New 2025JAN 18V50DF_NG_B #11
CAPACITYFACTOR - Net Generation Capacity Factor
MEAN | [6 empty] | 0.16157 | 0.13151 | 0.10205 | 0.10628 | 0.11234 | 0.11657 | 0.12036 | 0.12109 | 0.11595 | 0.11513 | 0.11641 | 0.10686 | 0.10621 | 0.092584
P5 | [6 empty] | 0.10567 | 0.089681 | 0.068994 | 0.078609 | 0.081509 | 0.098232 | 0.099302 | 0.096123 | 0.094548 | 0.09176 | 0.097102 | 0.084947 | 0.08563 | 0.074367
P95 | [6 empty] | 0.2197 | 0.18778 | 0.14639 | 0.13481 | 0.14442 | 0.13482 | 0.14321 | 0.14204 | 0.13996 | 0.13652 | 0.13789 | 0.12882 | 0.12988 | 0.10827
CO2EMISSIONS - CO2 Emissions
MEAN | [6 empty] | 5152.7826 | 4187.9089 | 3240.704 | 3419.6698 | 3570.4768 | 3703.9559 | 3859.2492 | 3822.9254 | 3701.8266 | 3702.1208 | 3723.9703 | 3422.3081 | 3391.8401 | 2940.4412
P5 | [6 empty] | 3359.1977 | 2851.0512 | 2186.1678 | 2533.8807 | 2588.9054 | 3111.432 | 3177.0012 | 3025.2689 | 2997.3991 | 2955.181 | 3093.4051 | 2710.1601 | 2726.77 | 2379.3362
P95 | [6 empty] | 7022.868 | 5982.3472 | 4703.9573 | 4315.8552 | 4585.047 | 4265.7429 | 4588.028 | 4478.7989 | 4467.6562 | 4336.597 | 4404.1699 | 4111.0641 | 4153.416 | 3429.556
FUELCONSUMED - Fuel Consumed
MEAN | [6 empty] | 83992.1326 | 68267.9919 | 52831.507 | 55738.5211 | 58200.5681 | 60376.1539 | 62913.1698 | 62310.7924 | 60347.3825 | 60345.1034 | 60704.5402 | 55790.9762 | 55284.4309 | 47930.5307
P5 | [6 empty] | 54755.9577 | 46475.4857 | 35640.0108 | 41300.6819 | 42200.4475 | 50717.7407 | 51791.216 | 49309.5872 | 48863.7592 | 48169.8672 | 50425.6787 | 44181.4331 | 44444.2906 | 38784.2637
P95 | [6 empty] | 114476.0565 | 97520.8096 | 76687.1472 | 70345.7584 | 74738.7005 | 69533.5273 | 74793.6595 | 73001.0243 | 72831.9681 | 70687.1424 | 71792.4917 | 67019.1788 | 67697.5435 | 55903.3251
FUELCOST - Fuel Cost
MEAN | [6 empty] | 156434.3715 | 130542.2152 | 105626.8193 | 112497.9658 | 120235.8821 | 125306.7422 | 133621.5808 | 135232.0233 | 133925.2098 | 136605.8113 | 139653.5485 | 134003.2878 | 136591.3502 | 123115.6312
P5 | [6 empty] | 69549.6068 | 67595.9719 | 52929.9893 | 60894.8261 | 68588.6497 | 80809.5341 | 86543.595 | 90634.7225 | 87034.3509 | 85108.7358 | 88658.6924 | 90578.2737 | 93253.4899 | 80959.0787
P95 | [6 empty] | 272333.2113 | 235633.5355 | 188856.9975 | 173146.8311 | 203172.2751 | 167055.3028 | 183007.2891 | 185959.4074 | 199832.9918 | 185438.2073 | 199212.6138 | 192622.8836 | 197215.6423 | 182143.7597
NETPOS - Net Position (MWh)
MEAN | [6 empty] | 9866.7799 | 8014.1076 | 6197.6068 | 6534.3098 | 6818.2049 | 7067.3084 | 7433.0222 | 7356.6214 | 7118.9232 | 7113.6184 | 7150.9648 | 6567.5075 | 6503.2856 | 5634.246
P5 | [6 empty] | 6432.672 | 5456.15 | 4180.73 | 4841.815 | 4943.82 | 5936.76 | 6119 | 5821.675 | 5764.275 | 5678.4 | 5940.12 | 5200.875 | 5228.125 | 4559.1
P95 | [6 empty] | 13445.7612 | 11444.72 | 8993.36 | 8246.865 | 8755.3 | 8139.24 | 8836.68 | 8618.775 | 8591.715 | 8332.8 | 8457.12 | 7889.25 | 7963.48 | 6571.45
NETREVENUE - Net Revenue $
MEAN | [6 empty] | 65458.9327 | 54454.1186 | 40700.0612 | 50885.5139 | 51973.1893 | 48255.9346 | 52154.3486 | 51056.8392 | 50145.6265 | 56777.2121 | 50021.3813 | 41996.9038 | 42769.6491 | 36904.3376
P5 | [6 empty] | 21811.1149 | 22559.0809 | 16097.598 | 21003.9699 | 22097.9384 | 17983.979 | 23895.6071 | 24855.1506 | 24339.1592 | 30237.4998 | 21064.5577 | 17107.4123 | 16739.4653 | 11726.9312
P95 | [6 empty] | 118182.2258 | 100648.5657 | 78083.9402 | 86138.8932 | 96511.2838 | 75139.9451 | 81107.0098 | 82114.0496 | 86167.8276 | 87165.5947 | 78654.2288 | 70312.1672 | 75134.7361 | 67319.7347
STARTS - Number Starts
MEAN | [6 empty] | 120.15 | 102.6 | 88.1 | 89.48 | 96.07 | 96.12 | 100.46 | 100.16 | 98.29 | 92.16 | 94.75 | 88.78 | 88.42 | 80.34
P5 | [6 empty] | 101 | 80 | 66.5 | 73 | 75 | 79 | 79 | 78.5 | 80 | 73 | 75.5 | 68 | 67.5 | 62
P95 | [6 empty] | 141 | 122.5 | 110 | 106 | 115.5 | 112 | 119 | 117.5 | 115 | 109.5 | 111.5 | 105.5 | 107 | 98
TOTALEMISSIONCOSTS - Emission Costs
MEAN | [9 empty] | 19703.3982 | 25526.3403 | 36858.8606 | 44231.2709 | 50271.7766 | 54576.9019 | 61141.7765 | 65521.7569 | 64423.5489 | 72753.2905 | 66491.4347
P5 | [9 empty] | 10457.0673 | 14028.5172 | 22281.4094 | 25495.3618 | 28790.3161 | 32030.6348 | 37531.4486 | 38132.4293 | 35093.4406 | 41939.0518 | 39598.0057
P95 | [9 empty] | 29892.9901 | 37152.7544 | 53278.8002 | 60498.715 | 73217.2256 | 78641.1127 | 87082.4467 | 95562.3434 | 90344.9598 | 107421.7276 | 102108.1119
VOMCOSTS - VOM Costs
MEAN | [6 empty] | 7005.4138 | 5770.1575 | 4586.229 | 4900.7324 | 5250.0178 | 5512.5006 | 5946.4178 | 6032.4295 | 5908.7062 | 6046.5756 | 6221.3394 | 5779.4066 | 5852.957 | 5183.5063
P5 | [6 empty] | 4567.1971 | 3928.428 | 3093.7402 | 3631.3612 | 3806.7414 | 4630.6728 | 4895.2 | 4773.7735 | 4784.3483 | 4826.64 | 5167.9044 | 4576.77 | 4705.3125 | 4194.372
P95 | [6 empty] | 9546.4905 | 8240.1984 | 6655.0864 | 6185.1488 | 6741.581 | 6348.6072 | 7069.344 | 7067.3955 | 7131.1235 | 7082.88 | 7357.6944 | 6942.54 | 7167.132 | 6045.734
15929: New 2025JAN 18V50DF_NG_B #2
CAPACITYFACTOR - Net Generation Capacity Factor
MEAN | [6 empty] | 0.16245 | 0.13105 | 0.10286 | 0.10516 | 0.11294 | 0.11826 | 0.12293 | 0.12374 | 0.11894 | 0.11696 | 0.11893 | 0.10866 | 0.10551 | 0.091546
P5 | [6 empty] | 0.11024 | 0.089539 | 0.068568 | 0.07888 | 0.086454 | 0.096678 | 0.099306 | 0.098692 | 0.099305 | 0.094496 | 0.09985 | 0.086408 | 0.082413 | 0.071989
P95 | [6 empty] | 0.22037 | 0.17965 | 0.14914 | 0.13149 | 0.14623 | 0.13632 | 0.14284 | 0.14491 | 0.14025 | 0.13726 | 0.13688 | 0.12854 | 0.12762 | 0.10885
CO2EMISSIONS - CO2 Emissions
MEAN | [6 empty] | 5184.2836 | 4175.6381 | 3261.2173 | 3379.2894 | 3586.9477 | 3754.1207 | 3945.6231 | 3906.1564 | 3792.9222 | 3757.4515 | 3802.791 | 3479.2171 | 3366.8847 | 2908.1938
P5 | [6 empty] | 3516.7042 | 2820.582 | 2170.7748 | 2538.227 | 2719.2194 | 3055.0183 | 3194.5295 | 3117.209 | 3152.9055 | 3029.4977 | 3176.4202 | 2749.4378 | 2604.6107 | 2287.8233
P95 | [6 empty] | 7012.9447 | 5739.6015 | 4777.5773 | 4250.661 | 4639.1795 | 4300.459 | 4559.713 | 4614.5201 | 4498.2865 | 4424.0284 | 4386.693 | 4132.885 | 4079.2479 | 3468.7758
FUELCONSUMED - Fuel Consumed
MEAN | [6 empty] | 84505.673 | 68067.9968 | 53165.9375 | 55080.3541 | 58469.0612 | 61193.8625 | 64321.2345 | 63667.3987 | 61832.437 | 61246.9885 | 61989.3979 | 56718.7152 | 54877.6767 | 47404.8832
P5 | [6 empty] | 57323.3405 | 45978.8011 | 35388.9203 | 41371.5236 | 44324.6311 | 49798.1722 | 52076.9606 | 50808.142 | 51398.9817 | 49381.2396 | 51778.9102 | 44821.7438 | 42453.1864 | 37292.5612
P95 | [6 empty] | 114314.3296 | 93562.705 | 77887.0385 | 69283.1337 | 75620.9362 | 70099.4156 | 74332.2263 | 75213.1765 | 73331.3057 | 72112.2864 | 71507.6008 | 67374.9069 | 66488.6588 | 56542.6262
FUELCOST - Fuel Cost
MEAN | [6 empty] | 157412.1331 | 129876.029 | 106214.3685 | 111198.3167 | 120900.7471 | 126905.9363 | 136352.5379 | 138122.0933 | 137009.2363 | 138536.5811 | 142232.5708 | 135903.1796 | 135797.4844 | 121907.886
P5 | [6 empty] | 72952.8422 | 66056.6953 | 52131.8706 | 61524.287 | 69873.7702 | 82715.9766 | 92013.259 | 93982.1395 | 91668.8027 | 89626.3436 | 93599.4746 | 92747.8219 | 88954.6894 | 72833.1676
P95 | [6 empty] | 272260.2159 | 226723.6994 | 197321.0811 | 175123.5538 | 203908.7876 | 174199.6425 | 179414.9656 | 187452.231 | 199873.5434 | 186331.1534 | 197917.5745 | 190662.0503 | 191363.1466 | 175509.3485
NETPOS - Net Position (MWh)
MEAN | [6 empty] | 9927.0605 | 7990.5578 | 6236.7509 | 6457.1744 | 6849.6343 | 7163.0252 | 7599.3732 | 7516.7792 | 7294.1071 | 7219.968 | 7302.3204 | 6676.7175 | 6455.4378 | 5572.456
P5 | [6 empty] | 6734.415 | 5397.84 | 4151.68 | 4850.12 | 5192.67 | 5829.12 | 6152.76 | 5998.6 | 6062.935 | 5821.2 | 6099.53 | 5276.25 | 4993.905 | 4383.75
P95 | [6 empty] | 13426.525 | 10982.895 | 9134.94 | 8122.29 | 8859.06 | 8205.48 | 8781.75 | 8879.95 | 8650.62 | 8500.8 | 8423.56 | 7931.125 | 7821.275 | 6646.6
NETREVENUE - Net Revenue $
MEAN | [6 empty] | 65317.0856 | 54339.347 | 40510.2089 | 50658.9807 | 52242.2877 | 47599.1995 | 51466.5477 | 50236.6979 | 49210.744 | 56369.7308 | 49525.4435 | 41338.2292 | 43127.9648 | 37294.619
P5 | [6 empty] | 21851.3791 | 23046.5351 | 15780.9869 | 22349.9721 | 22316.0689 | 17589.2354 | 21382.3747 | 23595.9878 | 23444.41 | 29875.5473 | 18404.1736 | 16965.8913 | 18031.5941 | 12488.9906
P95 | [6 empty] | 119727.46 | 93864.437 | 79449.9841 | 82983.028 | 97514.0907 | 79071.1677 | 79807.1934 | 81551.6752 | 86474.9499 | 86471.1591 | 78262.2747 | 71846.2294 | 75047.7121 | 67358.422
STARTS - Number Starts
MEAN | [6 empty] | 120.8 | 102.38 | 88.71 | 88.75 | 97.08 | 96.62 | 100.61 | 101.03 | 99.53 | 91.89 | 95.93 | 88.69 | 87.62 | 79.97
P5 | [6 empty] | 99 | 78 | 68 | 73 | 78.5 | 78.5 | 81.5 | 77.5 | 81.5 | 74.5 | 77.5 | 68 | 67 | 63
P95 | [6 empty] | 141 | 121.5 | 111 | 107.5 | 120 | 109.5 | 120 | 119 | 120 | 107.5 | 114 | 104 | 107 | 97
TOTALEMISSIONCOSTS - Emission Costs
MEAN | [9 empty] | 19469.679 | 25626.5045 | 37319.1787 | 45277.5122 | 51394.6945 | 55950.9282 | 62010.7499 | 66920.3163 | 65381.5969 | 72147.0077 | 65728.7605
P5 | [9 empty] | 10477.9328 | 14710.9788 | 23544.9716 | 25878.9816 | 29382.2073 | 33012.4235 | 37894.762 | 39361.7273 | 35366.7249 | 43486.3459 | 38012.4727
P95 | [9 empty] | 29896.1931 | 37787.1973 | 54427.8209 | 61321.8564 | 74706.8552 | 78749.7221 | 89714.4787 | 94975.618 | 96118.2867 | 105925.5789 | 97066.0173
VOMCOSTS - VOM Costs
MEAN | [6 empty] | 7048.213 | 5753.2016 | 4615.1957 | 4842.8808 | 5274.2184 | 5587.1597 | 6079.4986 | 6163.7589 | 6054.1089 | 6136.9728 | 6353.0187 | 5875.5114 | 5809.894 | 5126.6595
P5 | [6 empty] | 4781.4347 | 3886.4448 | 3072.2432 | 3637.59 | 3998.3559 | 4546.7136 | 4922.208 | 4918.852 | 5032.2361 | 4948.02 | 5306.5911 | 4643.1 | 4494.5145 | 4033.05
P95 | [6 empty] | 9532.8327 | 7907.6844 | 6759.8556 | 6091.7175 | 6821.4762 | 6400.2744 | 7025.4 | 7281.559 | 7180.0146 | 7225.68 | 7328.4972 | 6979.39 | 7039.1475 | 6114.872
15929: New 2025JAN 18V50DF_NG_B #3
CAPACITYFACTOR - Net Generation Capacity Factor
MEAN | [6 empty] | 0.17008 | 0.13715 | 0.1079 | 0.11321 | 0.12605 | 0.11582 | 0.12185 | 0.12097 | 0.11714 | 0.11217 | 0.11449 | 0.10248 | 0.092252 | 0.081044
P5 | [6 empty] | 0.11846 | 0.094181 | 0.074934 | 0.085934 | 0.10071 | 0.092976 | 0.099311 | 0.097961 | 0.092884 | 0.08982 | 0.096244 | 0.082491 | 0.070938 | 0.065155
P95 | [6 empty] | 0.22563 | 0.18876 | 0.14987 | 0.14295 | 0.15433 | 0.1354 | 0.14378 | 0.14165 | 0.13981 | 0.131 | 0.13087 | 0.12069 | 0.11795 | 0.099185
CO2EMISSIONS - CO2 Emissions
MEAN | [6 empty] | 5428.5975 | 4370.2162 | 3418.6515 | 3640.6624 | 4004.3909 | 3683.6456 | 3910.2969 | 3815.7386 | 3734.7893 | 3606.5449 | 3659.2186 | 3276.1951 | 2946.3077 | 2577.1784
P5 | [6 empty] | 3786.5298 | 3015.7272 | 2355.8275 | 2759.8873 | 3197.0375 | 2946.5304 | 3198.9116 | 3095.3185 | 2956.3294 | 2902.7222 | 3080.2974 | 2640.3331 | 2255.5841 | 2091.7241
P95 | [6 empty] | 7179.89 | 6038.2655 | 4696.9305 | 4580.9782 | 4923.8635 | 4283.1009 | 4605.5562 | 4496.3113 | 4454.5289 | 4209.8215 | 4198.8168 | 3901.5831 | 3752.0355 | 3163.7327
FUELCONSUMED - Fuel Consumed
MEAN | [6 empty] | 88488.0571 | 71239.8875 | 55732.5112 | 59340.5602 | 65273.5925 | 60045.0866 | 63745.343 | 62193.6475 | 60884.76 | 58787.19 | 59649.0196 | 53409.0207 | 48022.5894 | 42009.1823
P5 | [6 empty] | 61721.6857 | 49159.7116 | 38405.8784 | 44984.4477 | 52113.3043 | 48029.7712 | 52148.3968 | 50451.3432 | 48194.6879 | 47314.7808 | 50212.0105 | 43043.1031 | 36764.3172 | 34096.056
P95 | [6 empty] | 117034.8288 | 98431.735 | 76572.1528 | 74667.0991 | 80261.5778 | 69816.4715 | 75079.4042 | 73286.4633 | 72617.9662 | 68620.6836 | 68445.0243 | 63604.1888 | 61155.3439 | 51570.2847
FUELCOST - Fuel Cost
MEAN | [6 empty] | 163956.6236 | 135691.234 | 110906.8884 | 119057.113 | 133766.2705 | 124821.0246 | 135548.3723 | 135490.1466 | 135338.5248 | 133320.3051 | 137145.4165 | 128488.5504 | 119828.2578 | 108998.0876
P5 | [6 empty] | 79962.7854 | 69076.259 | 55798.0214 | 67212.2546 | 80532.9008 | 75874.5477 | 91529.5912 | 89218.7293 | 86008.4267 | 84321.4385 | 90503.8583 | 86582.7056 | 72063.3385 | 65504.8043
P95 | [6 empty] | 280750.4693 | 240340.7166 | 190513.015 | 183210.63 | 213161.9534 | 170654.5578 | 186278.7839 | 182783.7823 | 192984.2133 | 177749.2212 | 183200.0499 | 183265.2437 | 174553.4753 | 164607.9529
NETPOS - Net Position (MWh)
MEAN | [6 empty] | 10394.8357 | 8362.7447 | 6537.8575 | 6956.5777 | 7646.7921 | 7028.5551 | 7531.3496 | 7342.8073 | 7182.2736 | 6930 | 7026.625 | 6287.1125 | 5649.0518 | 4938.19
P5 | [6 empty] | 7251.0561 | 5771.1544 | 4505.21 | 5273.675 | 6105.12 | 5622.12 | 6161.2 | 5956.475 | 5684.115 | 5577.6 | 5914.95 | 5066.875 | 4324.705 | 4008
P95 | [6 empty] | 13748.17 | 11553.29 | 8981.09 | 8753.47 | 9402.31 | 8172.36 | 8870.44 | 8652.475 | 8566.47 | 8089.2 | 8062.79 | 7487.25 | 7193.9 | 6062.1
NETREVENUE - Net Revenue $
MEAN | [6 empty] | 63354.6479 | 52934.8514 | 38882.1207 | 48692.2548 | 47908.1028 | 48466.8013 | 51808.1915 | 51890.2029 | 50354.5715 | 58230.7424 | 51100.1432 | 43640.3307 | 47534.6836 | 41259.1054
P5 | [6 empty] | 18148.0696 | 22759.8484 | 14487.5448 | 21179.6501 | 17138.8436 | 19814.4491 | 24674.1023 | 26788.5371 | 23719.7955 | 31854.1577 | 20293.5651 | 19844.3241 | 23544.3925 | 17194.852
P95 | [6 empty] | 118569.9981 | 96103.9309 | 76964.3686 | 84423.7998 | 88858.819 | 77637.2772 | 79931.2932 | 82607.814 | 87571.9491 | 86644.8071 | 79571.2114 | 70903.5191 | 78019.3259 | 70089.6102
STARTS - Number Starts
MEAN | [6 empty] | 124.33 | 104.65 | 90.89 | 93.86 | 103.63 | 96.73 | 100.63 | 98.2 | 97.58 | 91.29 | 94.06 | 85.99 | 80.63 | 72.7
P5 | [6 empty] | 105 | 81.5 | 69 | 76.5 | 87 | 77 | 82 | 76.5 | 76.5 | 75.5 | 73.5 | 64.5 | 60.5 | 55.5
P95 | [6 empty] | 145.5 | 126 | 112 | 111.5 | 125.5 | 112 | 119 | 117 | 113.5 | 107.5 | 109 | 100 | 101 | 89.5
TOTALEMISSIONCOSTS - Emission Costs
MEAN | [9 empty] | 20975.0576 | 28637.2977 | 36571.4473 | 44875.2673 | 50121.0374 | 55134.1044 | 59599.4783 | 64192.3432 | 61499.5191 | 63224.7958 | 58200.7202
P5 | [9 empty] | 11749.6061 | 16270.9754 | 22073.1168 | 24840.4259 | 28122.0492 | 31049.8715 | 35943.1664 | 38037.4908 | 34563.3619 | 36341.9314 | 31879.6044
P95 | [9 empty] | 30225.423 | 41380.8731 | 51658.1687 | 60685.9587 | 69560.6918 | 78131.0393 | 87065.6042 | 89094.5611 | 89795.5953 | 96292.7705 | 90274.2254
VOMCOSTS - VOM Costs
MEAN | [6 empty] | 7380.3333 | 6021.1762 | 4838.0145 | 5217.4333 | 5888.0299 | 5482.273 | 6025.0797 | 6021.102 | 5961.2871 | 5890.5 | 6113.1637 | 5532.659 | 5084.1466 | 4543.1348
P5 | [6 empty] | 5148.2498 | 4155.2312 | 3333.8554 | 3955.2562 | 4700.9424 | 4385.2536 | 4928.96 | 4884.3095 | 4717.8155 | 4740.96 | 5146.0065 | 4458.85 | 3892.2345 | 3687.36
P95 | [6 empty] | 9761.2007 | 8318.3688 | 6646.0066 | 6565.1025 | 7239.7787 | 6374.4408 | 7096.352 | 7095.0295 | 7110.1701 | 6875.82 | 7014.6273 | 6588.78 | 6474.51 | 5577.132
15929: New 2025JAN 18V50DF_NG_B #4
CAPACITYFACTOR - Net Generation Capacity Factor
MEAN | [6 empty] | 0.16089 | 0.1312 | 0.10231 | 0.10671 | 0.11365 | 0.11203 | 0.11661 | 0.11759 | 0.11275 | 0.11304 | 0.1142 | 0.10349 | 0.10523 | 0.094508
P5 | [6 empty] | 0.10581 | 0.08856 | 0.068202 | 0.076357 | 0.085613 | 0.090634 | 0.096207 | 0.094406 | 0.089396 | 0.091452 | 0.09286 | 0.083487 | 0.082444 | 0.076785
P95 | [6 empty] | 0.21854 | 0.18335 | 0.14316 | 0.13483 | 0.14491 | 0.13074 | 0.13809 | 0.13883 | 0.13873 | 0.13258 | 0.13706 | 0.12569 | 0.12808 | 0.11074
CO2EMISSIONS - CO2 Emissions
MEAN | [6 empty] | 5136.4458 | 4182.2961 | 3245.0583 | 3428.6712 | 3613.6606 | 3560.9722 | 3738.3512 | 3713.3786 | 3598.4429 | 3630.5885 | 3653.4512 | 3312.9416 | 3361.9111 | 3000.2296
P5 | [6 empty] | 3364.183 | 2790.1127 | 2142.954 | 2467.8596 | 2723.5632 | 2855.4006 | 3102.506 | 3007.7565 | 2870.5019 | 2902.7222 | 2949.2209 | 2675.2466 | 2635.1505 | 2440.3448
P95 | [6 empty] | 7024.693 | 5825.493 | 4550.6957 | 4333.2403 | 4639.1795 | 4139.8969 | 4443.4196 | 4378.1026 | 4450.1531 | 4231.6793 | 4404.1699 | 4045.6013 | 4105.4249 | 3538.5
FUELCONSUMED - Fuel Consumed
MEAN | [6 empty] | 83725.846 | 68176.5501 | 52902.5001 | 55885.2392 | 58904.4973 | 58045.4585 | 60942.3042 | 60525.2566 | 58662.0226 | 59179.1046 | 59555.0056 | 54008.0669 | 54796.6104 | 48905.1097
P5 | [6 empty] | 54837.1981 | 45482.1165 | 34935.6612 | 40224.6616 | 44395.4372 | 46544.3143 | 50576.8013 | 49024.1482 | 46795.0745 | 47314.7808 | 48075.3293 | 43612.2681 | 42950.9625 | 39778.732
P95 | [6 empty] | 114504.6157 | 94963.3595 | 74187.7286 | 70629.125 | 75620.9362 | 67482.1822 | 72436.2662 | 71359.75 | 72546.6322 | 68976.9696 | 71792.4917 | 65951.9944 | 66915.324 | 57679.1614
FUELCOST - Fuel Cost
MEAN | [6 empty] | 156058.8111 | 130461.0831 | 105789.6904 | 112585.187 | 121380.531 | 120835.4839 | 129566.8539 | 131669.9713 | 130351.5108 | 134212.9898 | 137436.5035 | 129975.3389 | 135405.6208 | 125366.3137
P5 | [6 empty] | 73085.1249 | 67547.9785 | 50471.8209 | 61381.0686 | 70470.8723 | 75689.0203 | 86694.7015 | 87146.1558 | 84741.7811 | 82769.0787 | 87366.1966 | 84232.7178 | 88728.5572 | 81866.0126
P95 | [6 empty] | 269351.5261 | 238906.2002 | 184348.7853 | 174592.3088 | 197489.7293 | 167860.7258 | 180582.9043 | 184083.4547 | 198492.1996 | 182775.2361 | 200429.1243 | 184165.9389 | 192533.2958 | 182363.5803
NETPOS - Net Position (MWh)
MEAN | [6 empty] | 9835.5047 | 8003.2738 | 6205.9016 | 6551.5361 | 6900.637 | 6794.481 | 7200.1612 | 7145.8308 | 6920.1185 | 6976.2 | 7015.5502 | 6357.63 | 6445.9017 | 5748.808
P5 | [6 empty] | 6442.34 | 5339.53 | 4098.1384 | 4715.5002 | 5200.965 | 5448.24 | 5975.52 | 5787.975 | 5520.24 | 5577.6 | 5663.25 | 5133.875 | 5052.46 | 4676
P95 | [6 empty] | 13452.14 | 11146.3394 | 8702.58 | 8280.085 | 8859.06 | 7899.12 | 8558.16 | 8425 | 8558.055 | 8131.2 | 8457.12 | 7763.625 | 7871.465 | 6780.2
NETREVENUE - Net Revenue $
MEAN | [6 empty] | 65722.1534 | 54329.9709 | 40577.1533 | 50548.0446 | 51299.2613 | 49175.6243 | 53381.7239 | 52116.8757 | 51300.8083 | 57142.282 | 50649.0485 | 42666.2229 | 43177.6843 | 36283.7732
P5 | [6 empty] | 21733.8642 | 23732.4885 | 16298.1836 | 21453.4104 | 21823.5963 | 20154.7038 | 24292.3718 | 24214.4349 | 24022.1335 | 31145.9875 | 20435.1494 | 18404.7194 | 16936.3352 | 12456.9317
P95 | [6 empty] | 119827.0926 | 99786.0324 | 77212.3179 | 84769.5592 | 96549.5136 | 77501.8048 | 80585.4264 | 84517.2366 | 84786.558 | 87310.9516 | 77212.4691 | 69564.2477 | 74775.0204 | 66680.7178
STARTS - Number Starts
MEAN | [6 empty] | 118.97 | 103.26 | 88.08 | 90.64 | 97.61 | 93.3 | 98.86 | 98.36 | 96.86 | 92.16 | 94.21 | 87.35 | 87.95 | 81.88
P5 | [6 empty] | 96 | 78 | 64.5 | 73 | 80 | 76 | 79 | 76.5 | 80 | 73 | 74 | 66.5 | 66.5 | 65
P95 | [6 empty] | 142 | 127 | 110.5 | 108.5 | 119.5 | 109.5 | 114.5 | 119 | 116 | 110.5 | 114 | 103 | 107 | 102.5
TOTALEMISSIONCOSTS - Emission Costs
MEAN | [9 empty] | 19781.0046 | 25824.3484 | 35409.6478 | 42905.1946 | 48852.6268 | 53025.7879 | 59831.1209 | 64289.9778 | 62285.9921 | 72038.2077 | 67858.5308
P5 | [9 empty] | 10524.0461 | 14437.2863 | 21523.6412 | 24752.5113 | 27780.2143 | 30988.8628 | 37155.2355 | 36500.9136 | 34374.2589 | 43066.6595 | 37940.1941
P95 | [9 empty] | 29737.6581 | 37564.586 | 51517.9738 | 58094.9775 | 72787.5434 | 74836.293 | 85634.3723 | 98905.5707 | 89678.4277 | 105514.1994 | 104225.8255
VOMCOSTS - VOM Costs
MEAN | [6 empty] | 6983.2084 | 5762.3571 | 4592.3672 | 4913.6521 | 5313.4905 | 5299.6952 | 5760.129 | 5859.5813 | 5743.6983 | 5929.77 | 6103.5287 | 5594.7144 | 5801.3115 | 5288.9034
P5 | [6 empty] | 4574.0614 | 3844.4616 | 3032.6224 | 3536.6251 | 4004.7431 | 4249.6272 | 4780.416 | 4746.1395 | 4581.7992 | 4740.96 | 4927.0275 | 4517.81 | 4547.214 | 4301.92
P95 | [6 empty] | 9551.0194 | 8025.3644 | 6439.9092 | 6210.0637 | 6821.4762 | 6161.3136 | 6846.528 | 6908.5 | 7103.1857 | 6911.52 | 7357.6944 | 6831.99 | 7084.3185 | 6237.784
15929: New 2025JAN 18V50DF_NG_B #5
CAPACITYFACTOR - Net Generation Capacity Factor
MEAN | [6 empty] | 0.16052 | 0.13107 | 0.10117 | 0.10693 | 0.11596 | 0.1095 | 0.11043 | 0.1124 | 0.10669 | 0.11134 | 0.11028 | 0.10028 | 0.10336 | 0.093756
P5 | [6 empty] | 0.10336 | 0.089233 | 0.066625 | 0.079965 | 0.08675 | 0.086 | 0.084568 | 0.091916 | 0.08264 | 0.088365 | 0.089374 | 0.081842 | 0.07934 | 0.073771
P95 | [6 empty] | 0.22105 | 0.18612 | 0.14741 | 0.13733 | 0.14525 | 0.13036 | 0.13496 | 0.1344 | 0.13181 | 0.13209 | 0.13047 | 0.12138 | 0.12895 | 0.10968
CO2EMISSIONS - CO2 Emissions
MEAN | [6 empty] | 5122.3407 | 4177.294 | 3209.6095 | 3441.2604 | 3685.2809 | 3474.5442 | 3541.7715 | 3550.1629 | 3402.6891 | 3577.6752 | 3523.5981 | 3214.9219 | 3305.0197 | 2973.5602
P5 | [6 empty] | 3288.77 | 2824.9347 | 2100.0192 | 2572.9973 | 2740.9384 | 2720.8757 | 2728.0075 | 2915.8163 | 2647.3379 | 2832.7771 | 2844.3597 | 2635.9689 | 2547.8939 | 2331.4009
P95 | [6 empty] | 7044.7998 | 5961.9255 | 4681.8718 | 4441.8973 | 4634.8357 | 4126.8784 | 4329.4858 | 4242.3814 | 4235.7406 | 4244.794 | 4216.2936 | 3892.8547 | 4109.7877 | 3486.2069
FUELCONSUMED - Fuel Consumed
MEAN | [6 empty] | 83495.9509 | 68095.0287 | 52324.6523 | 56090.4438 | 60071.9377 | 56636.6314 | 57737.678 | 57864.9651 | 55470.8248 | 58316.621 | 57438.2667 | 52410.1361 | 53869.3247 | 48470.3849
P5 | [6 empty] | 53607.9732 | 46049.7561 | 34235.3087 | 41938.2568 | 44678.6617 | 44351.4971 | 44471.9114 | 47525.5935 | 43157.0428 | 46174.6656 | 46365.9842 | 42971.9575 | 41528.7452 | 38002.8958
P95 | [6 empty] | 114832.817 | 97187.1514 | 76326.8055 | 72400.1663 | 75550.13 | 67269.974 | 70578.9261 | 69147.5978 | 69051.2684 | 69190.7412 | 68729.9152 | 63461.8975 | 66986.4348 | 56826.76
FUELCOST - Fuel Cost
MEAN | [6 empty] | 155884.3674 | 130352.8382 | 104749.5685 | 113020.2852 | 123526.4305 | 118225.561 | 123241.0581 | 126308.9292 | 123613.9938 | 132324.7565 | 132855.3535 | 126354.875 | 133278.9209 | 124197.0588
P5 | [6 empty] | 71445.174 | 66972.9406 | 50049.3889 | 62006.9923 | 72743.2467 | 70732.5996 | 76430.6168 | 83425.8889 | 77946.4252 | 80755.4516 | 82587.6911 | 83130.8323 | 85425.8435 | 80170.2724
P95 | [6 empty] | 270027.3284 | 232178.0927 | 189259.8015 | 175118.1535 | 204766.2441 | 167496.8878 | 175129.7487 | 177734.1015 | 184527.5859 | 181208.6507 | 187169.0726 | 180385.8634 | 192668.5455 | 184879.3254
NETPOS - Net Position (MWh)
MEAN | [6 empty] | 9808.4966 | 7993.5923 | 6137.9454 | 6575.5554 | 7037.4279 | 6629.5919 | 6821.5428 | 6831.7468 | 6543.6694 | 6874.5233 | 6766.1994 | 6169.5275 | 6336.8221 | 5697.706
P5 | [6 empty] | 6297.668 | 5406.17 | 4016.1343 | 4916.56 | 5234.145 | 5191.56 | 5253.83 | 5611.05 | 5091.075 | 5443.2 | 5461.89 | 5058.5 | 4885.16 | 4467.25
P95 | [6 empty] | 13489.475 | 11407.585 | 8951.9 | 8487.71 | 8850.765 | 7874.28 | 8338.72 | 8163.825 | 8145.72 | 8156.4 | 8096.35 | 7470.5 | 7879.83 | 6680
NETREVENUE - Net Revenue $
MEAN | [6 empty] | 66198.9825 | 54503.1909 | 40675.0433 | 50692.0105 | 51032.875 | 50167.4364 | 54603.5336 | 53824.8495 | 52956.748 | 57967.7903 | 51561.2188 | 43288.1225 | 43614.711 | 36266.9348
P5 | [6 empty] | 21342.8287 | 23594.2028 | 16526.4782 | 22463.0635 | 20347.9586 | 22088.0344 | 27258.7761 | 28296.3569 | 26449.1438 | 30297.2305 | 23363.8434 | 20037.2405 | 18115.7297 | 11314.2013
P95 | [6 empty] | 119193.3434 | 99147.7107 | 76334.5918 | 85784.0834 | 95779.2565 | 80650.3577 | 81581.1785 | 84741.0815 | 90086.4894 | 85730.8237 | 77200.8611 | 71728.5457 | 75156.0377 | 65921.6081
STARTS - Number Starts
MEAN | [6 empty] | 118.79 | 102.25 | 88.14 | 90.34 | 98.74 | 92.26 | 95.36 | 95.76 | 93.14 | 90.91 | 92.58 | 85.21 | 87.61 | 81.62
P5 | [6 empty] | 93 | 79 | 67 | 73.5 | 78 | 72.5 | 75 | 74 | 74 | 70 | 74.5 | 63 | 66 | 64.5
P95 | [6 empty] | 142 | 127 | 108.5 | 104 | 119 | 110 | 115.5 | 114 | 114.5 | 106.5 | 109 | 100.5 | 106 | 99
TOTALEMISSIONCOSTS - Emission Costs
MEAN | [9 empty] | 19846.0582 | 26343.5905 | 34519.4549 | 40594.1953 | 46654.3426 | 50179.4902 | 59035.7543 | 61969.6366 | 60472.8693 | 70959.8334 | 67255.924
P5 | [9 empty] | 10379.5892 | 15272.116 | 21123.5902 | 23082.7259 | 26633.7095 | 28979.8784 | 36497.7948 | 36448.3138 | 34051.9725 | 40622.1326 | 38909.3224
P95 | [9 empty] | 29749.1694 | 38647.7685 | 47194.7379 | 54768.1161 | 67314.8341 | 71457.1877 | 87320.6023 | 92746.4238 | 89255.1831 | 105977.4292 | 103501.6575
VOMCOSTS - VOM Costs
MEAN | [6 empty] | 6964.0326 | 5755.3865 | 4542.0796 | 4931.6666 | 5418.8195 | 5171.0817 | 5457.2342 | 5602.0324 | 5431.2456 | 5843.3448 | 5886.5935 | 5429.1842 | 5703.1399 | 5241.8895
P5 | [6 empty] | 4471.3443 | 3892.4424 | 2971.9394 | 3687.42 | 4030.2917 | 4049.4168 | 4203.064 | 4601.061 | 4225.5922 | 4626.72 | 4751.8443 | 4451.48 | 4396.644 | 4109.87
P95 | [6 empty] | 9577.5272 | 8213.4612 | 6624.406 | 6365.7825 | 6815.089 | 6141.9384 | 6670.976 | 6694.3365 | 6760.9476 | 6932.94 | 7043.8245 | 6574.04 | 7091.847 | 6145.6
15929: New 2025JAN 18V50DF_NG_B #6
CAPACITYFACTOR - Net Generation Capacity Factor
MEAN | [6 empty] | 0.1591 | 0.13056 | 0.10093 | 0.10594 | 0.11639 | 0.1082 | 0.10967 | 0.10666 | 0.099488 | 0.10768 | 0.10657 | 0.092687 | 0.096857 | 0.090341
P5 | [6 empty] | 0.10458 | 0.088686 | 0.066132 | 0.077406 | 0.087906 | 0.083072 | 0.083561 | 0.08498 | 0.074088 | 0.085312 | 0.083617 | 0.07158 | 0.074124 | 0.07235
P95 | [6 empty] | 0.21958 | 0.18453 | 0.14193 | 0.13536 | 0.14681 | 0.12497 | 0.13541 | 0.12663 | 0.12533 | 0.12909 | 0.12988 | 0.11561 | 0.12183 | 0.10747
CO2EMISSIONS - CO2 Emissions
MEAN | [6 empty] | 5070.8388 | 4157.721 | 3204.7463 | 3404.2867 | 3700.0516 | 3439.8012 | 3518.3621 | 3366.552 | 3173.3791 | 3461.7681 | 3409.9111 | 2964.9413 | 3091.939 | 2867.318
P5 | [6 empty] | 3327.854 | 2783.7505 | 2092.4702 | 2466.6807 | 2771.345 | 2621.0668 | 2681.8272 | 2679.3988 | 2376.0405 | 2732.231 | 2682.6987 | 2299.9265 | 2382.1063 | 2292.181
P95 | [6 empty] | 7047.1443 | 5884.918 | 4520.244 | 4350.6254 | 4660.1591 | 3986.01 | 4353.7557 | 4001.5857 | 3986.322 | 4183.5921 | 4146.3862 | 3722.6515 | 3909.0975 | 3433.9138
FUELCONSUMED - Fuel Consumed
MEAN | [6 empty] | 82656.466 | 67775.923 | 52245.2963 | 55487.7774 | 60312.7176 | 56070.3166 | 57356.0687 | 54872.2521 | 51732.6055 | 56427.3269 | 55585.0518 | 48334.9147 | 50396.27 | 46738.5894
P5 | [6 empty] | 54245.0976 | 45378.5563 | 34112.3661 | 40205.5247 | 45174.3046 | 42724.5682 | 43718.9299 | 43672.167 | 38734.3376 | 44535.75 | 43730.7439 | 37493.7444 | 38826.5323 | 37363.5947
P95 | [6 empty] | 114871.1848 | 95931.0789 | 73691.2908 | 70912.4916 | 75963.1782 | 64973.9102 | 70974.7268 | 65222.8115 | 64985.233 | 68193.1404 | 67590.3518 | 60687.2181 | 63715.335 | 55974.3586
FUELCOST - Fuel Cost
MEAN | [6 empty] | 154454.0919 | 129809.1203 | 104764.4867 | 111923.3852 | 124027.334 | 117207.5703 | 122538.2033 | 120486.4375 | 115775.9359 | 128394.4428 | 128909.0823 | 117568.564 | 125498.7504 | 120145.3519
P5 | [6 empty] | 69233.6868 | 66106.0593 | 49926.1183 | 60228.8069 | 72051.2662 | 69451.8547 | 70961.2642 | 76218.1504 | 69356.4527 | 74527.8704 | 75942.9334 | 71779.5989 | 78117.0929 | 78431.6449
P95 | [6 empty] | 271361.4593 | 235556.4826 | 189451.7896 | 174183.7381 | 201142.6612 | 166333.4798 | 175406.617 | 178378.0521 | 180484.042 | 179405.3462 | 191412.2077 | 176761.5537 | 184963.9742 | 175252.058
NETPOS - Net Position (MWh)
MEAN | [6 empty] | 9709.8221 | 7956.2725 | 6128.8317 | 6504.9662 | 7065.618 | 6563.2955 | 6776.4539 | 6478.3994 | 6102.6812 | 6651.7783 | 6547.8916 | 5689.8075 | 5928.2755 | 5494.133
P5 | [6 empty] | 6372.4867 | 5326.965 | 4001.92 | 4713.02 | 5292.21 | 5001.12 | 5165.28 | 5156.1 | 4569.345 | 5250 | 5151.46 | 4413.625 | 4567.29 | 4392.1
P95 | [6 empty] | 13493.575 | 11262.16 | 8644.34 | 8313.305 | 8898.9802 | 7605.11 | 8385.07 | 7700.45 | 7666.065 | 8038.8 | 7962.11 | 7143.875 | 7495.04 | 6579.8
NETREVENUE - Net Revenue $
MEAN | [6 empty] | 66358.0351 | 54962.6957 | 41346.6997 | 50756.7204 | 50762.4985 | 50334.9173 | 55130.9252 | 55412.4897 | 55445.2815 | 59058.5528 | 53276.3404 | 45937.068 | 44999.1489 | 37205.6595
P5 | [6 empty] | 22336.4726 | 23790.8197 | 16750.776 | 23158.1577 | 20150.6955 | 24017.8137 | 28983.1325 | 29614.214 | 31178.5595 | 32693.4317 | 24264.2257 | 23163.1771 | 18877.0834 | 13550.4318
P95 | [6 empty] | 124663.1632 | 100598.3017 | 78147.0165 | 85331.7435 | 94982.7324 | 79954.6913 | 81519.4079 | 86236.5815 | 90657.1244 | 87350.2485 | 79806.2464 | 71608.2379 | 76252.7797 | 67517.1162
STARTS - Number Starts
MEAN | [6 empty] | 117.62 | 101.6 | 86.81 | 89.98 | 99.58 | 91.28 | 94.43 | 91.35 | 88.39 | 87.82 | 90.52 | 81.59 | 84.43 | 79.69
P5 | [6 empty] | 94.5 | 79.5 | 63 | 72 | 81.5 | 71.5 | 73 | 70 | 70.5 | 66.5 | 69 | 59 | 64.5 | 62.5
P95 | [6 empty] | 140 | 125.5 | 110 | 107 | 121.5 | 108.5 | 113 | 109.5 | 111.5 | 102 | 109.5 | 99 | 103 | 98.5
TOTALEMISSIONCOSTS - Emission Costs
MEAN | [9 empty] | 19635.6775 | 26453.7056 | 34200.3628 | 40331.5589 | 44202.5238 | 46826.7178 | 57145.7552 | 59969.3029 | 55778.6621 | 66341.6536 | 64879.0944
P5 | [9 empty] | 10607.3632 | 14643.3268 | 20580.8262 | 22293.6618 | 25018.743 | 27370.3061 | 35295.1851 | 34417.6472 | 30917.5953 | 38356.2214 | 37436.3128
P95 | [9 empty] | 30042.84 | 38535.2048 | 47645.4743 | 55882.8557 | 62885.4153 | 69113.2734 | 82685.8762 | 91056.8728 | 82639.1772 | 99727.0848 | 101543.7609
VOMCOSTS - VOM Costs
MEAN | [6 empty] | 6893.9737 | 5728.5162 | 4535.3355 | 4878.7247 | 5440.5258 | 5119.3705 | 5421.1631 | 5312.2875 | 5065.2254 | 5654.0116 | 5696.6657 | 5007.0306 | 5335.4479 | 5054.6024
P5 | [6 empty] | 4524.4655 | 3835.4148 | 2961.4208 | 3534.765 | 4075.0017 | 3900.8736 | 4132.224 | 4228.002 | 3792.5563 | 4462.5 | 4481.7702 | 3883.99 | 4110.561 | 4040.732
P95 | [6 empty] | 9580.4382 | 8108.7552 | 6396.8116 | 6234.9788 | 6852.2148 | 5931.9858 | 6708.056 | 6314.369 | 6362.834 | 6832.98 | 6927.0357 | 6286.61 | 6745.536 | 6053.416
15929: New 2025JAN 18V50DF_NG_B #7
CAPACITYFACTOR - Net Generation Capacity Factor
MEAN | [6 empty] | 0.15821 | 0.13011 | 0.099741 | 0.10537 | 0.11449 | 0.10799 | 0.10849 | 0.10537 | 0.098741 | 0.10612 | 0.10528 | 0.091651 | 0.094964 | 0.087529
P5 | [6 empty] | 0.098235 | 0.088599 | 0.063761 | 0.075716 | 0.086005 | 0.08569 | 0.086098 | 0.084626 | 0.072257 | 0.083574 | 0.08206 | 0.067407 | 0.071074 | 0.06736
P95 | [6 empty] | 0.21916 | 0.18399 | 0.14062 | 0.13492 | 0.14591 | 0.12792 | 0.13205 | 0.1271 | 0.12315 | 0.12775 | 0.12796 | 0.1124 | 0.11972 | 0.10331
CO2EMISSIONS - CO2 Emissions
MEAN | [6 empty] | 5056.7678 | 4146.4051 | 3159.8814 | 3387.8282 | 3641.8584 | 3429.6718 | 3480.1124 | 3328.5096 | 3145.65 | 3411.6199 | 3364.0813 | 2931.5116 | 3033.7388 | 2781.0344
P5 | [6 empty] | 3118.8567 | 2815.1105 | 2027.9172 | 2463.6481 | 2719.2194 | 2720.8757 | 2760.7045 | 2675.0207 | 2284.1494 | 2671.029 | 2630.2681 | 2142.8158 | 2277.3983 | 2148.375
P95 | [6 empty] | 7070.5892 | 5886.7407 | 4426.8808 | 4289.7775 | 4650.534 | 4048.7671 | 4272.5189 | 4027.8543 | 3907.5583 | 4113.6469 | 4072.1095 | 3596.09 | 3821.8408 | 3268.319
FUELCONSUMED - Fuel Consumed
MEAN | [6 empty] | 82427.0782 | 67591.4419 | 51513.8746 | 55219.4852 | 59364.124 | 55905.2145 | 56732.5132 | 54252.1933 | 51280.5536 | 55609.8892 | 54837.9833 | 47789.9392 | 49447.6511 | 45332.1271
P5 | [6 empty] | 50838.241 | 45889.5651 | 33059.9573 | 40155.8265 | 44324.6311 | 44351.4971 | 45004.7808 | 43600.8072 | 37236.3245 | 43538.1492 | 42876.0714 | 34932.5019 | 37119.8715 | 35019.4909
P95 | [6 empty] | 115254.8628 | 95960.6307 | 72169.3893 | 69920.7085 | 75806.4739 | 65996.7253 | 69650.256 | 65650.97 | 63701.2218 | 67053.0252 | 66379.5657 | 58623.995 | 62293.1177 | 53275.0875
FUELCOST - Fuel Cost
MEAN | [6 empty] | 154159.8775 | 129489.6446 | 103293.7967 | 111516.3777 | 122340.8786 | 116898.1143 | 121316.6593 | 119179.0535 | 115029.3135 | 126782.8456 | 127297.2475 | 116271.8624 | 123352.8559 | 116751.5751
P5 | [6 empty] | 64981.371 | 65465.0101 | 47015.3002 | 60511.4361 | 70418.316 | 69582.6902 | 72467.0893 | 72929.0454 | 67710.742 | 75850.8251 | 76282.3223 | 70817.4937 | 76770.2207 | 72752.3448
P95 | [6 empty] | 271893.0043 | 233549.1113 | 187452.2794 | 172677.6266 | 205882.8196 | 167086.5148 | 172233.7335 | 170969.7244 | 175885.6123 | 174827.9635 | 192396.5279 | 175463.8121 | 184936.9609 | 168305.1803
NETPOS - Net Position (MWh)
MEAN | [6 empty] | 9682.9532 | 7934.6676 | 6043.0825 | 6473.5111 | 6954.5106 | 6543.9226 | 6702.7934 | 6405.1847 | 6049.3752 | 6555.4426 | 6459.8791 | 5625.655 | 5816.6864 | 5328.803
P5 | [6 empty] | 5971.4511 | 5387.1521 | 3877.7521 | 4707.4788 | 5192.67 | 5191.56 | 5317.2 | 5147.675 | 4392.63 | 5132.4 | 5050.78 | 4112.125 | 4366.53 | 4116.55
P95 | [6 empty] | 13534.575 | 11264.3146 | 8465.39 | 8197.035 | 8879.58 | 7725.24 | 8229 | 7751 | 7514.595 | 7904.4 | 7819.48 | 6901 | 7327.74 | 6262.5
NETREVENUE - Net Revenue $
MEAN | [6 empty] | 67178.1623 | 55304.3869 | 40864.804 | 51135.2032 | 51776.7785 | 50301.7763 | 55686.5215 | 55640.2133 | 55572.6652 | 59795.4164 | 53364.5285 | 46648.1062 | 45916.1042 | 38230.885
P5 | [6 empty] | 22128.8012 | 24765.8722 | 17063.8565 | 22735.2845 | 21950.7941 | 22805.1718 | 29521.2855 | 29688.4783 | 29952.5664 | 33037.275 | 24749.7731 | 23167.1072 | 21395.0812 | 12904.1092
P95 | [6 empty] | 122423.5092 | 100144.913 | 78315.4312 | 83517.9338 | 96471.6666 | 79092.5061 | 82657.3267 | 86350.1048 | 89662.4787 | 87675.8741 | 81044.2873 | 72657.7818 | 73949.5486 | 66947.8281
STARTS - Number Starts
MEAN | [6 empty] | 116.62 | 101.36 | 86.84 | 89.63 | 97.72 | 91.41 | 93.51 | 90.77 | 87.09 | 87.7 | 89.39 | 80.42 | 82.89 | 78.47
P5 | [6 empty] | 92 | 76 | 65 | 73.5 | 81 | 74.5 | 73.5 | 69 | 68.5 | 69.5 | 71.5 | 58.5 | 62.5 | 60.5
P95 | [6 empty] | 138 | 125.5 | 109.5 | 108 | 116.5 | 109 | 112.5 | 112 | 105.5 | 108.5 | 109 | 98 | 100.5 | 95.5
TOTALEMISSIONCOSTS - Emission Costs
MEAN | [9 empty] | 19530.9537 | 26034.2037 | 34020.9261 | 39858.5703 | 43694.8125 | 46405.5508 | 56340.2152 | 59189.7577 | 55176.667 | 65164.4365 | 62843.5795
P5 | [9 empty] | 10521.9257 | 14765.5157 | 21335.9016 | 21586.9418 | 25599.1841 | 25879.3037 | 34246.9057 | 34895.0897 | 29771.5494 | 37353.9343 | 37019.2574
P95 | [9 empty] | 29630.6907 | 37368.5762 | 48202.3006 | 54285.8433 | 61857.4443 | 67461.2108 | 81614.2871 | 89421.4011 | 84279.2801 | 97338.3967 | 97507.9328
VOMCOSTS - VOM Costs
MEAN | [6 empty] | 6874.8967 | 5712.9607 | 4471.881 | 4855.1333 | 5354.9731 | 5104.2596 | 5362.2347 | 5252.2515 | 5020.9814 | 5572.1262 | 5620.0948 | 4950.5764 | 5235.0178 | 4902.4988
P5 | [6 empty] | 4239.7303 | 3878.7495 | 2869.5365 | 3530.6091 | 3998.3559 | 4049.4168 | 4253.76 | 4221.0935 | 3645.8829 | 4362.54 | 4394.1786 | 3618.67 | 3929.877 | 3787.226
P95 | [6 empty] | 9609.5482 | 8110.3065 | 6264.3886 | 6147.7762 | 6837.2766 | 6025.6872 | 6583.2 | 6355.82 | 6237.1138 | 6718.74 | 6802.9476 | 6072.88 | 6594.966 | 5761.5
15929: New 2025JAN 18V50DF_NG_B #8
CAPACITYFACTOR - Net Generation Capacity Factor
MEAN | [6 empty] | 0.15769 | 0.12843 | 0.09935 | 0.10389 | 0.11323 | 0.10793 | 0.10822 | 0.10486 | 0.098728 | 0.10505 | 0.10432 | 0.090693 | 0.091075 | 0.085661
P5 | [6 empty] | 0.10068 | 0.088898 | 0.063465 | 0.074904 | 0.08465 | 0.086698 | 0.083467 | 0.083228 | 0.073557 | 0.083321 | 0.079512 | 0.070013 | 0.068183 | 0.063134
P95 | [6 empty] | 0.21482 | 0.18318 | 0.14216 | 0.13351 | 0.14461 | 0.12907 | 0.13187 | 0.12764 | 0.12347 | 0.1268 | 0.12589 | 0.11125 | 0.11994 | 0.10509
CO2EMISSIONS - CO2 Emissions
MEAN | [6 empty] | 5030.7947 | 4089.0283 | 3149.3448 | 3340.3147 | 3598.2709 | 3429.3982 | 3473.2359 | 3309.9331 | 3150.47 | 3373.1905 | 3337.6442 | 2901.7479 | 2912.7139 | 2720.723
P5 | [6 empty] | 3241.7655 | 2841.9648 | 2022.8663 | 2407.8387 | 2697.8305 | 2751.2523 | 2677.4452 | 2626.8615 | 2345.4101 | 2692.8868 | 2521.0377 | 2238.8279 | 2185.7788 | 1995.8534
P95 | [6 empty] | 6839.3875 | 5811.255 | 4518.732 | 4302.8164 | 4585.7071 | 4113.8598 | 4206.7878 | 4049.7449 | 3942.5644 | 4069.9312 | 4045.8942 | 3574.2691 | 3817.478 | 3346.7586
FUELCONSUMED - Fuel Consumed
MEAN | [6 empty] | 82003.6865 | 66656.1187 | 51342.1169 | 54445.0683 | 58653.6703 | 55900.7418 | 56620.4165 | 53949.3982 | 51359.1356 | 54983.4807 | 54407.0282 | 47304.7261 | 47475.0357 | 44349.0242
P5 | [6 empty] | 52841.7835 | 46327.4237 | 32977.6512 | 39246.2741 | 43976.2821 | 44846.6494 | 43647.4938 | 42815.85 | 38234.9999 | 43894.4352 | 41095.5037 | 36497.7056 | 35626.5434 | 32533.3201
P95 | [6 empty] | 111484.7047 | 94730.5893 | 73667.1909 | 70133.2335 | 74750.0637 | 67057.7659 | 68578.7136 | 66007.7688 | 64271.8935 | 66340.4532 | 65952.2295 | 58268.2669 | 62222.0069 | 54553.6896
FUELCOST - Fuel Cost
MEAN | [6 empty] | 153451.6474 | 127727.2727 | 103101.9915 | 110092.7241 | 121071.3461 | 116916.9484 | 121083.3792 | 118594.6158 | 115178.7612 | 125435.277 | 126566.322 | 115060.226 | 118988.3183 | 114732.0581
P5 | [6 empty] | 67558.5368 | 65197.9722 | 47178.9112 | 58828.357 | 69624.7004 | 69860.2572 | 70960.6969 | 75398.7054 | 67595.7802 | 72445.4801 | 73725.4193 | 69627.2879 | 71733.7928 | 64565.6602
P95 | [6 empty] | 273831.6704 | 230195.6223 | 188139.6256 | 173791.117 | 201175.9927 | 163918.041 | 168966.2279 | 173856.6703 | 177299.3995 | 173307.0004 | 184601.8085 | 173076.8693 | 181585.3811 | 172061.2751
NETPOS - Net Position (MWh)
MEAN | [6 empty] | 9633.2825 | 7824.8622 | 6022.8616 | 6382.7276 | 6871.1623 | 6543.4314 | 6689.5412 | 6369.4685 | 6058.6288 | 6481.608 | 6409.121 | 5568.5375 | 5584.6413 | 5213.239
P5 | [6 empty] | 6207.8355 | 5438.6868 | 3868.8 | 4600.97 | 5151.05 | 5249.52 | 5156.84 | 5055 | 4510.44 | 5174.4 | 4841.03 | 4296.375 | 4190.865 | 3824.3
P95 | [6 empty] | 13095.1553 | 11120.41 | 8640.3106 | 8221.95 | 8755.155 | 7849.44 | 8102.4 | 7793.125 | 7581.915 | 7820.4 | 7769.14 | 6859.125 | 7319.375 | 6412.8
NETREVENUE - Net Revenue $
MEAN | [6 empty] | 66773.9719 | 55095.8311 | 41380.7153 | 51495.8008 | 52073.0084 | 50756.5141 | 55672.6945 | 56440.852 | 55624.9938 | 59936.0843 | 53996.6645 | 46677.8302 | 47662.1559 | 39271.2715
P5 | [6 empty] | 24493.6758 | 25091.8662 | 17485.2811 | 23845.318 | 20817.7855 | 22461.3358 | 28402.0735 | 31170.4309 | 32250.3583 | 34933.5699 | 25225.7308 | 23837.2741 | 23412.5449 | 14707.9487
P95 | [6 empty] | 123436.5848 | 102142.7197 | 77873.816 | 85484.0154 | 97635.2715 | 82113.5333 | 82906.9491 | 85810.2657 | 89237.7437 | 86965.7459 | 80705.041 | 73387.4586 | 77186.3709 | 66913.35
STARTS - Number Starts
MEAN | [6 empty] | 116.45 | 99.84 | 85.98 | 87.71 | 97 | 91.54 | 93.77 | 90.53 | 86.71 | 87.34 | 89.38 | 80.16 | 80.24 | 76.55
P5 | [6 empty] | 91 | 74 | 64.5 | 70 | 80 | 71 | 76 | 68.5 | 67 | 70 | 70.5 | 58.5 | 60.5 | 57.5
P95 | [6 empty] | 138 | 123 | 109.5 | 106 | 118.5 | 108.5 | 111 | 108 | 108 | 104.5 | 109 | 99.5 | 99.5 | 94
TOTALEMISSIONCOSTS - Emission Costs
MEAN | [9 empty] | 19263.5343 | 25721.9718 | 34068.651 | 39770.8996 | 43464.5469 | 46499.251 | 55690.9691 | 58757.4897 | 54537.8955 | 62546.631 | 61527.8853
P5 | [9 empty] | 10080.7747 | 14407.5209 | 20988.6291 | 22593.2485 | 24603.0329 | 27232.3458 | 33422.7176 | 32464.1868 | 29353.5967 | 34556.0811 | 35479.6784
P95 | [9 empty] | 30168.8205 | 37582.5302 | 46926.9305 | 54786.4818 | 63893.7565 | 68527.698 | 81483.9217 | 89598.1342 | 79292.011 | 98170.0903 | 94645.2562
VOMCOSTS - VOM Costs
MEAN | [6 empty] | 6839.6306 | 5633.9008 | 4456.9176 | 4787.0457 | 5290.795 | 5103.8765 | 5351.633 | 5222.9642 | 5028.6619 | 5509.3668 | 5575.9353 | 4900.313 | 5026.1772 | 4796.1799
P5 | [6 empty] | 4407.5632 | 3915.8545 | 2862.912 | 3450.7275 | 3966.3085 | 4094.6256 | 4125.472 | 4145.1 | 3743.6652 | 4398.24 | 4211.6961 | 3780.81 | 3771.7785 | 3518.356
P95 | [6 empty] | 9297.5603 | 8006.6952 | 6393.8298 | 6166.4625 | 6741.4694 | 6122.5632 | 6481.92 | 6390.3625 | 6292.9895 | 6647.34 | 6759.1518 | 6036.03 | 6587.4375 | 5899.776
15929: New 2025JAN 18V50DF_NG_B #9
CAPACITYFACTOR - Net Generation Capacity Factor
MEAN | [6 empty] | 0.15663 | 0.12857 | 0.098558 | 0.10241 | 0.11056 | 0.10878 | 0.10968 | 0.10644 | 0.10045 | 0.10534 | 0.10408 | 0.09057 | 0.088917 | 0.079624
P5 | [6 empty] | 0.10057 | 0.088146 | 0.062388 | 0.073871 | 0.079612 | 0.087247 | 0.086973 | 0.085276 | 0.073956 | 0.083873 | 0.082195 | 0.071187 | 0.066284 | 0.060014
P95 | [6 empty] | 0.21729 | 0.18692 | 0.14686 | 0.13177 | 0.14348 | 0.12642 | 0.13612 | 0.12708 | 0.12509 | 0.12587 | 0.1242 | 0.11064 | 0.11253 | 0.099824
CO2EMISSIONS - CO2 Emissions
MEAN | [6 empty] | 4993.2118 | 4095.7911 | 3121.1043 | 3291.5658 | 3511.4233 | 3457.6829 | 3519.2072 | 3362.1201 | 3205.3488 | 3386.1146 | 3328.032 | 2900.8751 | 2838.1967 | 2529.1559
P5 | [6 empty] | 3229.0927 | 2790.1127 | 1979.3637 | 2368.7221 | 2540.4953 | 2790.3079 | 2791.379 | 2692.5331 | 2358.5374 | 2701.63 | 2625.8989 | 2291.1981 | 2124.6992 | 1913.056
P95 | [6 empty] | 6922.4515 | 5939.828 | 4640.043 | 4272.3924 | 4565.3348 | 4044.4276 | 4377.6886 | 4040.9887 | 3995.0736 | 4041.2814 | 3997.8328 | 3569.9049 | 3599.3364 | 3176.806
FUELCONSUMED - Fuel Consumed
MEAN | [6 empty] | 81391.0817 | 66766.3937 | 50881.7423 | 53650.5009 | 57237.9805 | 56361.7936 | 57369.8398 | 54800.0064 | 52253.7781 | 55194.1709 | 54250.3382 | 47290.4969 | 46260.4621 | 41226.3937
P5 | [6 empty] | 52635.1862 | 45482.1165 | 32268.4544 | 38608.6992 | 41411.3519 | 45483.2737 | 45504.8339 | 43886.2462 | 38449.0017 | 44036.9496 | 42804.8487 | 37351.4531 | 34630.9913 | 31183.6846
P95 | [6 empty] | 112838.2001 | 96826.6322 | 75644.4536 | 69637.3419 | 74417.2321 | 65925.9893 | 71364.7238 | 65865.0492 | 65127.9009 | 65874.1442 | 65168.7796 | 58197.1212 | 58666.4636 | 51783.385
FUELCOST - Fuel Cost
MEAN | [6 empty] | 152436.9449 | 127968.2712 | 102190.1798 | 108827.2154 | 118417.7451 | 117765.7496 | 122519.5726 | 120248.1212 | 116973.0707 | 125847.8946 | 126090.8963 | 115102.9497 | 116056.8882 | 107550.5062
P5 | [6 empty] | 69381.6662 | 65065.4364 | 46010.6028 | 55285.905 | 65532.3519 | 72170.4767 | 75190.6203 | 75999.6544 | 68413.4591 | 73395.0046 | 75787.128 | 71408.0357 | 69335.4961 | 58654.5283
P95 | [6 empty] | 275475.1866 | 232132.1158 | 192981.3147 | 171431.483 | 195994.8291 | 161310.2478 | 176438.4199 | 175334.6729 | 176467.7515 | 172950.9524 | 189659.6946 | 171513.7081 | 173769.9576 | 164139.42
NETPOS - Net Position (MWh)
MEAN | [6 empty] | 9561.2578 | 7837.6812 | 5968.8578 | 6289.5632 | 6705.3892 | 6597.4152 | 6778.0754 | 6469.8945 | 6164.15 | 6506.4218 | 6390.663 | 5566.8625 | 5441.7671 | 4846.173
P5 | [6 empty] | 6183.645 | 5339.53 | 3785.6 | 4526.225 | 4851.2538 | 5324.04 | 5376.28 | 5181.375 | 4535.685 | 5191.2 | 5042.39 | 4396.875 | 4073.755 | 3665.65
P95 | [6 empty] | 13255.96 | 11366.075 | 8873.07 | 8163.815 | 8718.045 | 7716.96 | 8431.56 | 7776.275 | 7682.895 | 7764.8792 | 7676.85 | 6850.75 | 6901.125 | 6087.15
NETREVENUE - Net Revenue $
MEAN | [6 empty] | 67023.2314 | 55315.2265 | 41369.2825 | 52115.5741 | 52513.1776 | 50322.7242 | 55261.3275 | 55084.7717 | 54802.2503 | 60295.9638 | 53487.0361 | 46835.3793 | 47955.9963 | 41043.7715
P5 | [6 empty] | 23239.2506 | 26063.8857 | 17004.4753 | 24299.1524 | 23121.7112 | 20747.1451 | 28323.0817 | 28536.978 | 30777.2336 | 33998.6216 | 24799.4248 | 24543.1298 | 23666.3267 | 17832.2349
P95 | [6 empty] | 119813.0512 | 98629.1777 | 76733.6621 | 84358.7563 | 96214.2872 | 78587.3055 | 83727.2937 | 84820.8046 | 88451.7083 | 86959.9357 | 81431.5879 | 73373.9457 | 77344.8715 | 69107.7961
STARTS - Number Starts
MEAN | [6 empty] | 116.01 | 100.01 | 85.6 | 86.23 | 95.22 | 92.34 | 94.64 | 91.31 | 89 | 87.12 | 89.51 | 80.44 | 78.78 | 73.06
P5 | [6 empty] | 92 | 75 | 64 | 69.5 | 74 | 75.5 | 78 | 71.5 | 69 | 66 | 70.5 | 57.5 | 58 | 55
P95 | [6 empty] | 139 | 125 | 106.5 | 102 | 116.5 | 107 | 114.5 | 109 | 107.5 | 103 | 107.5 | 99.5 | 99 | 91
TOTALEMISSIONCOSTS - Emission Costs
MEAN | [9 empty] | 18981.1569 | 25103.1822 | 34286.8347 | 40337.7549 | 44151.4866 | 47313.2908 | 55927.3884 | 58500.8748 | 54549.9673 | 60924.7046 | 57105.5492
P5 | [9 empty] | 9692.5204 | 14337.3106 | 21478.1372 | 22082.4388 | 25678.728 | 27231.4209 | 34166.8178 | 33163.196 | 30419.4159 | 34803.0812 | 32532.5875
P95 | [9 empty] | 29307.7973 | 36550.7094 | 48356.8886 | 57256.4673 | 63691.4983 | 68700.9125 | 81365.3443 | 85984.762 | 83325.0499 | 96355.4561 | 91859.3913
VOMCOSTS - VOM Costs
MEAN | [6 empty] | 6788.493 | 5643.1305 | 4416.9547 | 4717.1724 | 5163.1497 | 5145.9838 | 5422.4603 | 5305.3135 | 5116.2445 | 5530.4585 | 5559.8768 | 4898.839 | 4897.5904 | 4458.4792
P5 | [6 empty] | 4390.388 | 3844.4616 | 2801.344 | 3394.6687 | 3735.4654 | 4152.7512 | 4301.024 | 4248.7275 | 3764.6186 | 4412.52 | 4386.8793 | 3869.25 | 3666.3795 | 3372.398
P95 | [6 empty] | 9411.7316 | 8183.574 | 6566.0718 | 6122.8612 | 6712.8947 | 6019.2288 | 6745.248 | 6376.5455 | 6376.8029 | 6600.1474 | 6678.8595 | 6028.66 | 6211.0125 | 5600.178
15929: New 2025JAN J920_A #1
CAPACITYFACTOR - Net Generation Capacity Factor
MEAN | [6 empty] | 0.36575 | 0.29851 | 0.25145 | 0.25916 | 0.27217 | 0.2485 | 0.27163 | 0.26432 | 0.2551 | 0.24973 | 0.25367 | 0.23712 | 0.23366 | 0.21788
P5 | [6 empty] | 0.32156 | 0.26269 | 0.21529 | 0.22969 | 0.2438 | 0.21323 | 0.23977 | 0.22761 | 0.23275 | 0.21993 | 0.22568 | 0.20354 | 0.19919 | 0.18309
P95 | [6 empty] | 0.41244 | 0.34098 | 0.29674 | 0.29587 | 0.30106 | 0.27369 | 0.30476 | 0.29799 | 0.28009 | 0.27966 | 0.28994 | 0.26827 | 0.26683 | 0.25106
CO2EMISSIONS - CO2 Emissions
MEAN | [6 empty] | 5845.397 | 4767.3581 | 4000.1408 | 4176.302 | 4331.1468 | 3949.4029 | 4370.6497 | 4182.8532 | 4072.2504 | 4022.5502 | 4065.8301 | 3800.673 | 3735.0156 | 3472.5923
P5 | [6 empty] | 5114.4432 | 4203.2553 | 3402.5323 | 3704.8227 | 3901.8748 | 3381.3046 | 3837.3985 | 3602.9005 | 3707.0395 | 3544.0085 | 3628.882 | 3274.7158 | 3164.0211 | 2896.4254
P95 | [6 empty] | 6559.6527 | 5433.9017 | 4726.105 | 4760.0335 | 4802.3827 | 4338.771 | 4885.9786 | 4730.0555 | 4457.7059 | 4492.2056 | 4694.5245 | 4319.5844 | 4280.6059 | 3996.3217
FUELCONSUMED - Fuel Consumed
MEAN | [6 empty] | 98968.5139 | 80699.6135 | 67718.3525 | 70705.7026 | 73330.6841 | 66868.4551 | 74008.2517 | 70814.678 | 68947.0564 | 68105.4035 | 68834.9335 | 64344.9832 | 63238.2052 | 58794.3012
P5 | [6 empty] | 86593.8677 | 71150.449 | 57601.4593 | 62722.8236 | 66062.9598 | 57250.4085 | 64978.9088 | 60997.64 | 62763.6012 | 60003.5978 | 61437.4368 | 55440.5306 | 53570.6424 | 49039.2458
P95 | [6 empty] | 111061.3856 | 91982.5017 | 80008.6307 | 80588.3809 | 81308.9506 | 73460.8055 | 82734.0243 | 80077.8883 | 75473.1773 | 76057.0219 | 79477.4908 | 73129.9083 | 72475.7517 | 67661.5617
FUELCOST - Fuel Cost
MEAN | [6 empty] | 174176.4232 | 147171.0563 | 128766.5389 | 136613.9594 | 146449.5983 | 136459.3571 | 154071.325 | 151144.6344 | 150525.2946 | 152053.5112 | 155765.0263 | 152748.2749 | 154561.7046 | 148938.5651
P5 | [6 empty] | 114328.2458 | 102618.1257 | 87411.3742 | 93499.7564 | 106533.7614 | 95051.5514 | 118737.3962 | 113615.7205 | 108531.1254 | 109147.5069 | 115533.079 | 117318.7879 | 112747.7693 | 103469.552
P95 | [6 empty] | 246169.9063 | 224649.7838 | 189853.8683 | 188461.4241 | 197843.3697 | 165013.7124 | 189821.7867 | 193043.0327 | 200373.6079 | 187925.6401 | 200714.1523 | 199377.3865 | 202420.4703 | 193764.4198
NETPOS - Net Position (MWh)
MEAN | [6 empty] | 12139.2856 | 9889.8717 | 8294.0386 | 8655.1184 | 8970.1525 | 8173.8228 | 9130.2852 | 8730.0826 | 8493.602 | 8383.53 | 8468.6536 | 7910.4228 | 7768.6931 | 7217.4791
P5 | [6 empty] | 10621.9446 | 8722.192 | 7055.9753 | 7678.6036 | 8081.5734 | 6998.4143 | 8016.4057 | 7520.36 | 7732.3643 | 7386.4214 | 7558.08 | 6815.9 | 6581.16 | 6020.04
P95 | [6 empty] | 13621.4464 | 11273.7522 | 9795.7794 | 9865.0547 | 9946.8311 | 8979.935 | 10207.0029 | 9871.99 | 9297.5011 | 9362.73 | 9777.637 | 8990.6452 | 8903.655 | 8305.89
NETREVENUE - Net Revenue $
MEAN | [6 empty] | 20130.1975 | 16403.7784 | 8729.4048 | 15094.737 | 15449.2377 | 20017.2541 | 17495.4455 | 20002.3338 | 19346.7798 | 23660.3847 | 21212.2441 | 16919.1219 | 18651.7416 | 14498.4693
P5 | [6 empty] | -16459.8044 | -9102.6051 | -14488.7966 | -7139.897 | -10242.4694 | -2362.0683 | -2682.422 | -704.3707 | -1588.5732 | 5849.3055 | -284.6543 | -1215.17 | -1133.9572 | -5699.2147
P95 | [6 empty] | 60633.0762 | 47474.119 | 37721.3347 | 38978.0651 | 50801.331 | 41864.4597 | 39779.9979 | 39584.8864 | 43448.0274 | 44448.8533 | 43404.8366 | 36924.2107 | 40592.8201 | 36773.7649
STARTS - Number Starts
MEAN | [6 empty] | 182.55 | 186.91 | 173.28 | 175.7 | 183.07 | 153.3 | 184.7 | 177.78 | 175.6 | 167.19 | 164.9 | 151.3 | 149.43 | 140.57
P5 | [6 empty] | 148 | 158.5 | 149.5 | 146 | 160 | 130.5 | 159.5 | 152 | 148.5 | 141.5 | 136.5 | 129 | 122 | 113
P95 | [6 empty] | 211.5 | 214.5 | 195.5 | 204.5 | 207 | 175 | 209 | 205 | 204 | 191.5 | 198 | 177 | 173.5 | 168.5
TOTALEMISSIONCOSTS - Emission Costs
MEAN | [9 empty] | 23966.5731 | 30953.7913 | 39343.8436 | 50450.9507 | 55024.9686 | 60255.3787 | 66646.5601 | 71799.125 | 71458.6638 | 80314.1962 | 78917.5956
P5 | [9 empty] | 14817.9294 | 19511.4053 | 23623.4319 | 30082.0046 | 32013.3846 | 35053.6618 | 40768.8945 | 44841.6645 | 40466.4544 | 46841.3591 | 49906.7601
P95 | [9 empty] | 33123.1356 | 43167.8212 | 57503.4468 | 72402.3799 | 78544.6502 | 81910.9191 | 98172.1729 | 102607.4727 | 101214.0239 | 115229.9911 | 119818.2176
VOMCOSTS - VOM Costs
MEAN | [6 empty] | 6798 | 5637.2269 | 4810.5424 | 5106.5199 | 5382.0915 | 5067.7701 | 5752.0797 | 5587.2529 | 5520.8413 | 5616.9651 | 5758.6845 | 5458.1918 | 5515.7721 | 5196.585
P5 | [6 empty] | 5948.289 | 4971.6494 | 4092.4657 | 4530.3761 | 4848.944 | 4339.0169 | 5050.3356 | 4813.0304 | 5026.0368 | 4948.9023 | 5139.4944 | 4702.971 | 4672.6236 | 4334.4288
P95 | [6 empty] | 7628.01 | 6426.0388 | 5681.5521 | 5820.3823 | 5968.0987 | 5567.5597 | 6430.4118 | 6318.0736 | 6043.3757 | 6273.0291 | 6648.7931 | 6203.5452 | 6321.595 | 5980.2408
15929: New 2026JAN 18V50DF_NG_B #1
CAPACITYFACTOR - Net Generation Capacity Factor
MEAN | [7 empty] | 0.12793 | 0.097551 | 0.10136 | 0.10729 | 0.10611 | 0.10931 | 0.10803 | 0.10284 | 0.10548 | 0.10454 | 0.093067 | 0.089689 | 0.077306
P5 | [7 empty] | 0.087918 | 0.061546 | 0.070492 | 0.079033 | 0.085438 | 0.085962 | 0.087431 | 0.079401 | 0.082313 | 0.082665 | 0.073896 | 0.068207 | 0.058205
P95 | [7 empty] | 0.18404 | 0.14666 | 0.13329 | 0.14117 | 0.12497 | 0.13453 | 0.13034 | 0.12831 | 0.12774 | 0.12647 | 0.11308 | 0.11488 | 0.096076
CO2EMISSIONS - CO2 Emissions
MEAN | [7 empty] | 4074.7538 | 3092.1553 | 3262.4711 | 3413.5188 | 3369.6397 | 3506.3307 | 3412.65 | 3274.5734 | 3388.1208 | 3343.5864 | 2979.0813 | 2863.8502 | 2457.7759
P5 | [7 empty] | 2803.171 | 1931.511 | 2279.9661 | 2497.6856 | 2725.2152 | 2758.682 | 2749.4484 | 2529.1922 | 2644.7996 | 2643.3758 | 2356.6609 | 2168.3275 | 1856.4052
P95 | [7 empty] | 5876.88 | 4650.4173 | 4281.085 | 4528.5776 | 3927.2607 | 4298.8113 | 4097.904 | 4069.4616 | 4104.9038 | 4054.6326 | 3622.2752 | 3656.0532 | 3050.431
FUELCONSUMED - Fuel Consumed
MEAN | [7 empty] | 66423.4126 | 50409.7753 | 53176.2605 | 55642.0846 | 54926.6494 | 57159.9336 | 55623.6128 | 53382.2813 | 55226.8601 | 54503.8911 | 48565.4265 | 46678.594 | 40062.8658
P5 | [7 empty] | 45694.9814 | 31488.3379 | 37161.9847 | 40713.519 | 44422.2331 | 44971.9645 | 44813.923 | 41231.026 | 43110.606 | 43089.7395 | 38418.6375 | 35342.0999 | 30260.2497
P95 | [7 empty] | 95800.6578 | 75813.1379 | 69779.0253 | 73818.2209 | 64016.1162 | 70078.873 | 66792.726 | 66340.5782 | 66910.5108 | 66094.6749 | 59050.8688 | 59590.9049 | 49723.415
FUELCOST - Fuel Cost
MEAN | [7 empty] | 127444.3695 | 101314.6025 | 107951.4259 | 115354.9992 | 115106.8068 | 122180.7094 | 121970.6379 | 119279.3785 | 125805.7809 | 126376.2083 | 117786.9059 | 117229.9289 | 104639.2124
P5 | [7 empty] | 63233.5209 | 45226.0079 | 53239.4668 | 65367.2123 | 69858.3681 | 75795.5487 | 80092.4752 | 72210.3439 | 77150.3186 | 74191.0965 | 76285.7058 | 70902.5468 | 57973.4059
P95 | [7 empty] | 232959.5282 | 187528.0972 | 173316.9483 | 195044.1323 | 164794.2376 | 171872.9302 | 173667.1661 | 179520.2002 | 181875.6269 | 184831.2925 | 174361.752 | 186577.5493 | 160381.9688
NETPOS - Net Position (MWh)
MEAN | [7 empty] | 7797.5958 | 5913.547 | 6233.9899 | 6518.4468 | 6429.4172 | 6753.259 | 6567.1161 | 6297.2753 | 6510.2928 | 6420.5314 | 5716.9425 | 5490.9533 | 4709.4
P5 | [7 empty] | 5364.52 | 3694.08 | 4356.274 | 4769.625 | 5199.84 | 5312.91 | 5290.9 | 4863.87 | 5082 | 5075.95 | 4522.5 | 4157.405 | 3557.1
P95 | [7 empty] | 11245.22 | 8894.08 | 8180.425 | 8647.465 | 7493.4 | 8279.64 | 7885.8 | 7825.95 | 7887.6 | 7785.92 | 6951.25 | 7009.87 | 5845
NETREVENUE - Net Revenue $
MEAN | [7 empty] | 55737.1131 | 41869.4569 | 52592.4339 | 53275.9957 | 50939.0822 | 55368.3077 | 54812.2751 | 54182.1392 | 59788.5363 | 53462.1175 | 45849.4022 | 47616.9522 | 41230.6129
P5 | [7 empty] | 24998.3448 | 17853.0965 | 24726.6345 | 23540.8734 | 22982.7777 | 27906.9702 | 29143.152 | 28944.8467 | 32420.3659 | 23435.1289 | 21676.3533 | 21450.5162 | 18214.4544
P95 | [7 empty] | 100681.778 | 80284.8819 | 87159.7707 | 94686.3609 | 80330.1082 | 83690.0019 | 85908.4833 | 88733.6988 | 86649.5699 | 81314.6601 | 72076.3452 | 78163.9503 | 67272.3557
STARTS - Number Starts
MEAN | [7 empty] | 99.98 | 84.84 | 85.87 | 93.99 | 91.01 | 95.51 | 92.6 | 91.13 | 87.85 | 91.13 | 82.2 | 80.45 | 71.83
P5 | [7 empty] | 73 | 63 | 67.5 | 76 | 74 | 75.5 | 71.5 | 72.5 | 66.5 | 71 | 59.5 | 60.5 | 56
P95 | [7 empty] | 124.5 | 107.5 | 102.5 | 115 | 108 | 114.5 | 109.5 | 111.5 | 103.5 | 109 | 98.5 | 101.5 | 88
TOTALEMISSIONCOSTS - Emission Costs
MEAN | [9 empty] | 18817.1641 | 24405.2947 | 33441.6616 | 40180.4418 | 44805.9979 | 48289.9153 | 55900.0845 | 58726.4514 | 55961.898 | 61442.8409 | 55563.6575
P5 | [9 empty] | 9814.1733 | 13695.6607 | 20367.4949 | 22242.6124 | 25576.0847 | 27908.1116 | 34430.4607 | 34088.8826 | 30643.4121 | 35159.5352 | 34769.9562
P95 | [9 empty] | 29296.604 | 35442.5492 | 46990.0521 | 55180.1133 | 67377.221 | 69504.6263 | 80973.7689 | 87837.5317 | 81837.1405 | 95201.805 | 90890.422
VOMCOSTS - VOM Costs
MEAN | [7 empty] | 5614.269 | 4376.0248 | 4675.4924 | 5019.204 | 5014.9454 | 5402.6072 | 5385.0352 | 5226.7385 | 5533.7488 | 5585.8623 | 5030.9094 | 4941.858 | 4332.648
P5 | [7 empty] | 3862.4544 | 2733.6192 | 3267.2055 | 3672.6112 | 4055.8752 | 4250.328 | 4338.538 | 4037.0121 | 4319.7 | 4416.0765 | 3979.8 | 3741.6645 | 3272.532
P95 | [7 empty] | 8096.5584 | 6581.6192 | 6135.3188 | 6658.5481 | 5844.852 | 6623.712 | 6466.356 | 6495.5385 | 6704.46 | 6773.7504 | 6117.1 | 6308.883 | 5377.4
15929: New 2026JAN J920_B #1
CAPACITYFACTOR - Net Generation Capacity Factor
MEAN | [7 empty] | 0.31915 | 0.27975 | 0.28357 | 0.29669 | 0.3363 | 0.29594 | 0.2895 | 0.28065 | 0.27472 | 0.27455 | 0.24842 | 0.23488 | 0.22114
P5 | [7 empty] | 0.27588 | 0.24788 | 0.25768 | 0.26383 | 0.30222 | 0.2601 | 0.25453 | 0.25173 | 0.23848 | 0.24046 | 0.21267 | 0.19779 | 0.185
P95 | [7 empty] | 0.36246 | 0.32259 | 0.31999 | 0.32907 | 0.37233 | 0.33215 | 0.32373 | 0.31303 | 0.31065 | 0.316 | 0.28067 | 0.27394 | 0.25544
CO2EMISSIONS - CO2 Emissions
MEAN | [7 empty] | 5098.2548 | 4437.6848 | 4567.0428 | 4724.8485 | 5349.9252 | 4751.9422 | 4579.3195 | 4482.5108 | 4427.7467 | 4400.2177 | 3984.2433 | 3757.6785 | 3519.0103
P5 | [7 empty] | 4417.278 | 3934.9873 | 4141.1006 | 4216.6614 | 4769.8245 | 4189.3322 | 4023.3966 | 3977.9089 | 3848.1704 | 3847.8037 | 3412.4375 | 3157.4658 | 2935.7434
P95 | [7 empty] | 5798.4937 | 5128.5132 | 5159.0566 | 5277.8978 | 5940.9278 | 5308.3687 | 5128.7293 | 5008.1028 | 5032.3145 | 5067.0273 | 4497.9004 | 4380.7523 | 4078.1495
FUELCONSUMED - Fuel Consumed
MEAN | [7 empty] | 86300.8886 | 75125.6854 | 77320.89 | 79996.4525 | 90581.2933 | 80464.7146 | 77526.428 | 75893.1608 | 74965.7525 | 74496.2355 | 67452.7372 | 63621.9631 | 59580.2216
P5 | [7 empty] | 74773.4256 | 66617.0195 | 70109.5182 | 71392.4849 | 80759.398 | 70938.1168 | 68116.8318 | 67349.7967 | 65153.024 | 65143.8048 | 57772.1417 | 53459.6535 | 49704.937
P95 | [7 empty] | 98155.3677 | 86821.201 | 87343.2889 | 89360.248 | 100587.6698 | 89886.5633 | 86828.6717 | 84791.5636 | 85201.4512 | 85785.3498 | 76148.9159 | 74171.7013 | 69046.9623
FUELCOST - Fuel Cost
MEAN | [7 empty] | 157053.9733 | 142126.2771 | 149076.9319 | 159675.1286 | 183688.8722 | 167360.664 | 165377.8268 | 165603.6935 | 167519.5242 | 168420.6087 | 160554.993 | 155700.4843 | 151227.9455
P5 | [7 empty] | 107357.5087 | 97816.1955 | 103408.5868 | 117064.885 | 138273.3588 | 125046.302 | 127034.5875 | 121308.1569 | 123263.1899 | 125250.3942 | 120116.7338 | 113447.1471 | 103549.0609
P95 | [7 empty] | 229894.0524 | 204022.1429 | 204139.1283 | 222748.5802 | 220048.8444 | 205364.7206 | 210516.5769 | 217426.6712 | 203718.5043 | 212311.9963 | 214248.1097 | 204466.3967 | 197845.6118
NETPOS - Net Position (MWh)
MEAN | [7 empty] | 10576.0491 | 9201.2432 | 9464.6716 | 9785.3263 | 11071.8349 | 9926.6255 | 9557.4439 | 9349.0527 | 9227.8075 | 9165.135 | 8292.4506 | 7815.8843 | 7313.8954
P5 | [7 empty] | 9165.5302 | 8156.7695 | 8582.5646 | 8733.4733 | 9871.8059 | 8751.3634 | 8397.894 | 8296.715 | 8018.9201 | 8014.08 | 7102.55 | 6567.525 | 6101.76
P95 | [7 empty] | 12020.3013 | 10629.3248 | 10687.091 | 10931.6047 | 12295.6436 | 11089.2073 | 10704.472 | 10444.7108 | 10488.3007 | 10554.08 | 9361.585 | 9111.8803 | 8476.18
NETREVENUE - Net Revenue $
MEAN | [7 empty] | 13260.8307 | 3691.0339 | 10031.4029 | 9974.5083 | -2930.323 | 11657.2663 | 13922.6727 | 13096.3249 | 17182.8762 | 15587.1153 | 13556.204 | 17765.0829 | 12683.758
P5 | [7 empty] | -14390.6622 | -19728.9403 | -15214.2798 | -15576.1785 | -29103.6426 | -9859.7735 | -5453.5814 | -8847.5493 | -1264.8688 | -7762.7221 | -3700.3772 | -3861.2945 | -6608.6708
P95 | [7 empty] | 45756.6153 | 35320.2822 | 36891.4912 | 44615.5149 | 24001.7247 | 35667.1079 | 35491.461 | 41289.0574 | 39089.0707 | 41575.7889 | 33994.3072 | 38623.3748 | 33884.8233
STARTS - Number Starts
MEAN | [7 empty] | 121.55 | 112.6 | 118.32 | 124.3 | 160.42 | 124.39 | 122.49 | 121.75 | 120.67 | 127.17 | 119.05 | 122.08 | 114.25
P5 | [7 empty] | 101 | 97 | 101 | 107 | 135 | 105.5 | 100.5 | 103.5 | 101.5 | 105 | 99 | 99 | 90
P95 | [7 empty] | 139.5 | 134 | 135 | 140.5 | 186.5 | 143 | 144 | 143.5 | 140 | 152 | 142.5 | 139 | 135
TOTALEMISSIONCOSTS - Emission Costs
MEAN | [9 empty] | 26168.9963 | 33770.1687 | 53277.1047 | 54848.1137 | 60227.9058 | 66419.2873 | 73345.9954 | 77674.0723 | 74961.6981 | 80916.573 | 80077.0483
P5 | [9 empty] | 16458.1849 | 21072.2895 | 32128.4334 | 32944.8122 | 35668.0016 | 39207.6063 | 44518.4363 | 47199.362 | 41078.6869 | 47140.7598 | 49056.1654
P95 | [9 empty] | 36143.0679 | 48629.0155 | 75083.32 | 78101.2615 | 83730.7247 | 91599.7212 | 108124.999 | 115077.2046 | 106592.7906 | 117826.6392 | 122927.8081
VOMCOSTS - VOM Costs
MEAN | [7 empty] | 6028.348 | 5336.7211 | 5584.1562 | 5871.1958 | 6753.8193 | 6253.774 | 6116.7641 | 6076.8842 | 6182.631 | 6232.2918 | 5721.7909 | 5549.2778 | 5266.0047
P5 | [7 empty] | 5224.3522 | 4730.9263 | 5063.7131 | 5240.084 | 6021.8016 | 5513.3589 | 5374.6521 | 5392.8647 | 5372.6764 | 5449.5744 | 4900.7595 | 4662.9427 | 4393.2672
P95 | [7 empty] | 6851.5717 | 6165.0084 | 6305.3837 | 6558.9628 | 7500.3426 | 6986.2006 | 6850.8621 | 6789.062 | 7027.1615 | 7176.7744 | 6459.4937 | 6469.435 | 6102.8496
15929: New 2026JAN J920_B #2
CAPACITYFACTOR - Net Generation Capacity Factor
MEAN | [7 empty] | 0.32011 | 0.2778 | 0.28145 | 0.29545 | 0.33413 | 0.29185 | 0.28749 | 0.27964 | 0.27774 | 0.27915 | 0.25467 | 0.23667 | 0.22374
P5 | [7 empty] | 0.27901 | 0.24659 | 0.25062 | 0.26839 | 0.29796 | 0.25644 | 0.24569 | 0.24968 | 0.23909 | 0.24232 | 0.21081 | 0.20097 | 0.18218
P95 | [7 empty] | 0.36029 | 0.32365 | 0.31592 | 0.32538 | 0.36717 | 0.33143 | 0.32103 | 0.31266 | 0.30633 | 0.31855 | 0.28657 | 0.27333 | 0.26287
CO2EMISSIONS - CO2 Emissions
MEAN | [7 empty] | 5105.5431 | 4417.4144 | 4530.5356 | 4707.1711 | 5317.1715 | 4686.027 | 4553.7997 | 4464.0772 | 4469.4377 | 4473.3665 | 4084.508 | 3786.5185 | 3565.6141
P5 | [7 empty] | 4448.5345 | 3908.3395 | 4055.3264 | 4233.2818 | 4754.1401 | 4143.1349 | 3912.6254 | 3975.5337 | 3895.3005 | 3842.0755 | 3377.6301 | 3201.1677 | 2918.2687
P95 | [7 empty] | 5730.6263 | 5160.1695 | 5099.2825 | 5207.9363 | 5839.4354 | 5346.1354 | 5106.6683 | 4996.2974 | 4922.4229 | 5112.1101 | 4601.6534 | 4385.4906 | 4147.0407
FUELCONSUMED - Fuel Consumed
MEAN | [7 empty] | 86424.3866 | 74782.3838 | 76703.1729 | 79697.1267 | 90026.6884 | 79348.5616 | 77094.7121 | 75581.0512 | 75671.6091 | 75734.5911 | 69150.2158 | 64110.2886 | 60369.2621
P5 | [7 empty] | 75302.0322 | 66164.2392 | 68658.4179 | 71673.6851 | 80494.2147 | 70155.8969 | 66239.2057 | 67309.5159 | 65950.8767 | 65046.7584 | 57182.9028 | 54199.5795 | 49409.0742
P95 | [7 empty] | 97005.4727 | 87356.0513 | 86332.65 | 88175.3474 | 98868.6431 | 90526.2391 | 86455.6411 | 84592.1426 | 83340.7225 | 86548.4332 | 77905.4185 | 74251.5741 | 70213.3777
FUELCOST - Fuel Cost
MEAN | [7 empty] | 157090.301 | 141532.3529 | 148039.2376 | 158959.8045 | 182697.3436 | 165123.7236 | 164288.376 | 164505.0872 | 168792.7265 | 171070.4808 | 163816.5836 | 156963.0605 | 153257.0083
P5 | [7 empty] | 108867.2211 | 98048.6441 | 103502.9389 | 119651.6347 | 135008.3135 | 124360.7162 | 123863.4916 | 123729.9822 | 124950.9444 | 126980.6154 | 125266.072 | 114791.5038 | 103796.4961
P95 | [7 empty] | 228162.2527 | 197373.4195 | 207430.0284 | 217810.396 | 218502.0166 | 204703.5645 | 207381.4933 | 215849.6616 | 210435.8431 | 217475.3914 | 208069.4248 | 210583.4188 | 203726.3219
NETPOS - Net Position (MWh)
MEAN | [7 empty] | 10590.9067 | 9159.2181 | 9389.1507 | 9748.8375 | 11004.1119 | 9788.9559 | 9504.2281 | 9310.6153 | 9314.8249 | 9317.4867 | 8501.113 | 7875.8707 | 7410.8032
P5 | [7 empty] | 9231.9551 | 8104.6557 | 8403.9496 | 8767.7326 | 9839.2423 | 8654.8242 | 8165.98 | 8292.1928 | 8118.81 | 8002.8 | 7029.67 | 6658.425 | 6065.44
P95 | [7 empty] | 11883.1125 | 10696.6264 | 10564.3861 | 10784.7535 | 12085.2537 | 11167.7345 | 10658.3983 | 10418.96 | 10258.2289 | 10647.7929 | 9577.75 | 9121.815 | 8619.15
NETREVENUE - Net Revenue $
MEAN | [7 empty] | 12995.0488 | 3874.9519 | 10295.8898 | 10075.7096 | -2565.5034 | 12941.8696 | 14440.0766 | 13529.0431 | 16490.417 | 14278.931 | 11667.4553 | 17062.0736 | 12417.8131
P5 | [7 empty] | -14573.5094 | -20327.1645 | -13915.4872 | -17481.9638 | -30218.6884 | -10572.2407 | -7851.0237 | -10892.6762 | -4681.86 | -10694.6647 | -7012.5791 | -3581.5427 | -6417.0883
P95 | [7 empty] | 47113.8828 | 35582.0532 | 35816.1876 | 42907.1328 | 22651.1847 | 37027.3273 | 35503.4524 | 40490.7659 | 40291.403 | 41532.6493 | 33679.3374 | 39187.6661 | 35135.7283
STARTS - Number Starts
MEAN | [7 empty] | 122.38 | 113.06 | 118.41 | 123.67 | 161.01 | 125.6 | 122.82 | 121.29 | 120.1 | 124.81 | 117.4 | 121.34 | 113.36
P5 | [7 empty] | 105 | 96 | 101 | 107.5 | 136.5 | 106 | 102.5 | 101 | 99.5 | 103.5 | 94 | 100.5 | 91
P95 | [7 empty] | 138 | 136.5 | 139.5 | 142 | 187.5 | 149.5 | 143.5 | 142 | 141 | 148 | 138 | 140.5 | 135.5
TOTALEMISSIONCOSTS - Emission Costs
MEAN | [9 empty] | 25969.9143 | 33649.7328 | 52924.5139 | 54059.6416 | 59954.7826 | 66114.9528 | 74085.59 | 79044.715 | 76826.917 | 81438.3054 | 81118.903
P5 | [9 empty] | 16219.4278 | 20791.8295 | 32276.6483 | 32001.2657 | 34143.0472 | 37615.8824 | 44588.0551 | 47434.5065 | 42684.2123 | 48885.9918 | 48845.8239
P95 | [9 empty] | 34942.5442 | 47579.1785 | 74550.8502 | 76321.0797 | 84745.4693 | 91987.0939 | 110005.602 | 117286.745 | 108078.9805 | 119076.9088 | 124797.1926
VOMCOSTS - VOM Costs
MEAN | [7 empty] | 6036.8168 | 5312.3465 | 5539.5989 | 5849.3025 | 6712.5083 | 6167.0422 | 6082.706 | 6051.9 | 6240.9327 | 6335.891 | 5865.768 | 5591.8682 | 5335.7783
P5 | [7 empty] | 5262.2144 | 4700.7003 | 4958.3303 | 5260.6396 | 6001.9378 | 5452.5392 | 5226.2272 | 5389.9253 | 5439.6027 | 5441.904 | 4850.4723 | 4727.4817 | 4367.1168
P95 | [7 empty] | 6773.3741 | 6204.0433 | 6232.9878 | 6470.8521 | 7372.0047 | 7035.6727 | 6821.3749 | 6772.324 | 6873.0133 | 7240.4992 | 6608.6475 | 6476.4886 | 6205.788
15929: New 2026JAN J920_B #3
CAPACITYFACTOR - Net Generation Capacity Factor
MEAN | [7 empty] | 0.32088 | 0.27899 | 0.28271 | 0.29524 | 0.33339 | 0.29353 | 0.28371 | 0.27439 | 0.27517 | 0.27669 | 0.25817 | 0.24201 | 0.22853
P5 | [7 empty] | 0.28181 | 0.24749 | 0.25504 | 0.26236 | 0.2979 | 0.25653 | 0.24238 | 0.24858 | 0.24442 | 0.23621 | 0.21986 | 0.20285 | 0.18957
P95 | [7 empty] | 0.35997 | 0.32042 | 0.31984 | 0.32763 | 0.36914 | 0.33175 | 0.32014 | 0.30599 | 0.30845 | 0.31217 | 0.28757 | 0.28438 | 0.26775
CO2EMISSIONS - CO2 Emissions
MEAN | [7 empty] | 5115.725 | 4435.6214 | 4562.982 | 4704.8557 | 5304.7339 | 4718.8239 | 4487.0116 | 4378.3153 | 4433.8359 | 4432.8537 | 4134.143 | 3872.852 | 3634.2218
P5 | [7 empty] | 4432.6575 | 3923.3463 | 4059.4648 | 4177.6038 | 4718.5594 | 4139.9265 | 3823.077 | 3960.1434 | 3948.8758 | 3800.4803 | 3503.5829 | 3255.7952 | 3000.4038
P95 | [7 empty] | 5735.9955 | 5119.0003 | 5146.8191 | 5178.2494 | 5865.8724 | 5301.2816 | 5068.1609 | 4863.0178 | 4948.31 | 5017.6849 | 4633.436 | 4520.9666 | 4262.6005
FUELCONSUMED - Fuel Consumed
MEAN | [7 empty] | 86596.7715 | 75090.4514 | 77252.4588 | 79657.9329 | 89816.2043 | 79904.0021 | 75963.9856 | 74129.0466 | 75068.8743 | 75048.7279 | 69990.5442 | 65571.9919 | 61530.8455
P5 | [7 empty] | 75033.8075 | 66418.7522 | 68727.0648 | 70731.0228 | 79891.4951 | 70101.3861 | 64724.9491 | 67048.8497 | 66857.9355 | 64342.5485 | 59315.3351 | 55124.487 | 50799.5848
P95 | [7 empty] | 97097.414 | 86660.0066 | 87137.3977 | 87673.2354 | 99318.3061 | 89767.3243 | 85802.4114 | 82335.2123 | 83779.4323 | 84949.9546 | 78443.5173 | 76545.3447 | 72170.155
FUELCOST - Fuel Cost
MEAN | [7 empty] | 157619.1443 | 141985.9284 | 148872.3077 | 159021.2156 | 182140.0604 | 166349.9247 | 162026.572 | 161643.4784 | 167347.1986 | 169319.6777 | 165690.7461 | 160384.7655 | 156020.619
P5 | [7 empty] | 108982.7466 | 100254.9974 | 105944.8603 | 116378.0152 | 136246.3151 | 123913.8793 | 122110.4934 | 119332.0878 | 125616.0567 | 127930.6572 | 127599.842 | 118079.5115 | 106880.0025
P95 | [7 empty] | 230263.1402 | 200791.3663 | 207598.3275 | 214062.7127 | 216677.2289 | 205589.5771 | 201879.1604 | 211799.3984 | 203767.9552 | 212544.7983 | 214033.7847 | 212998.8735 | 208392.4873
NETPOS - Net Position (MWh)
MEAN | [7 empty] | 10611.8944 | 9196.9974 | 9456.4762 | 9744.179 | 10978.3027 | 9857.4393 | 9364.8687 | 9131.7261 | 9240.7066 | 9233.1267 | 8604.3963 | 8055.4116 | 7553.3763
P5 | [7 empty] | 9197.9406 | 8136.1944 | 8413.132 | 8653.0572 | 9765.8907 | 8648.3762 | 7979.6264 | 8260.0792 | 8230.695 | 7916.16 | 7291.175 | 6772.05 | 6235.9661
P95 | [7 empty] | 11887.4836 | 10608.4915 | 10665.1638 | 10725.2863 | 12140.5128 | 11074.2923 | 10577.762 | 10142.4513 | 10312.5712 | 10451.52 | 9643.685 | 9403.605 | 8859.2889
NETREVENUE - Net Revenue $
MEAN | [7 empty] | 13213.428 | 3674.0383 | 10196.7256 | 10474.8379 | -2178.5275 | 12582.5014 | 15290.0299 | 15115.507 | 16983.354 | 15216.0075 | 10147.3343 | 15829.0247 | 10896.9535
P5 | [7 empty] | -15195.2657 | -20625.8655 | -14518.3152 | -16563.27 | -29528.7399 | -9404.2198 | -4742.6218 | -6323.6282 | -5432.7945 | -10725.3022 | -10092.9567 | -5037.2389 | -8655.8567
P95 | [7 empty] | 47302.5523 | 36271.2724 | 36844.7905 | 44119.7311 | 23307.4451 | 35152.9165 | 36723.3261 | 41799.752 | 41743.6656 | 41174.0752 | 32682.4001 | 38008.8072 | 31285.0848
STARTS - Number Starts
MEAN | [7 empty] | 122.9 | 113.14 | 119.4 | 125.29 | 159.59 | 125.32 | 122.68 | 122.94 | 119.68 | 125.64 | 116.38 | 121.04 | 112.01
P5 | [7 empty] | 105 | 97.5 | 102 | 107.5 | 133.5 | 102 | 102.5 | 104.5 | 98 | 103.5 | 94.5 | 100.5 | 91
P95 | [7 empty] | 139.5 | 132.5 | 139.5 | 142.5 | 188.5 | 148.5 | 141.5 | 140.5 | 140.5 | 147.5 | 135 | 140.5 | 135
TOTALEMISSIONCOSTS - Emission Costs
MEAN | [9 empty] | 26174.5324 | 33636.3321 | 52819.4909 | 54441.809 | 59030.6326 | 64824.9659 | 73403.1329 | 78240.0555 | 77638.5409 | 83282.1417 | 82733.0512
P5 | [9 empty] | 16289.7177 | 21090.6686 | 32308.1254 | 33089.9189 | 34873.9894 | 38429.3576 | 45777.815 | 47873.6144 | 44527.9488 | 48186.0266 | 50029.1797
P95 | [9 empty] | 35920.287 | 48622.6941 | 74390.8758 | 77043.7464 | 84793.3725 | 88992.5523 | 107158.7728 | 114969.0609 | 110766.3291 | 119295.8068 | 128048.4452
VOMCOSTS - VOM Costs
MEAN | [7 empty] | 6048.7798 | 5334.2585 | 5579.3209 | 5846.5074 | 6696.7646 | 6210.1868 | 5993.5159 | 5935.6219 | 6191.2734 | 6278.5262 | 5937.0335 | 5719.3423 | 5438.4309
P5 | [7 empty] | 5242.8261 | 4718.9928 | 4963.7479 | 5191.8343 | 5957.1933 | 5448.477 | 5106.9609 | 5369.0515 | 5514.5656 | 5382.9888 | 5030.9108 | 4808.1555 | 4489.8956
P95 | [7 empty] | 6775.8657 | 6152.9251 | 6292.4466 | 6435.1718 | 7405.7128 | 6976.8042 | 6769.7677 | 6592.5933 | 6909.4227 | 7107.0336 | 6654.1426 | 6676.5595 | 6378.688
15929: New 2027JAN J920_B #1
CAPACITYFACTOR - Net Generation Capacity Factor
MEAN | [8 empty] | 0.27986 | 0.28504 | 0.29728 | 0.33251 | 0.29217 | 0.28299 | 0.27454 | 0.26948 | 0.27563 | 0.2545 | 0.24768 | 0.23265
P5 | [8 empty] | 0.24701 | 0.25534 | 0.26551 | 0.29683 | 0.25012 | 0.2465 | 0.24469 | 0.23506 | 0.23605 | 0.2185 | 0.20646 | 0.19335
P95 | [8 empty] | 0.32465 | 0.32342 | 0.329 | 0.36347 | 0.32553 | 0.31836 | 0.30309 | 0.30623 | 0.31726 | 0.28469 | 0.2851 | 0.2689
CO2EMISSIONS - CO2 Emissions
MEAN | [8 empty] | 4450.121 | 4594.2252 | 4731.7982 | 5295.687 | 4691.8752 | 4476.049 | 4384.7549 | 4343.9779 | 4421.8958 | 4072.8031 | 3961.2544 | 3706.7883
P5 | [8 empty] | 3939.7115 | 4119.5766 | 4219.0577 | 4752.4029 | 4026.9884 | 3885.1268 | 3901.2259 | 3781.5794 | 3755.8565 | 3517.3683 | 3279.8313 | 3068.6654
P95 | [8 empty] | 5162.9795 | 5198.8947 | 5230.4206 | 5769.2494 | 5220.2029 | 5022.1829 | 4842.3074 | 4925.6437 | 5050.5231 | 4568.8625 | 4572.8459 | 4314.2269
FUELCONSUMED - Fuel Consumed
MEAN | [8 empty] | 75336.1081 | 77781.3696 | 80114.0822 | 89663.0244 | 79447.5782 | 75778.227 | 74238.0875 | 73547.4521 | 74863.2093 | 68952.0804 | 67068.7742 | 62759.4798
P5 | [8 empty] | 66695.6752 | 69745.7111 | 71432.7013 | 80464.3904 | 68189.949 | 65773.2354 | 66051.4826 | 64025.5146 | 63587.1302 | 59548.6073 | 55531.4463 | 51955.4368
P95 | [8 empty] | 87403.4324 | 88018.8023 | 88556.6295 | 97680.954 | 88393.129 | 85023.4099 | 81984.8746 | 83394.9895 | 85505.9098 | 77350.273 | 77423.6126 | 73044.0209
FUELCOST - Fuel Cost
MEAN | [8 empty] | 142454.9728 | 150121.9102 | 159973.7444 | 181934.1303 | 165218.4097 | 161657.466 | 161625.5398 | 164254.1606 | 168949.6679 | 163133.0625 | 163784.5495 | 158699.8586
P5 | [8 empty] | 99035.5819 | 101895.7923 | 116189.2497 | 138281.619 | 125803.6039 | 126094.059 | 120843.9478 | 119712.0071 | 127327.1154 | 127598.2473 | 124210.7731 | 112586.2217
P95 | [8 empty] | 198932.3272 | 209307.2658 | 224910.2133 | 218620.1503 | 202559.4493 | 204998.9791 | 205872.8912 | 203384.6684 | 215684.3879 | 206735.6754 | 216791.6933 | 209043.7504
NETPOS - Net Position (MWh)
MEAN | [8 empty] | 9226.9843 | 9521.0133 | 9799.803 | 10959.3629 | 9801.3184 | 9341.9411 | 9145.2804 | 9053.3542 | 9210.2431 | 8476.7724 | 8239.2683 | 7704.1831
P5 | [8 empty] | 8168.9768 | 8535.6774 | 8738.0188 | 9834.811 | 8412.2073 | 8107.8584 | 8136.765 | 7881.345 | 7822.56 | 7320.95 | 6822.045 | 6377.9609
P95 | [8 empty] | 10703.0558 | 10770.7311 | 10832.8786 | 11938.4551 | 10904.455 | 10481.3413 | 10099.5105 | 10264.6928 | 10519.92 | 9509.5 | 9511.3928 | 8966.42
NETREVENUE - Net Revenue $
MEAN | [8 empty] | 3701.4852 | 9972.3833 | 10064.084 | -1798.5399 | 12655.8507 | 15352.6867 | 14831.3969 | 18475.6471 | 15263.7237 | 11103.9154 | 13898.7273 | 9244.8991
P5 | [8 empty] | -19954.7699 | -13481.1329 | -16590.7396 | -28097.8602 | -11039.6145 | -7023.8579 | -9276.9949 | -3854.6606 | -10038.602 | -9777.0342 | -9626.6353 | -12402.2333
P95 | [8 empty] | 36021.2961 | 37409.5777 | 45436.5337 | 22178.883 | 35895.3441 | 35346.2077 | 43247.6212 | 41278.3975 | 41105.5416 | 35696.1942 | 37839.8323 | 30975.0875
STARTS - Number Starts
MEAN | [8 empty] | 113.14 | 119.11 | 125.35 | 160.18 | 127.06 | 122.59 | 122.65 | 120.2 | 125.24 | 116.7 | 118.37 | 111.28
P5 | [8 empty] | 98 | 104 | 108 | 134 | 106.5 | 104 | 106 | 99 | 104 | 96 | 98.5 | 88
P95 | [8 empty] | 130 | 134 | 141 | 185 | 149.5 | 143.5 | 143 | 140.5 | 148.5 | 141 | 136 | 130
TOTALEMISSIONCOSTS - Emission Costs
MEAN | [9 empty] | 26346.1301 | 33825.2854 | 52701.3923 | 54124.888 | 58818.4172 | 64970.8052 | 72048.6938 | 78114.3334 | 76338.9425 | 85180.5904 | 84393.7805
P5 | [9 empty] | 16487.0567 | 21060.8215 | 32474.799 | 32992.1009 | 34748.8034 | 37776.3594 | 42865.8522 | 47444.8157 | 45525.4085 | 49908.9598 | 52307.7239
P95 | [9 empty] | 36938.0986 | 47767.3534 | 74991.3878 | 74590.9201 | 82400.2957 | 87325.2549 | 107181.3688 | 114745.4467 | 107137.1363 | 123015.658 | 129517.1023
VOMCOSTS - VOM Costs
MEAN | [8 empty] | 5351.6509 | 5617.3978 | 5879.8818 | 6685.2114 | 6174.8306 | 5978.8423 | 5944.4322 | 6065.7473 | 6262.9653 | 5848.9729 | 5849.8805 | 5547.0118
P5 | [8 empty] | 4738.0065 | 5036.0497 | 5242.8113 | 5999.2347 | 5299.6906 | 5189.0294 | 5288.8972 | 5280.5012 | 5319.3408 | 5051.4555 | 4843.6519 | 4592.1319
P95 | [8 empty] | 6207.7723 | 6354.7314 | 6499.7271 | 7282.4576 | 6869.8067 | 6708.0584 | 6564.6818 | 6877.3442 | 7153.5456 | 6561.555 | 6753.0889 | 6455.8224
15929: New 2028JAN J920_B #1
CAPACITYFACTOR - Net Generation Capacity Factor
MEAN | [9 empty] | 0.2826 | 0.29461 | 0.33545 | 0.29379 | 0.285 | 0.27608 | 0.26724 | 0.26858 | 0.24383 | 0.23891 | 0.22605
P5 | [9 empty] | 0.25335 | 0.26602 | 0.2988 | 0.25743 | 0.2421 | 0.2487 | 0.23749 | 0.23842 | 0.20795 | 0.20096 | 0.18935
P95 | [9 empty] | 0.31891 | 0.3286 | 0.37342 | 0.33336 | 0.32021 | 0.30449 | 0.29731 | 0.30902 | 0.27192 | 0.27554 | 0.26715
CO2EMISSIONS - CO2 Emissions
MEAN | [9 empty] | 4554.8914 | 4688.6684 | 5337.1668 | 4724.4188 | 4507.8698 | 4412.4118 | 4306.3923 | 4300.8253 | 3909.5634 | 3824.2332 | 3598.5527
P5 | [9 empty] | 4058.8604 | 4200.9846 | 4745.0467 | 4156.1429 | 3832.5514 | 3978.154 | 3815.6514 | 3802.6696 | 3344.6697 | 3223.0187 | 3023.1167
P95 | [9 empty] | 5199.8195 | 5256.1955 | 5931.7062 | 5374.8306 | 5037.8811 | 4877.4142 | 4817.6974 | 4958.576 | 4378.6754 | 4440.118 | 4255.2499
FUELCONSUMED - Fuel Consumed
MEAN | [9 empty] | 77115.4165 | 79384.017 | 90365.4328 | 79998.7445 | 76316.8213 | 74706.2915 | 72911.0235 | 72813.464 | 66188.5387 | 64748.8444 | 60926.928
P5 | [9 empty] | 68717.5167 | 71126.7748 | 80339.8085 | 70376.2737 | 64884.3727 | 67353.6712 | 64601.9711 | 64379.6122 | 56624.841 | 54569.5425 | 51184.2506
P95 | [9 empty] | 88035.0695 | 88992.824 | 100430.6693 | 91012.0275 | 85290.3312 | 82578.7731 | 81567.9373 | 83949.2352 | 74130.4291 | 75176.4816 | 72045.4842
FUELCOST - Fuel Cost
MEAN | [9 empty] | 148751.6422 | 158509.3057 | 183423.4588 | 166649.2583 | 163011.0555 | 163110.0604 | 163249.9413 | 165007.709 | 157428.8728 | 158668.0996 | 154830.8001
P5 | [9 empty] | 101957.9827 | 115206.4642 | 137774.7329 | 125522.5285 | 124581.0083 | 116798.5515 | 115133.0903 | 121751.6862 | 121303.6878 | 116747.3614 | 107403.0175
P95 | [9 empty] | 208622.1357 | 211344.0285 | 221322.8356 | 207548.9611 | 210639.0325 | 208857.0171 | 200885.9942 | 212166.0543 | 204818.7686 | 211502.9958 | 205772.0307
NETPOS - Net Position (MWh)
MEAN | [9 empty] | 9439.4018 | 9710.537 | 11045.2467 | 9869.123 | 9408.3147 | 9202.8383 | 8975.0793 | 8958.0502 | 8136.9569 | 7954.3079 | 7479.1888
P5 | [9 empty] | 8412.6815 | 8701.37 | 9819.8711 | 8682.4401 | 7999.0802 | 8297.2791 | 7952.1531 | 7920.72 | 6961.5 | 6703.875 | 6283.36
P95 | [9 empty] | 10768.6543 | 10884.8017 | 12276.9086 | 11228.668 | 10514.6532 | 10172.7495 | 10040.59 | 10328.4 | 9113.65 | 9235.44 | 8843.84
NETREVENUE - Net Revenue $
MEAN | [9 empty] | 10248.4496 | 10502.7331 | -2832.8176 | 12337.4695 | 15368.1282 | 14300.4371 | 19651.8699 | 17814.915 | 15250.0836 | 17822.4836 | 12488.4755
P5 | [9 empty] | -15067.1751 | -15475.3511 | -29249.3007 | -10129.9573 | -3739.4194 | -8110.8082 | -305.7497 | -5067.6714 | -3025.3332 | -4496.4386 | -6907.8453
P95 | [9 empty] | 35801.5849 | 43816.4221 | 24720.8745 | 35175.4061 | 36164.988 | 40317.571 | 41447.0572 | 40242.355 | 37776.7711 | 40410.3575 | 32393.9448
STARTS - Number Starts
MEAN | [9 empty] | 118.62 | 124.42 | 161.29 | 125.46 | 123.83 | 121.72 | 121.25 | 127.58 | 119.82 | 122.68 | 115.49
P5 | [9 empty] | 103.5 | 108 | 137.5 | 106 | 103 | 103.5 | 102.5 | 105.5 | 99 | 100.5 | 95
P95 | [9 empty] | 136 | 140 | 184 | 146.5 | 143.5 | 141.5 | 144 | 150.5 | 144 | 142 | 136
TOTALEMISSIONCOSTS - Emission Costs
MEAN | [9 empty] | 26096.4947 | 33514.3847 | 53152.2327 | 54549.3576 | 59345.1251 | 65383.8088 | 71325.8459 | 76017.195 | 73457.9881 | 82230.861 | 81855.6857
P5 | [9 empty] | 15967.8368 | 20868.8274 | 32119.2432 | 33165.9759 | 34511.6838 | 37959.7654 | 43708.9022 | 46882.0692 | 41555.3939 | 48480.3918 | 51314.7863
P95 | [9 empty] | 36163.0254 | 47536.3804 | 76223.4478 | 77341.7628 | 83590.4879 | 88497.0359 | 106173.9031 | 111829.295 | 102018.9437 | 119263.4194 | 129179.3505
VOMCOSTS - VOM Costs
MEAN | [9 empty] | 5569.2471 | 5826.3222 | 6737.6005 | 6217.5475 | 6021.3214 | 5981.8449 | 6013.3031 | 6091.4741 | 5614.5002 | 5647.5586 | 5385.0159
P5 | [9 empty] | 4963.4821 | 5220.822 | 5990.1214 | 5469.9372 | 5119.4114 | 5393.2314 | 5327.9426 | 5386.0896 | 4803.435 | 4759.7512 | 4524.0192
P95 | [9 empty] | 6353.506 | 6530.881 | 7488.9143 | 7074.0608 | 6729.3781 | 6612.2872 | 6727.1953 | 7023.312 | 6288.4185 | 6557.1624 | 6367.5648
15929: New 2029JAN J920_B #1
CAPACITYFACTOR - Net Generation Capacity Factor
MEAN | [10 empty] | 0.2999 | 0.33218 | 0.29369 | 0.28509 | 0.27564 | 0.2685 | 0.27291 | 0.25134 | 0.25037 | 0.23513
P5 | [10 empty] | 0.26809 | 0.29853 | 0.25474 | 0.25 | 0.24882 | 0.23429 | 0.23811 | 0.21638 | 0.20693 | 0.20181
P95 | [10 empty] | 0.33097 | 0.36566 | 0.32963 | 0.32156 | 0.30669 | 0.29805 | 0.31152 | 0.28445 | 0.28802 | 0.26753
CO2EMISSIONS - CO2 Emissions
MEAN | [10 empty] | 4778.0028 | 5292.5978 | 4715.8699 | 4510.8722 | 4401.874 | 4322.0593 | 4377.7263 | 4027.6337 | 4004.4182 | 3736.3577
P5 | [10 empty] | 4270.5324 | 4736.9122 | 4086.3819 | 3926.7728 | 3973.9812 | 3764.0581 | 3774.2097 | 3479.6527 | 3325.7183 | 3188.1186
P95 | [10 empty] | 5293.8873 | 5866.2537 | 5295.383 | 5092.4557 | 4897.9339 | 4787.2027 | 5002.3604 | 4555.7461 | 4610.5556 | 4274.7394
FUELCONSUMED - Fuel Consumed
MEAN | [10 empty] | 80896.4491 | 89610.7113 | 79853.9148 | 76368.0533 | 74527.9174 | 73176.3479 | 74115.4422 | 68187.3787 | 67799.5753 | 63260.0956
P5 | [10 empty] | 72304.1986 | 80201.8309 | 69194.5733 | 66480.6537 | 67283.5452 | 63728.8626 | 63897.7843 | 58910.2915 | 56308.3686 | 53977.9109
P95 | [10 empty] | 89630.8805 | 99324.8708 | 89666.7489 | 86216.0516 | 82926.6418 | 81051.672 | 84690.5088 | 77128.2148 | 78062.193 | 72375.4179
FUELCOST - Fuel Cost
MEAN | [10 empty] | 161602.8472 | 181750.1783 | 166366.3214 | 162664.8637 | 162240.8298 | 163394.7526 | 167162.7351 | 161301.7138 | 165132.1526 | 159655.2772
P5 | [10 empty] | 121004.8976 | 135498.8352 | 125332.0817 | 126068.0238 | 120723.9181 | 120932.3135 | 122797.9915 | 123682.2156 | 125774.7478 | 115617.3335
P95 | [10 empty] | 215587.1126 | 215176.0652 | 207757.8613 | 206713.0358 | 212787.7607 | 202244.1562 | 213992.6541 | 207032.2402 | 210452.9725 | 204598.1581
NETPOS - Net Position (MWh)
MEAN | [10 empty] | 9895.5467 | 10952.9961 | 9851.3124 | 9414.7367 | 9181.0232 | 9007.7499 | 9118.224 | 8382.5972 | 8329.0365 | 7765.6397
P5 | [10 empty] | 8845.415 | 9803.6186 | 8537.27 | 8195.7214 | 8289.0918 | 7844.825 | 7861.44 | 7242.3312 | 6917.49 | 6626.09
P95 | [10 empty] | 10964.4225 | 12139.5256 | 11061.6428 | 10629.4512 | 10216.195 | 9976.51 | 10419.6 | 9482.2 | 9589.95 | 8884.78
NETREVENUE - Net Revenue $
MEAN | [10 empty] | 9563.2406 | -2029.5981 | 12376.7449 | 15331.6248 | 14630.569 | 18673.6402 | 15574.4572 | 12070.1209 | 12634.9529 | 8512.1385
P5 | [10 empty] | -16159.8597 | -28461.9374 | -13072.3073 | -6424.5694 | -10871.6748 | -1530.2374 | -8451.0604 | -8963.1021 | -11300.7152 | -13446.7097
P95 | [10 empty] | 44570.7121 | 21293.0705 | 34956.9639 | 36749.8443 | 42109.1428 | 39956.9543 | 42674.5296 | 34800.0448 | 37139.858 | 32079.5916
STARTS - Number Starts
MEAN | [10 empty] | 124.61 | 159.63 | 125.92 | 123.4 | 122.41 | 120.9 | 126.27 | 117.88 | 118.3 | 109.51
P5 | [10 empty] | 107.5 | 136.5 | 106 | 103.5 | 100 | 103 | 107 | 99.5 | 98 | 85
P95 | [10 empty] | 141.5 | 184 | 144.5 | 147 | 140.5 | 140.5 | 146 | 140 | 138.5 | 131.5
TOTALEMISSIONCOSTS - Emission Costs
MEAN | [10 empty] | 34154.1674 | 52723.1424 | 54411.301 | 59345.8489 | 65149.6978 | 71536.0418 | 77258.6583 | 75565.37 | 86107.2393 | 84814.4886
P5 | [10 empty] | 21001.1767 | 31755.3366 | 32859.5971 | 35366.2433 | 38673.3777 | 44386.1074 | 47093.4534 | 43553.1461 | 49610.0661 | 52218.2167
P95 | [10 empty] | 47971.4136 | 75594.7103 | 76976.904 | 82727.4203 | 88764.1892 | 104851.1899 | 113705.5466 | 106252.3449 | 123188.9076 | 130953.1537
VOMCOSTS - VOM Costs
MEAN | [10 empty] | 5937.328 | 6681.3276 | 6206.3268 | 6025.4315 | 5967.6651 | 6035.1924 | 6200.3923 | 5783.9921 | 5913.6159 | 5591.2606
P5 | [10 empty] | 5307.249 | 5980.2074 | 5378.4801 | 5245.2617 | 5387.9097 | 5256.0328 | 5345.7792 | 4997.2086 | 4911.4179 | 4770.7848
P95 | [10 empty] | 6578.6535 | 7405.1106 | 6968.835 | 6802.8488 | 6640.5267 | 6684.2617 | 7085.328 | 6542.718 | 6808.8645 | 6397.0416
15929: New 2030JAN 18V50DF_NG_B #1
CAPACITYFACTOR - Net Generation Capacity Factor
MEAN | [11 empty] | 0.10465 | 0.1066 | 0.10436 | 0.099307 | 0.10484 | 0.10252 | 0.089395 | 0.089707 | 0.079116
P5 | [11 empty] | 0.082095 | 0.082245 | 0.082471 | 0.073932 | 0.080945 | 0.081674 | 0.071229 | 0.068725 | 0.059273
P95 | [11 empty] | 0.12548 | 0.13018 | 0.12465 | 0.12591 | 0.12658 | 0.12389 | 0.10809 | 0.11693 | 0.098078
CO2EMISSIONS - CO2 Emissions
MEAN | [11 empty] | 3319.1933 | 3415.5207 | 3290.1574 | 3167.6003 | 3370.4801 | 3278.1302 | 2862.8193 | 2861.756 | 2511.6377
P5 | [11 empty] | 2605.2009 | 2642.3886 | 2578.7024 | 2341.0343 | 2601.0839 | 2647.745 | 2273.7414 | 2194.5045 | 1865.1207
P95 | [11 empty] | 3970.6559 | 4149.8209 | 3953.4266 | 4012.5766 | 4074.3028 | 3936.6638 | 3456.436 | 3704.0444 | 3102.7241
FUELCONSUMED - Fuel Consumed
MEAN | [11 empty] | 54104.363 | 55679.5442 | 53627.0819 | 51638.4017 | 54939.3012 | 53436.8928 | 46670.1071 | 46644.4608 | 40940.8392
P5 | [11 empty] | 42466.1437 | 43076.0045 | 42030.8927 | 38163.6659 | 42398.034 | 43160.9623 | 37066.8706 | 35768.7651 | 30402.3166
P95 | [11 empty] | 64723.4766 | 67650.0435 | 64437.8542 | 65413.2367 | 66411.7104 | 64171.6617 | 56347.335 | 60373.1244 | 50575.8164
FUELCOST - Fuel Cost
MEAN | [11 empty] | 113531.0886 | 119199.1371 | 117797.5781 | 115560.4808 | 125241.98 | 124045.074 | 113399.2562 | 116967.9079 | 106702.5734
P5 | [11 empty] | 66224.3302 | 73433.8057 | 75030.0483 | 65963.1773 | 73557.4856 | 75464.748 | 73966.4035 | 69092.3436 | 63205.6387
P95 | [11 empty] | 163074.9567 | 170889.6852 | 170789.3727 | 174043.5713 | 176562.9191 | 185384.0372 | 167728.7594 | 181316.3507 | 164476.2007
NETPOS - Net Position (MWh)
MEAN | [11 empty] | 6333.1255 | 6578.3878 | 6331.3817 | 6091.5675 | 6476.4 | 6294.838 | 5493.8325 | 5486.9381 | 4812.606
P5 | [11 empty] | 4970.2981 | 5089.32 | 4962.325 | 4502.025 | 4998 | 5084.34 | 4363.375 | 4207.595 | 3573.8
P95 | [11 empty] | 7576.2 | 7992.68 | 7607.775 | 7716.555 | 7828.8 | 7559.39 | 6633 | 7101.885 | 5945.2
NETREVENUE - Net Revenue $
MEAN | [11 empty] | 51511.8654 | 55916.7912 | 55675.2364 | 54982.0143 | 60325.3829 | 54222.7585 | 47127.3268 | 47618.7927 | 40625.3532
P5 | [11 empty] | 23517.2378 | 28636.443 | 31167.8741 | 29067.9074 | 35483.8571 | 26111.4746 | 23433.6221 | 22552.5211 | 18599.6532
P95 | [11 empty] | 81504.7205 | 82758.1917 | 85981.5244 | 89924.0028 | 88538.5102 | 81974.7823 | 73696.9079 | 77239.3969 | 67485.5865
STARTS - Number Starts
MEAN | [11 empty] | 89.73 | 93.23 | 90.66 | 87.75 | 87.54 | 89.37 | 79.02 | 80.08 | 72.51
P5 | [11 empty] | 70 | 73.5 | 66 | 69 | 66.5 | 71 | 57 | 59.5 | 53
P95 | [11 empty] | 107.5 | 111.5 | 106.5 | 109 | 104.5 | 105.5 | 96 | 101 | 90.5
TOTALEMISSIONCOSTS - Emission Costs
MEAN | [11 empty] | 32944.8309 | 39141.5318 | 43224.6258 | 46691.1767 | 55600.6444 | 57590.2252 | 53736.2194 | 61343.481 | 56747.7404
P5 | [11 empty] | 20115.7312 | 21827.4365 | 24050.5243 | 27235.017 | 34021.58 | 32704.2621 | 29483.4442 | 36030.6729 | 33766.1311
P95 | [11 empty] | 45248.0733 | 54623.4746 | 64582.8032 | 68512.2276 | 79258.8742 | 86160.5149 | 81208.9623 | 96294.8769 | 90960.1952
VOMCOSTS - VOM Costs
MEAN | [11 empty] | 4939.8379 | 5262.7102 | 5191.733 | 5056.001 | 5504.94 | 5476.5091 | 4834.5726 | 4938.2443 | 4427.5975
P5 | [11 empty] | 3876.8325 | 4071.456 | 4069.1065 | 3736.6807 | 4248.3 | 4423.3758 | 3839.77 | 3786.8355 | 3287.896
P95 | [11 empty] | 5909.436 | 6394.144 | 6238.3755 | 6404.7406 | 6654.48 | 6576.6693 | 5837.04 | 6391.6965 | 5469.584
15929: New 2030JAN 18V50DF_NG_B #2
CAPACITYFACTOR - Net Generation Capacity Factor
MEAN | [11 empty] | 0.10229 | 0.10403 | 0.10403 | 0.09729 | 0.10453 | 0.10014 | 0.088725 | 0.089131 | 0.07951
P5 | [11 empty] | 0.077616 | 0.075868 | 0.079756 | 0.072675 | 0.081348 | 0.078562 | 0.071053 | 0.068236 | 0.058693
P95 | [11 empty] | 0.12435 | 0.1278 | 0.12676 | 0.12182 | 0.12604 | 0.1234 | 0.10993 | 0.11137 | 0.098875
CO2EMISSIONS - CO2 Emissions
MEAN | [11 empty] | 3242.3948 | 3332.0456 | 3288.9892 | 3101.6139 | 3360.9164 | 3202.7228 | 2841.4348 | 2845.7008 | 2525.234
P5 | [11 empty] | 2473.3378 | 2427.6671 | 2521.7871 | 2327.907 | 2614.1986 | 2499.1917 | 2269.3772 | 2185.7788 | 1860.7629
P95 | [11 empty] | 3966.3163 | 4057.7974 | 4005.9638 | 3890.0552 | 4052.445 | 3975.9867 | 3539.3556 | 3568.7966 | 3155.0172
FUELCONSUMED - Fuel Consumed
MEAN | [11 empty] | 52852.4945 | 54318.7434 | 53608.0398 | 50562.6859 | 54783.4212 | 52207.6709 | 46321.4935 | 46382.7728 | 41162.4636
P5 | [11 empty] | 40316.5484 | 39575.6326 | 41103.216 | 37949.6641 | 42611.8056 | 40739.3901 | 36995.725 | 35626.5434 | 30331.2831
P95 | [11 empty] | 64652.7406 | 66149.8842 | 65294.1712 | 63415.886 | 66055.4244 | 64812.6661 | 57699.1019 | 58168.6876 | 51428.2178
FUELCOST - Fuel Cost
MEAN | [11 empty] | 111012.0015 | 116541.1387 | 117795.9505 | 113185.7614 | 124880.3307 | 121291.0706 | 112739.8892 | 116191.1894 | 107117.5204
P5 | [11 empty] | 63949.3395 | 65678.8002 | 72210.6353 | 65719.5373 | 70817.273 | 71199.9367 | 71406.977 | 70656.5253 | 60625.4337
P95 | [11 empty] | 165658.9483 | 165063.3773 | 171358.5188 | 172067.3586 | 175988.1424 | 183999.9521 | 170929.8187 | 177384.6033 | 166537.4249
NETPOS - Net Position (MWh)
MEAN | [11 empty] | 6186.6426 | 6417.6044 | 6329.1278 | 5964.6524 | 6457.9998 | 6150.0378 | 5452.795 | 5456.1549 | 4838.658
P5 | [11 empty] | 4719.2103 | 4675.76 | 4852.8 | 4476.78 | 5023.2 | 4799.08 | 4355 | 4190.865 | 3565.45
P95 | [11 empty] | 7567.92 | 7815.44 | 7708.875 | 7480.935 | 7786.8 | 7634.9 | 6792.125 | 6842.57 | 6045.4
NETREVENUE - Net Revenue $
MEAN | [11 empty] | 51930.324 | 56739.7442 | 56320.5404 | 56095.8118 | 60142.6231 | 54725.2261 | 47502.7206 | 47589.4355 | 40286.9084
P5 | [11 empty] | 24138.6332 | 29032.6325 | 31516.163 | 31818.7805 | 35172.359 | 26313.8233 | 23901.089 | 23193.0887 | 17951.0099
P95 | [11 empty] | 80196.4341 | 82276.2209 | 84648.378 | 89108.684 | 88254.8898 | 81679.818 | 72994.9586 | 76897.5751 | 68280.2692
STARTS - Number Starts
MEAN | [11 empty] | 89.05 | 92.2 | 90.38 | 86.68 | 87.4 | 87.77 | 79.78 | 80.54 | 73.59
P5 | [11 empty] | 72.5 | 73 | 67 | 70 | 66.5 | 66 | 55.5 | 60.5 | 54.5
P95 | [11 empty] | 106 | 114 | 109 | 102.5 | 103.5 | 106.5 | 96.5 | 100 | 92
TOTALEMISSIONCOSTS - Emission Costs
MEAN | [11 empty] | 32179.6806 | 38155.1475 | 43256.8003 | 45750.0705 | 55456.2613 | 56270.8144 | 53420.497 | 60984.5511 | 57034.8715
P5 | [11 empty] | 19950.5925 | 21101.0152 | 24267.3235 | 26718.1205 | 34279.2005 | 31964.5529 | 30103.5928 | 34552.8263 | 35427.2308
P95 | [11 empty] | 44887.453 | 53857.7507 | 62957.6628 | 66884.9527 | 79567.3655 | 85858.8931 | 81689.8752 | 92350.5572 | 90590.0803
VOMCOSTS - VOM Costs
MEAN | [11 empty] | 4825.5812 | 5134.0835 | 5189.8848 | 4950.6615 | 5489.2998 | 5350.5329 | 4798.4596 | 4910.5394 | 4451.5654
P5 | [11 empty] | 3680.9841 | 3740.608 | 3979.296 | 3715.7274 | 4269.72 | 4175.1996 | 3832.4 | 3771.7785 | 3280.214
P95 | [11 empty] | 5902.9776 | 6252.352 | 6321.2775 | 6209.1761 | 6618.78 | 6642.363 | 5977.07 | 6158.313 | 5561.768
15929: New 2030JAN 18V50DF_NG_B #3
CAPACITYFACTOR - Net Generation Capacity Factor
MEAN | [11 empty] | 0.1056 | 0.10751 | 0.1076 | 0.1021 | 0.10533 | 0.10257 | 0.091426 | 0.09073 | 0.078788
P5 | [11 empty] | 0.079044 | 0.083276 | 0.084098 | 0.076627 | 0.083342 | 0.081287 | 0.074195 | 0.068774 | 0.057574
P95 | [11 empty] | 0.12554 | 0.1318 | 0.12735 | 0.12739 | 0.12598 | 0.12191 | 0.1101 | 0.11464 | 0.099289
CO2EMISSIONS - CO2 Emissions
MEAN | [11 empty] | 3354.6576 | 3447.3817 | 3398.2899 | 3255.4413 | 3383.9513 | 3277.3491 | 2920.3393 | 2898.2293 | 2503.9681
P5 | [11 empty] | 2512.579 | 2677.4452 | 2657.5082 | 2441.6769 | 2688.5153 | 2599.6836 | 2374.1177 | 2163.9647 | 1838.9741
P95 | [11 empty] | 3944.6188 | 4224.3161 | 4023.4762 | 4082.5889 | 4043.7018 | 3910.4485 | 3504.4421 | 3673.5045 | 3159.375
FUELCONSUMED - Fuel Consumed
MEAN | [11 empty] | 54682.4471 | 56198.9431 | 55389.5528 | 53070.3798 | 55158.8889 | 53424.1548 | 47607.8064 | 47238.9476 | 40815.8204
P5 | [11 empty] | 40956.1672 | 43647.4938 | 43315.3682 | 39804.3469 | 43823.178 | 42377.5125 | 38703.22 | 35270.989 | 29976.1159
P95 | [11 empty] | 64299.0604 | 68864.4582 | 65579.6102 | 66554.58 | 65912.91 | 63744.3254 | 57129.9369 | 59875.3483 | 51499.2513
FUELCOST - Fuel Cost
MEAN | [11 empty] | 114670.104 | 120341.7696 | 121365.6201 | 118550.0087 | 125761.8291 | 124182.7109 | 115492.1844 | 118470.5649 | 106586.6662
P5 | [11 empty] | 66921.6002 | 69548.8247 | 78751.5998 | 71304.006 | 74629.8808 | 69869.386 | 76037.2723 | 70225.9533 | 59071.238
P95 | [11 empty] | 161500.4713 | 172191.7957 | 173836.2092 | 177585.3164 | 173890.0184 | 190648.2632 | 175253.0454 | 180363.8692 | 164758.218
NETPOS - Net Position (MWh)
MEAN | [11 empty] | 6400.7866 | 6639.7452 | 6539.4821 | 6260.5061 | 6502.2692 | 6293.339 | 5604.215 | 5556.8695 | 4797.91
P5 | [11 empty] | 4794.12 | 5156.84 | 5113.975 | 4695.57 | 5166 | 4992.05 | 4556 | 4149.04 | 3523.7
P95 | [11 empty] | 7526.52 | 8136.16 | 7742.575 | 7851.195 | 7770 | 7509.05 | 6725.125 | 7043.33 | 6053.75
NETREVENUE - Net Revenue $
MEAN | [11 empty] | 51161.0334 | 55708.5073 | 55360.6497 | 54584.7142 | 59755.1789 | 53914.2975 | 46330.1549 | 46955.3794 | 41151.7022
P5 | [11 empty] | 23601.7349 | 29414.1169 | 29071.2364 | 29000.309 | 34721.759 | 23685.4848 | 22421.6639 | 22106.7769 | 19425.15
P95 | [11 empty] | 79132.1979 | 82342.8069 | 85028.8077 | 90049.4122 | 86873.9748 | 81194.3884 | 72117.5205 | 76893.3041 | 67243.4375
STARTS - Number Starts
MEAN | [11 empty] | 90.8 | 93.85 | 91.86 | 90.14 | 87.94 | 89.41 | 81.27 | 80.41 | 72.43
P5 | [11 empty] | 71.5 | 73.5 | 68.5 | 73.5 | 68.5 | 71.5 | 61.5 | 58.5 | 53.5
P95 | [11 empty] | 108 | 113.5 | 109.5 | 108.5 | 105 | 105.5 | 97 | 99 | 90
TOTALEMISSIONCOSTS - Emission Costs
MEAN | [11 empty] | 33315.43 | 39468.1771 | 44631.1353 | 47983.5988 | 55834.5878 | 57541.3689 | 54749.0996 | 62155.7018 | 56606.4612
P5 | [11 empty] | 20084.5766 | 22658.1089 | 25694.4174 | 27638.7717 | 34582.2152 | 33414.1414 | 31952.334 | 35735.1148 | 34056.092
P95 | [11 empty] | 46860.8831 | 54906.5857 | 63648.6909 | 68994.9383 | 80995.1436 | 84942.298 | 80635.3454 | 96777.1894 | 91515.896
VOMCOSTS - VOM Costs
MEAN | [11 empty] | 4992.6135 | 5311.7962 | 5362.3753 | 5196.2201 | 5526.9288 | 5475.2049 | 4931.7092 | 5001.1826 | 4414.0772
P5 | [11 empty] | 3739.4136 | 4125.472 | 4193.4595 | 3897.3231 | 4391.1 | 4343.0835 | 4009.28 | 3734.136 | 3241.804
P95 | [11 empty] | 5870.6856 | 6508.928 | 6348.9115 | 6516.4919 | 6604.5 | 6532.8735 | 5918.11 | 6338.997 | 5569.45
15929: New 2031JAN J920_B #1
CAPACITYFACTOR - Net Generation Capacity Factor
MEAN | [12 empty] | 0.30187 | 0.29001 | 0.27926 | 0.27119 | 0.27387 | 0.25033 | 0.24719 | 0.2309
P5 | [12 empty] | 0.26748 | 0.25523 | 0.25052 | 0.24022 | 0.24274 | 0.21473 | 0.21163 | 0.19407
P95 | [12 empty] | 0.34088 | 0.32195 | 0.30993 | 0.30271 | 0.31349 | 0.28059 | 0.28361 | 0.26677
CO2EMISSIONS - CO2 Emissions
MEAN | [12 empty] | 4849.0914 | 4591.4824 | 4461.2901 | 4369.3522 | 4381.3007 | 4015.1749 | 3956.8401 | 3674.2555
P5 | [12 empty] | 4289.4686 | 4021.2766 | 4015.5897 | 3836.9739 | 3876.0512 | 3454.3118 | 3415.3073 | 3066.8034
P95 | [12 empty] | 5444.4541 | 5078.9357 | 4950.6867 | 4901.6628 | 4999.1616 | 4501.0947 | 4549.3729 | 4237.6058
FUELCONSUMED - Fuel Consumed
MEAN | [12 empty] | 82109.9083 | 77732.5943 | 75533.9269 | 73977.0246 | 74175.9385 | 67976.454 | 66994.012 | 62208.6732
P5 | [12 empty] | 72633.4494 | 68080.1811 | 67987.9704 | 64963.6147 | 65622.2763 | 58481.1587 | 57825.2169 | 51923.9074
P95 | [12 empty] | 92190.9602 | 85984.4807 | 83819.8391 | 82989.5621 | 84636.3757 | 76202.9723 | 77026.2966 | 71746.7096
FUELCOST - Fuel Cost
MEAN | [12 empty] | 170981.7053 | 165611.023 | 164422.2047 | 165132.0894 | 167341.5489 | 160812.9521 | 162978.3625 | 156510.4413
P5 | [12 empty] | 132911.2523 | 128244.1701 | 125453.3895 | 120374.1907 | 125361.1095 | 125256.9011 | 127757.4397 | 113205.8453
P95 | [12 empty] | 212257.1512 | 208097.6754 | 214658.5148 | 200625.5704 | 213569.4693 | 208144.0251 | 207566.0577 | 199412.7081
NETPOS - Net Position (MWh)
MEAN | [12 empty] | 10129.6309 | 9582.937 | 9304.9281 | 9106.2634 | 9125.6845 | 8356.8351 | 8230.077 | 7636.5686
P5 | [12 empty] | 8961.34 | 8393.0126 | 8375.8772 | 7996.4715 | 8072.8723 | 7188.84 | 7103.835 | 6374.16
P95 | [12 empty] | 11373.5211 | 10600.21 | 10325.795 | 10215.6742 | 10412.72 | 9368.45 | 9462.69 | 8807.6
NETREVENUE - Net Revenue $
MEAN | [12 empty] | 10654.8201 | 14003.1567 | 13561.7319 | 18351.8898 | 15573.9344 | 12304.5724 | 13607.4875 | 9200.6494
P5 | [12 empty] | -13288.077 | -8730.5566 | -13417.3649 | -4389.0727 | -9046.4961 | -7518.3292 | -11063.9331 | -11851.6056
P95 | [12 empty] | 35078.4767 | 35856.5758 | 39135.8432 | 40535.3145 | 41738.6671 | 34176.9166 | 37768.4647 | 33915.1958
STARTS - Number Starts
MEAN | [12 empty] | 126.52 | 123.36 | 122.68 | 119.56 | 125.17 | 117.16 | 118.47 | 110.74
P5 | [12 empty] | 105.5 | 104 | 104.5 | 97.5 | 105.5 | 95 | 95 | 87
P95 | [12 empty] | 145.5 | 145 | 140 | 139 | 146 | 140.5 | 137.5 | 132.5
TOTALEMISSIONCOSTS - Emission Costs
MEAN | [12 empty] | 55987.8239 | 60345.3044 | 66056.2516 | 72432.9223 | 77300.7903 | 75309.2534 | 84946.7744 | 83384.1408
P5 | [12 empty] | 34100.9852 | 35677.0771 | 38656.6737 | 44246.1801 | 48643.2555 | 42187.2648 | 51028.3356 | 50172.9994
P95 | [12 empty] | 80298.3548 | 84501.5786 | 89624.3537 | 108223.3742 | 113067.6125 | 107005.8265 | 122358.0719 | 126430.5433
VOMCOSTS - VOM Costs
MEAN | [12 empty] | 6381.6675 | 6133.0797 | 6048.2032 | 6101.1965 | 6205.4655 | 5766.2162 | 5843.3547 | 5498.3294
P5 | [12 empty] | 5645.6442 | 5371.528 | 5444.3202 | 5357.6359 | 5489.5531 | 4960.2996 | 5043.7228 | 4589.3952
P95 | [12 empty] | 7165.3183 | 6784.1344 | 6711.7667 | 6844.5017 | 7080.6496 | 6464.2305 | 6718.5099 | 6341.472
15929: New 2032JAN J920_B #1
CAPACITYFACTOR - Net Generation Capacity Factor
MEAN | [13 empty] | 0.30064 | 0.29111 | 0.27345 | 0.27549 | 0.25251 | 0.24126 | 0.22596
P5 | [13 empty] | 0.2606 | 0.26079 | 0.23884 | 0.24044 | 0.21453 | 0.20306 | 0.18857
P95 | [13 empty] | 0.33607 | 0.326 | 0.30423 | 0.3148 | 0.28189 | 0.2792 | 0.25888
CO2EMISSIONS - CO2 Emissions
MEAN | [13 empty] | 4761.7045 | 4655.6602 | 4398.1402 | 4409.5142 | 4043.7457 | 3856.3337 | 3592.9013
P5 | [13 empty] | 4135.0133 | 4141.3182 | 3850.9668 | 3829.9046 | 3438.6702 | 3240.4995 | 3029.6697
P95 | [13 empty] | 5305.8521 | 5226.8267 | 4917.1167 | 5077.1339 | 4554.7379 | 4492.5603 | 4125.9374
FUELCONSUMED - Fuel Consumed
MEAN | [13 empty] | 80614.4681 | 78824.7338 | 74464.4536 | 74653.6001 | 68460.1529 | 65292.3371 | 60831.2724
P5 | [13 empty] | 70005.7363 | 70116.2366 | 65200.5585 | 64841.0169 | 58216.2581 | 54865.5129 | 51295.1991
P95 | [13 empty] | 89829.0949 | 88495.3608 | 83251.0324 | 85956.5235 | 77111.1681 | 76064.3928 | 69856.3005
FUELCOST - Fuel Cost
MEAN | [13 empty] | 171718.2794 | 171909.1393 | 166223.8374 | 168380.6596 | 161898.1444 | 158868.9066 | 153490.3384
P5 | [13 empty] | 133322.6339 | 125535.0845 | 120870.6201 | 126033.1457 | 126351.4779 | 124017.4082 | 108640.5423
P95 | [13 empty] | 214610.8821 | 222113.6135 | 204397.7171 | 211507.4812 | 207752.9912 | 205017.9927 | 199909.868
NETPOS - Net Position (MWh)
MEAN | [13 empty] | 9938.1662 | 9710.223 | 9166.3346 | 9184.5022 | 8416.1747 | 8021.0538 | 7467.4769
P5 | [13 empty] | 8630.8101 | 8637.368 | 8025.8201 | 7977.1855 | 7157.15 | 6740.235 | 6296.98
P95 | [13 empty] | 11074.5228 | 10901.3307 | 10247.9113 | 10574.48 | 9479.885 | 9344.52 | 8574.5096
NETREVENUE - Net Revenue $
MEAN | [13 empty] | 11655.9582 | 11382.5206 | 17873.8249 | 15320.4815 | 12287.9685 | 15057.9681 | 10784.7468
P5 | [13 empty] | -12617.0894 | -13394.9198 | -3426.1664 | -9469.8992 | -9048.5495 | -7666.7262 | -9315.9285
P95 | [13 empty] | 33826.8193 | 39305.8647 | 41329.7695 | 39663.8133 | 34817.6607 | 38498.3528 | 34139.4405
STARTS - Number Starts
MEAN | [13 empty] | 122.06 | 120.15 | 120.14 | 124.73 | 117.01 | 119.18 | 112.56
P5 | [13 empty] | 103.5 | 104 | 100 | 105 | 97.5 | 97 | 88
P95 | [13 empty] | 142.5 | 139 | 139 | 147.5 | 141 | 137 | 136
TOTALEMISSIONCOSTS - Emission Costs
MEAN | [13 empty] | 62581.7995 | 68955.9958 | 72820.8521 | 77839.202 | 75879.5372 | 82799.2665 | 81598.7333
P5 | [13 empty] | 37914.47 | 40272.6801 | 44447.5493 | 48665.6752 | 43113.8592 | 48466.1132 | 49245.746
P95 | [13 empty] | 87740.9837 | 94799.472 | 108631.4781 | 114720.1045 | 106721.1268 | 120372.8215 | 123011.9302
VOMCOSTS - VOM Costs
MEAN | [13 empty] | 6360.4264 | 6311.6449 | 6141.4442 | 6245.4615 | 5807.1606 | 5694.9482 | 5376.5833
P5 | [13 empty] | 5523.7185 | 5614.2892 | 5377.2995 | 5424.4861 | 4938.4335 | 4785.5668 | 4533.8256
P95 | [13 empty] | 7087.6946 | 7085.8649 | 6866.1005 | 7190.6464 | 6541.1206 | 6634.6092 | 6173.6469
15929: New 2034JAN J920_B #1
CAPACITYFACTOR - Net Generation Capacity Factor
MEAN | [15 empty] | 0.2816 | 0.27954 | 0.25396 | 0.23933 | 0.22311
P5 | [15 empty] | 0.24759 | 0.24247 | 0.2127 | 0.20231 | 0.18404
P95 | [15 empty] | 0.31546 | 0.31657 | 0.2843 | 0.2744 | 0.25451
CO2EMISSIONS - CO2 Emissions
MEAN | [15 empty] | 4527.9083 | 4476.045 | 4077.8755 | 3830.8596 | 3550.7486
P5 | [15 empty] | 3945.6744 | 3900.1748 | 3407.2267 | 3242.6846 | 2948.8494
P95 | [15 empty] | 5080.8154 | 5077.9734 | 4616.9558 | 4399.7775 | 4030.0941
FUELCONSUMED - Fuel Consumed
MEAN | [15 empty] | 76661.6334 | 75780.0043 | 69037.9484 | 64861.0166 | 60117.5908
P5 | [15 empty] | 66803.7511 | 66030.4083 | 57683.992 | 54902.5092 | 49926.834
P95 | [15 empty] | 86023.0196 | 85970.6682 | 78164.4864 | 74493.4859 | 68233.3398
FUELCOST - Fuel Cost
MEAN | [15 empty] | 170771.7441 | 171133.9548 | 163141.9402 | 157976.8398 | 151682.9911
P5 | [15 empty] | 129869.9793 | 128054.3505 | 128728.3322 | 120310.1662 | 110082.843
P95 | [15 empty] | 209201.1277 | 217176.6958 | 205020.9621 | 203470.8502 | 193119.2624
NETPOS - Net Position (MWh)
MEAN | [15 empty] | 9436.8451 | 9322.9264 | 8487.2924 | 7968.0402 | 7379.8568
P5 | [15 empty] | 8223.805 | 8123.6 | 7091.055 | 6744.78 | 6129
P95 | [15 empty] | 10588.9895 | 10576.88 | 9609.6 | 9151.315 | 8376.3
NETREVENUE - Net Revenue $
MEAN | [15 empty] | 15565.5435 | 14975.4384 | 11307.1091 | 15825.9775 | 11686.8746
P5 | [15 empty] | -8508.5256 | -9672.498 | -8181.5195 | -6704.5514 | -8992.7652
P95 | [15 empty] | 37308.162 | 37500.2981 | 33250.388 | 39558.8033 | 35039.5684
STARTS - Number Starts
MEAN | [15 empty] | 118.54 | 124.57 | 117.55 | 120.42 | 112.25
P5 | [15 empty] | 99.5 | 104.5 | 99 | 97 | 90.5
P95 | [15 empty] | 137.5 | 152.5 | 139.5 | 139 | 133
TOTALEMISSIONCOSTS - Emission Costs
MEAN | [15 empty] | 74959.0909 | 79046.0122 | 76397.4948 | 82290.6236 | 80697.0646
P5 | [15 empty] | 45679.0577 | 47452.1048 | 42682.7567 | 48438.315 | 48350.4632
P95 | [15 empty] | 111899.603 | 115449.5609 | 106428.8863 | 118710.9241 | 122442.0908
VOMCOSTS - VOM Costs
MEAN | [15 empty] | 6322.6862 | 6339.59 | 5856.2318 | 5657.3086 | 5313.4969
P5 | [15 empty] | 5509.9493 | 5524.048 | 4892.8279 | 4788.7938 | 4412.88
P95 | [15 empty] | 7094.623 | 7192.2784 | 6630.624 | 6497.4336 | 6030.936
15929: New 2035JAN J920_A #1
CAPACITYFACTOR - Net Generation Capacity Factor
MEAN | [16 empty] | 0.25463 | 0.23044 | 0.22364 | 0.20947
P5 | [16 empty] | 0.2275 | 0.19742 | 0.18842 | 0.1771
P95 | [16 empty] | 0.28735 | 0.25993 | 0.25795 | 0.23939
CO2EMISSIONS - CO2 Emissions
MEAN | [16 empty] | 4075.1855 | 3696.6731 | 3577.3409 | 3336.276
P5 | [16 empty] | 3631.9526 | 3173.1489 | 3008.8792 | 2850.5544
P95 | [16 empty] | 4610.4906 | 4151.3253 | 4116.7236 | 3820.2995
FUELCONSUMED - Fuel Consumed
MEAN | [16 empty] | 68993.3693 | 62584.2732 | 60568.6468 | 56486.3541
P5 | [16 empty] | 61489.1762 | 53721.0377 | 50943.9051 | 48262.6062
P95 | [16 empty] | 78056.1101 | 70281.4203 | 69701.0292 | 64681.1439
FUELCOST - Fuel Cost
MEAN | [16 empty] | 156049.3549 | 148484.946 | 147977.6611 | 142866.8509
P5 | [16 empty] | 116441.3885 | 113193.5048 | 108964.643 | 100093.1759
P95 | [16 empty] | 200939.828 | 195538.0285 | 196194.0927 | 188367.0295
NETPOS - Net Position (MWh)
MEAN | [16 empty] | 8488.1373 | 7693.9724 | 7440.7774 | 6934.1512
P5 | [16 empty] | 7564.6655 | 6604.285 | 6258.465 | 5924.7
P95 | [16 empty] | 9603.36 | 8640.45 | 8562.78 | 7940.2337
NETREVENUE - Net Revenue $
MEAN | [16 empty] | 20601.7967 | 17719.0523 | 19974.0785 | 15670.5665
P5 | [16 empty] | -1151.3543 | -904.6779 | 959.1841 | -4115.036
P95 | [16 empty] | 42923.3065 | 38266.8648 | 41374.0942 | 34299.9502
STARTS - Number Starts
MEAN | [16 empty] | 166.57 | 154.06 | 151.52 | 141.85
P5 | [16 empty] | 138 | 130.5 | 126.5 | 113
P95 | [16 empty] | 197 | 180.5 | 174 | 166.5
TOTALEMISSIONCOSTS - Emission Costs
MEAN | [16 empty] | 71977.0316 | 69435.6957 | 76939.7522 | 75805.7859
P5 | [16 empty] | 44514.116 | 40026.1944 | 45294.8627 | 46659.0653
P95 | [16 empty] | 103544.7195 | 96139.4355 | 112833.3563 | 113469.5128
VOMCOSTS - VOM Costs
MEAN | [16 empty] | 5771.9333 | 5308.841 | 5282.9519 | 4992.5889
P5 | [16 empty] | 5143.9725 | 4556.9567 | 4443.5101 | 4265.784
P95 | [16 empty] | 6530.2848 | 5961.9105 | 6079.5738 | 5716.9683
15929: New 2036JAN J920_B #1
CAPACITYFACTOR - Net Generation Capacity Factor
MEAN | [17 empty] | 0.25937 | 0.24021 | 0.22341
P5 | [17 empty] | 0.22229 | 0.20324 | 0.18829
P95 | [17 empty] | 0.28912 | 0.27823 | 0.25412
CO2EMISSIONS - CO2 Emissions
MEAN | [17 empty] | 4155.7795 | 3847.1006 | 3555.1016
P5 | [17 empty] | 3561.7678 | 3255.7244 | 2983.7987
P95 | [17 empty] | 4625.7 | 4457.7664 | 4047.5688
FUELCONSUMED - Fuel Consumed
MEAN | [17 empty] | 70356.8566 | 65136.0128 | 60191.264
P5 | [17 empty] | 60300.4667 | 55123.1647 | 50518.5594
P95 | [17 empty] | 78312.5252 | 75475.3236 | 68529.2025
FUELCOST - Fuel Cost
MEAN | [17 empty] | 166625.6585 | 158801.0378 | 152039.3445
P5 | [17 empty] | 130307.7793 | 120543.946 | 109502.0986
P95 | [17 empty] | 209071.0278 | 205515.4808 | 195675.2941
NETPOS - Net Position (MWh)
MEAN | [17 empty] | 8649.3535 | 8001.8181 | 7388.9102
P5 | [17 empty] | 7411.63 | 6771.8876 | 6201.64
P95 | [17 empty] | 9627.8 | 9271.715 | 8412.62
NETREVENUE - Net Revenue $
MEAN | [17 empty] | 10829.9719 | 15639.7103 | 11714.6334
P5 | [17 empty] | -9840.6744 | -5708.638 | -7585.4773
P95 | [17 empty] | 34264.053 | 37992.7704 | 35653.7653
STARTS - Number Starts
MEAN | [17 empty] | 116.3 | 120.2 | 112.28
P5 | [17 empty] | 96 | 96.5 | 88.5
P95 | [17 empty] | 139.5 | 139.5 | 131.5
TOTALEMISSIONCOSTS - Emission Costs
MEAN | [17 empty] | 77980.8844 | 82638.9785 | 80710.2737
P5 | [17 empty] | 45134.7892 | 48667.3024 | 49298.8882
P95 | [17 empty] | 109651.8551 | 118203.1019 | 121314.9058
VOMCOSTS - VOM Costs
MEAN | [17 empty] | 5968.0539 | 5681.2909 | 5320.0154
P5 | [17 empty] | 5114.0247 | 4808.0402 | 4465.1808
P95 | [17 empty] | 6643.182 | 6582.9176 | 6057.0864
15929: New 2037JAN J920_B #1
CAPACITYFACTOR - Net Generation Capacity Factor
MEAN | [18 empty] | 0.24146 | 0.22524
P5 | [18 empty] | 0.2048 | 0.18806
P95 | [18 empty] | 0.28057 | 0.25007
CO2EMISSIONS - CO2 Emissions
MEAN | [18 empty] | 3865.8132 | 3587.3893
P5 | [18 empty] | 3274.5379 | 3003.4577
P95 | [18 empty] | 4454.4049 | 4000.6904
FUELCONSUMED - Fuel Consumed
MEAN | [18 empty] | 65452.8215 | 60737.9214
P5 | [18 empty] | 55441.5468 | 50851.405
P95 | [18 empty] | 75418.3934 | 67735.5274
FUELCOST - Fuel Cost
MEAN | [18 empty] | 159402.3067 | 153253.5096
P5 | [18 empty] | 122450.9259 | 110792.0278
P95 | [18 empty] | 207679.063 | 199695.4687
NETPOS - Net Position (MWh)
MEAN | [18 empty] | 8040.7421 | 7456.0657
P5 | [18 empty] | 6810.8364 | 6242.5
P95 | [18 empty] | 9264.94 | 8314.97
NETREVENUE - Net Revenue $
MEAN | [18 empty] | 15520.1217 | 11237.476
P5 | [18 empty] | -6181.1869 | -8431.7895
P95 | [18 empty] | 39814.1458 | 35978.3907
STARTS - Number Starts
MEAN | [18 empty] | 119.61 | 113.28
P5 | [18 empty] | 97 | 91
P95 | [18 empty] | 137 | 133.5
TOTALEMISSIONCOSTS - Emission Costs
MEAN | [18 empty] | 82998.4943 | 81381.7498
P5 | [18 empty] | 49162.2759 | 51047.7022
P95 | [18 empty] | 116857.3757 | 118558.5815
VOMCOSTS - VOM Costs
MEAN | [18 empty] | 5708.9269 | 5368.3673
P5 | [18 empty] | 4835.6938 | 4494.6
P95 | [18 empty] | 6578.1074 | 5986.7784
15929: New 2037JAN J920_B #2
CAPACITYFACTOR - Net Generation Capacity Factor
MEAN | [18 empty] | 0.24938 | 0.23242
P5 | [18 empty] | 0.21461 | 0.19456
P95 | [18 empty] | 0.28494 | 0.26322
CO2EMISSIONS - CO2 Emissions
MEAN | [18 empty] | 3983.9365 | 3698.236
P5 | [18 empty] | 3434.9732 | 3099.5683
P95 | [18 empty] | 4550.5492 | 4202.6564
FUELCONSUMED - Fuel Consumed
MEAN | [18 empty] | 67452.7938 | 62614.6876
P5 | [18 empty] | 58158.1836 | 52478.65
P95 | [18 empty] | 77046.2306 | 71154.9842
FUELCOST - Fuel Cost
MEAN | [18 empty] | 164607.674 | 158110.214
P5 | [18 empty] | 126839.3095 | 112351.174
P95 | [18 empty] | 215084.069 | 203624.8719
NETPOS - Net Position (MWh)
MEAN | [18 empty] | 8286.4847 | 7686.4473
P5 | [18 empty] | 7144.74 | 6442.26
P95 | [18 empty] | 9464.92 | 8734.96
NETREVENUE - Net Revenue $
MEAN | [18 empty] | 14086.1104 | 10196.5853
P5 | [18 empty] | -8715.4435 | -11125.4472
P95 | [18 empty] | 37469.0437 | 33564.8783
STARTS - Number Starts
MEAN | [18 empty] | 119.65 | 112.81
P5 | [18 empty] | 97.5 | 90
P95 | [18 empty] | 140.5 | 135
TOTALEMISSIONCOSTS - Emission Costs
MEAN | [18 empty] | 85558.2026 | 83938.4855
P5 | [18 empty] | 51771.7557 | 51248.2331
P95 | [18 empty] | 122827.2228 | 126261.0093
VOMCOSTS - VOM Costs
MEAN | [18 empty] | 5883.4042 | 5534.2421
P5 | [18 empty] | 5072.7654 | 4638.4272
P95 | [18 empty] | 6720.0932 | 6289.1712
15929: New 2038JAN J920_A #1
CAPACITYFACTOR - Net Generation Capacity Factor
MEAN | [19 empty] | 0.20865
P5 | [19 empty] | 0.17902
P95 | [19 empty] | 0.23891
CO2EMISSIONS - CO2 Emissions
MEAN | [19 empty] | 3323.5343
P5 | [19 empty] | 2852.7387
P95 | [19 empty] | 3787.6332
FUELCONSUMED - Fuel Consumed
MEAN | [19 empty] | 56270.6165
P5 | [19 empty] | 48299.589
P95 | [19 empty] | 64128.2446
FUELCOST - Fuel Cost
MEAN | [19 empty] | 142360.0753
P5 | [19 empty] | 98332.0272
P95 | [19 empty] | 188073.2531
NETPOS - Net Position (MWh)
MEAN | [19 empty] | 6907.6904
P5 | [19 empty] | 5929.24
P95 | [19 empty] | 7872.36
NETREVENUE - Net Revenue $
MEAN | [19 empty] | 15898.4779
P5 | [19 empty] | -5351.5271
P95 | [19 empty] | 36001.6014
STARTS - Number Starts
MEAN | [19 empty] | 142.63
P5 | [19 empty] | 114
P95 | [19 empty] | 170.5
TOTALEMISSIONCOSTS - Emission Costs
MEAN | [19 empty] | 75522.8118
P5 | [19 empty] | 46790.4898
P95 | [19 empty] | 114899.5216
VOMCOSTS - VOM Costs
MEAN | [19 empty] | 4973.5371
P5 | [19 empty] | 4269.0528
P95 | [19 empty] | 5668.0992
15929: New 2039JAN J920_A #1
CAPACITYFACTOR - Net Generation Capacity Factor
MEAN
P5
P95
CO2EMISSIONS - CO2 Emissions
MEAN
P5
P95
FUELCONSUMED - Fuel Consumed
MEAN
P5
P95
FUELCOST - Fuel Cost
MEAN
P5
P95
NETPOS - Net Position (MWh)
MEAN
P5
P95
NETREVENUE - Net Revenue $
MEAN
P5
P95
STARTS - Number Starts
MEAN
P5
P95
TOTALEMISSIONCOSTS - Emission Costs
MEAN
P5
P95
VOMCOSTS - VOM Costs
MEAN
P5
P95
15929: New 2040JAN 18V50DF_NG_B #1
CAPACITYFACTOR - Net Generation Capacity Factor
MEAN
P5
P95
CO2EMISSIONS - CO2 Emissions
MEAN
P5
P95
FUELCONSUMED - Fuel Consumed
MEAN
P5
P95
FUELCOST - Fuel Cost
MEAN
P5
P95
NETPOS - Net Position (MWh)
MEAN
P5
P95
NETREVENUE - Net Revenue $
MEAN
P5
P95
STARTS - Number Starts
MEAN
P5
P95
TOTALEMISSIONCOSTS - Emission Costs
MEAN
P5
P95
VOMCOSTS - VOM Costs
MEAN
P5
P95
15929: New 2041JAN J920_B #1
CAPACITYFACTOR - Net Generation Capacity Factor
MEAN
P5
P95
CO2EMISSIONS - CO2 Emissions
MEAN
P5
P95
FUELCONSUMED - Fuel Consumed
MEAN
P5
P95
FUELCOST - Fuel Cost
MEAN
P5
P95
NETPOS - Net Position (MWh)
MEAN
P5
P95
NETREVENUE - Net Revenue $
MEAN
P5
P95
STARTS - Number Starts
MEAN
P5
P95
TOTALEMISSIONCOSTS - Emission Costs
MEAN
P5
P95
VOMCOSTS - VOM Costs
MEAN
P5
P95
15929: New 2041JAN J920_B #2
CAPACITYFACTOR - Net Generation Capacity Factor
MEAN
P5
P95
CO2EMISSIONS - CO2 Emissions
MEAN
P5
P95
FUELCONSUMED - Fuel Consumed
MEAN
P5
P95
FUELCOST - Fuel Cost
MEAN
P5
P95
NETPOS - Net Position (MWh)
MEAN
P5
P95
NETREVENUE - Net Revenue $
MEAN
P5
P95
STARTS - Number Starts
MEAN
P5
P95
TOTALEMISSIONCOSTS - Emission Costs
MEAN
P5
P95
VOMCOSTS - VOM Costs
MEAN
P5
P95
15929: New 2042JAN J920_B #1
CAPACITYFACTOR - Net Generation Capacity Factor
MEAN
P5
P95
CO2EMISSIONS - CO2 Emissions
MEAN
P5
P95
FUELCONSUMED - Fuel Consumed
MEAN
P5
P95
FUELCOST - Fuel Cost
MEAN
P5
P95
NETPOS - Net Position (MWh)
MEAN
P5
P95
NETREVENUE - Net Revenue $
MEAN
P5
P95
STARTS - Number Starts
MEAN
P5
P95
TOTALEMISSIONCOSTS - Emission Costs
MEAN
P5
P95
VOMCOSTS - VOM Costs
MEAN
P5
P95
15929: New 2043JAN J920_B #1
CAPACITYFACTOR - Net Generation Capacity Factor
MEAN
P5
P95
CO2EMISSIONS - CO2 Emissions
MEAN
P5
P95
FUELCONSUMED - Fuel Consumed
MEAN
P5
P95
FUELCOST - Fuel Cost
MEAN
P5
P95
NETPOS - Net Position (MWh)
MEAN
P5
P95
NETREVENUE - Net Revenue $
MEAN
P5
P95
STARTS - Number Starts
MEAN
P5
P95
TOTALEMISSIONCOSTS - Emission Costs
MEAN
P5
P95
VOMCOSTS - VOM Costs
MEAN
P5
P95
15929: New 2044JAN J920_A #1
CAPACITYFACTOR - Net Generation Capacity Factor
MEAN
P5
P95
CO2EMISSIONS - CO2 Emissions
MEAN
P5
P95
FUELCONSUMED - Fuel Consumed
MEAN
P5
P95
FUELCOST - Fuel Cost
MEAN
P5
P95
NETPOS - Net Position (MWh)
MEAN
P5
P95
NETREVENUE - Net Revenue $
MEAN
P5
P95
STARTS - Number Starts
MEAN
P5
P95
TOTALEMISSIONCOSTS - Emission Costs
MEAN
P5
P95
VOMCOSTS - VOM Costs
MEAN
P5
P95
15929: New 2044JAN J920_A #2
CAPACITYFACTOR - Net Generation Capacity Factor
MEAN
P5
P95
CO2EMISSIONS - CO2 Emissions
MEAN
P5
P95
FUELCONSUMED - Fuel Consumed
MEAN
P5
P95
FUELCOST - Fuel Cost
MEAN
P5
P95
NETPOS - Net Position (MWh)
MEAN
P5
P95
NETREVENUE - Net Revenue $
MEAN
P5
P95
STARTS - Number Starts
MEAN
P5
P95
TOTALEMISSIONCOSTS - Emission Costs
MEAN
P5
P95
VOMCOSTS - VOM Costs
MEAN
P5
P95
Simple HR 2018 Basin Creek 1-9 2015 single
CAPACITYFACTOR - Net Generation Capacity Factor
MEAN | 0.01433 | 0.009068 | 0.011515 | 0.09427 | 0.030646 | 0.025796 | 0.02457 | 0.017039 | 0.029026 | 0.045285 | 0.048508 | 0.049117 | 0.049575 | 0.04858 | 0.04723 | 0.051257 | 0.047422 | 0.041083 | 0.040825 | 0.034935
P5 | 0 | 0 | 0.001182 | 0.064373 | 0.010919 | 0.012577 | 0.01551 | 0.009397 | 0.015657 | 0.029856 | 0.031574 | 0.030889 | 0.033393 | 0.03403 | 0.031751 | 0.035393 | 0.026937 | 0.027462 | 0.02479 | 0.019675
P95 | 0.0483 | 0.035566 | 0.034991 | 0.12257 | 0.055517 | 0.042531 | 0.038818 | 0.029807 | 0.048277 | 0.063761 | 0.068765 | 0.066822 | 0.06522 | 0.064938 | 0.067327 | 0.067608 | 0.063388 | 0.056323 | 0.058478 | 0.050107
CO2EMISSIONS - CO2 Emissions
MEAN | 1542.2651 | 1015.6086 | 1323.708 | 9897.0768 | 3226.5116 | 2717.4655 | 2579.2283 | 1787.8959 | 3035.6127 | 4780.1232 | 5096.8855 | 5150.3082 | 5218.1811 | 5095.2082 | 4944.0091 | 5380.4775 | 4968.3977 | 4326.8696 | 4287.2035 | 3654.083
P5 | 0 | 0 | 180.371 | 6736.788 | 1149.325 | 1332.004 | 1634.5285 | 974.972 | 1647.84 | 3144.6261 | 3336.874 | 3254.4821 | 3529.1219 | 3544.826 | 3323.5624 | 3707.6378 | 2828.7903 | 2897.4503 | 2595.3465 | 2059.7988
P95 | 5208.183 | 3943.1988 | 3954.9842 | 12865.866 | 5851.2075 | 4504.5165 | 4102.5415 | 3130.896 | 5080.84 | 6660.0161 | 7209.2958 | 7017.0479 | 6879.7279 | 6783.604 | 7085.7078 | 7071.9758 | 6632.5521 | 5918.4885 | 6151.9324 | 5190.6929
FUELCONSUMED - Fuel Consumed
MEAN | 25569.6133 | 16272.8903 | 20524.394 | 167222.7342 | 54617.7927 | 46048.174 | 43715.1477 | 30301.6192 | 51450.7524 | 81018.7566 | 86386.7771 | 87292.529 | 88442.6238 | 86358.6199 | 83795.4962 | 91194.3931 | 84210.13 | 73336.7731 | 72663.2047 | 61933.6108
P5 | 0 | 0 | 2103.3511 | 113797.8754 | 19458.9571 | 22576.3256 | 27696.8438 | 16524.9394 | 27929.475 | 53298.7481 | 56557.1869 | 55160.7131 | 59815.6256 | 60081.8456 | 56324.5557 | 62841.3187 | 47945.5987 | 49109.3269 | 43988.9231 | 34911.8438
P95 | 85999.141 | 63806.9076 | 62338.9554 | 217346.1696 | 99060.4378 | 76340.6794 | 69534.5285 | 53066.0025 | 86115.8813 | 112881.6281 | 122191.4531 | 118933.0144 | 116605.5581 | 114976.3387 | 120096.7425 | 119863.9969 | 112416.1369 | 100313.3644 | 104270.04 | 87977.8463
FUELCOST - Fuel Cost
MEAN | 27235.5624 | 16296.902 | 24731.8992 | 242760.7304 | 79879.9049 | 75690.5512 | 81001.5713 | 56722.0312 | 104304.1503 | 164251.0683 | 178585.7393 | 184997.0152 | 191503.4855 | 191937.4239 | 190526.8698 | 211178.4541 | 200327.8486 | 181974.4607 | 185887.0767 | 165431.1349
P5 | 0 | 0 | 3754.9698 | 132690.8843 | 32804.7165 | 35996.8637 | 43847.2112 | 26669.2943 | 45200.2827 | 82510.0677 | 88959.1538 | 88516.3519 | 99918.5226 | 97282.9288 | 100239.1188 | 115716.051 | 88455.272 | 89115.4143 | 90491.5886 | 71261.2676
P95 | 87478.637 | 59595.9523 | 66698.1694 | 336910.6068 | 131672.9015 | 126189.2805 | 162474.6959 | 124787.3179 | 219081.3963 | 270398.5243 | 308142.1108 | 291467.0175 | 294339.6549 | 301790.4612 | 324785.8203 | 319533.6835 | 333660.7401 | 300850.5999 | 319079.5389 | 286171.6853
NETPOS - Net Position (MWh)
MEAN | 2836.1278 | 1798.8629 | 2269.4168 | 18567.0954 | 6069.2077 | 5119.1251 | 4859.9247 | 3368.7096 | 5719.9277 | 9007.0877 | 9603.8346 | 9704.4904 | 9832.3521 | 9600.721 | 9315.7451 | 10138.3426 | 9361.8755 | 8153.055 | 8078.1759 | 6885.3375
P5 | 0 | 0 | 231.1435 | 12641.711 | 2162.9727 | 2509.875 | 3079.13 | 1837.125 | 3105 | 5925.375 | 6287.625 | 6132.375 | 6649.875 | 6678.7707 | 6261.755 | 6986.25 | 5330.25 | 5459.625 | 4890.375 | 3881.25
P95 | 9536.9547 | 7054.9626 | 6885.3957 | 24131.6195 | 11009.9911 | 8487.005 | 7730.1602 | 5899.5 | 9573.75 | 12549.375 | 13584.375 | 13222.125 | 12963.375 | 12782.25 | 13351.5 | 13325.625 | 12497.625 | 11152.125 | 11592 | 9780.75
NETREVENUE - Net Revenue $
MEAN | -131.7751 | 5440.6077 | 15019.0363 | 116422.4029 | 46756.9186 | 46356.5752 | 70376.9846 | 53371.2841 | 62260.097 | 97333.066 | 105932.8631 | 107626.5601 | 110263.6415 | 109803.8993 | 110163.1853 | 121321.649 | 109901.1434 | 95175.9022 | 96868.4401 | 82937.3632
P5 | -13685.6149 | -936.2106 | 1670.0174 | 43701.4158 | 17630.6347 | 21439.2661 | 30974.3702 | 21783.1711 | 24808.1399 | 43719.0788 | 50027.346 | 48104.8162 | 57418.5717 | 61523.4258 | 59077.0083 | 62839.0425 | 48847.2051 | 42031.4877 | 41037.5555 | 35206.47
P95 | 12938.9305 | 19012.4738 | 33680.5794 | 196266.2102 | 77442.4726 | 81502.8405 | 153338.3411 | 119662.4188 | 120797.2994 | 169723.915 | 199656.8047 | 172623.2332 | 166546.233 | 180310.5196 | 182248.5007 | 180558.3122 | 167291.5231 | 160104.6072 | 159038.72 | 140913.4518
STARTS - Number Starts
MEAN | 24.8 | 31.23 | 49.43 | 92.21 | 40.59 | 37.32 | 35.92 | 26.8 | 40.03 | 52.63 | 58.85 | 57.27 | 59.18 | 58.47 | 55.72 | 56.04 | 56.85 | 49.86 | 51.03 | 43.7
P5 | 0 | 0 | 14 | 50.5 | 18 | 20.5 | 21.5 | 16 | 24 | 35.5 | 40 | 36.5 | 40.5 | 38.5 | 38 | 35.5 | 37.5 | 33.5 | 35 | 28.5
P95 | 73 | 108.5 | 116.5 | 130 | 73 | 53.5 | 55.5 | 41.5 | 63 | 69.5 | 81 | 77.5 | 76.5 | 78.5 | 77 | 76 | 78 | 66.5 | 71 | 58
TOTALEMISSIONCOSTS - Emission Costs
MEAN | [9 empty] | 27830.7611 | 36790.1438 | 51337.4175 | 59881.0827 | 67219.4159 | 72976.1198 | 88503.9266 | 86841.352 | 81169.3231 | 91906.0857 | 82188.0944
P5 | [9 empty] | 13644.9316 | 18663.8594 | 28157.8692 | 28757.8102 | 35438.7417 | 41555.587 | 51372.764 | 45046.9526 | 40711.2196 | 48028.928 | 41034.6263
P95 | [9 empty] | 44641.6166 | 59386.6558 | 79355.5796 | 88347.117 | 104313.2958 | 117591.2036 | 136460.7159 | 137026.2283 | 127718.8777 | 160281.27 | 133931.1937
VOMCOSTS - VOM Costs
MEAN | 12819.2978 | 8292.7579 | 10666.2591 | 89122.058 | 29678.4257 | 25544.4343 | 24737.0168 | 17483.6028 | 30315.6168 | 48638.2736 | 52917.1287 | 54539.236 | 56339.3777 | 56164.2179 | 55614.9982 | 61641.123 | 58137.247 | 51608.8384 | 52185.0163 | 45374.3741
P5 | 0 | 0 | 1086.3744 | 60680.213 | 10576.9367 | 12524.2763 | 15672.7717 | 9534.6787 | 16456.5 | 31997.025 | 34644.8138 | 34463.9475 | 38103.7838 | 39070.8088 | 37382.6773 | 42476.4 | 33100.8525 | 34559.4262 | 31591.8225 | 25577.4375
P95 | 43107.0353 | 32523.3777 | 32361.36 | 115831.7736 | 53838.8563 | 42350.1549 | 39346.5156 | 30618.405 | 50740.875 | 67766.625 | 74849.9062 | 74308.3425 | 74280.1387 | 74776.1625 | 79708.455 | 81019.8 | 77610.2513 | 70592.9512 | 74884.32 | 64455.1425
Simple HR 2018 CELP 2015 v2
CAPACITYFACTOR - Net Generation Capacity Factor
MEAN | 1 | 1 | 1 | 1 | 1 | 0.85291
P5 | 1 | 1 | 1 | 1 | 1 | 0.83992
P95 | 1 | 1 | 1 | 1 | 1 | 0.85689
NETPOS - Net Position (MWh)
MEAN | 130665.85 | 130922.4 | 130175.15 | 130114.6 | 130699.1 | 64667.05
P5 | 117512.5 | 119070 | 118720 | 118562.5 | 119262.5 | 58397.5
P95 | 134680 | 134960 | 134120 | 134120 | 134680 | 66640
NETREVENUE - Net Revenue $
MEAN | -10552295.632 | -10658155.3117 | -11001604.5185 | -11549132.5047 | -12159031.8138 | -6493449.7107
P5 | -11205898.9101 | -11576105.9948 | -11904013.8815 | -12421076.6466 | -13115497.5956 | -6937521.02
P95 | -9571504.0173 | -9514088.1677 | -9720816.4796 | -10335240.1936 | -10871087.1438 | -5767221.5863
STARTS - Number Starts
MEAN | 1.52 | 1.55 | 1.65 | 1.64 | 1.45 | 0.85
P5 | 0 | 0 | 0 | 0 | 0 | 0
P95 | 6.5 | 7 | 7 | 7 | 6 | 4
Simple HR 2018 Colstrip 3 economic dispatch
CAPACITYFACTOR - Net Generation Capacity Factor
MEAN | 0.31095 | 0.30661 | 0.25586 | 0.25905 | 0.31454 | 0.25513 | 0.26737 | 0.2693 | 0.23217 | 0.13996 | 0.15785 | 0.10573 | 0.086616 | 0.084837 | 0.06503 | 0.060873 | 0.06935 | 0.054708 | 0.0456 | 0.048879
P5 | 0.21782 | 0.16982 | 0.13303 | 0.093514 | 0.10082 | 0.1005 | 0.09395 | 0.12347 | 0.10372 | 0.042666 | 0.036766 | 0.025298 | 0.024387 | 0.024704 | 0.019631 | 0.020232 | 0.018111 | 0.014863 | 0.010445 | 0.008773
P95 | 0.39187 | 0.41741 | 0.35522 | 0.43015 | 0.52031 | 0.41319 | 0.42893 | 0.47798 | 0.38096 | 0.27629 | 0.31874 | 0.20978 | 0.20846 | 0.17361 | 0.15207 | 0.14263 | 0.16455 | 0.13065 | 0.10085 | 0.14026
CO2EMISSIONS - CO2 Emissions
MEAN | 105704.87 | 91466.0458 | 86608.2847 | 88009.5897 | 91773.2036 | 87605.2557 | 91360.517 | 80290.7208 | 79102.1458 | 48357.9479 | 46731.7386 | 36726.0764 | 30392.6066 | 25946.0399 | 23010.8673 | 21507.7809 | 20741.3604 | 19229.7842 | 16221.6612 | 14999.167
P5 | 74374.9068 | 51864.0249 | 45137.6263 | 31959.6532 | 30641.06 | 36488.6098 | 33426.9477 | 35545.4722 | 34679.9307 | 14941.0611 | 11634.5627 | 9828.0794 | 9450.5981 | 8159.6287 | 7485.1148 | 8045.6332 | 5586.449 | 5816.6546 | 4270.3602 | 3101.1292
P95 | 132722.3222 | 121492.911 | 120820.4088 | 144640.8302 | 152309.4742 | 142540.85 | 146503.7417 | 143263.999 | 130029.4109 | 94022.0365 | 95411.2934 | 71275.6703 | 72065.6787 | 53445.9931 | 53401.7897 | 49128.8434 | 49254.8521 | 44957.5214 | 35149.2192 | 42719.1629
FUELCONSUMED - Fuel Consumed
MEAN | 955452.8658 | 827344.113 | 781861.6438 | 794088.7789 | 829694.0605 | 790171.5862 | 824878.6487 | 725162.9231 | 714055.3545 | 433360.3222 | 418477.3519 | 325664.8543 | 267739.9674 | 228388.5417 | 200246.5681 | 186584.5633 | 183811.0913 | 169217.2375 | 141381.5517 | 131729.1861
P5 | 669587.1512 | 465261.8193 | 402798.9908 | 282575.5212 | 271503.0621 | 323688.969 | 296261.4186 | 317921.06 | 309444.873 | 128793.6616 | 97513.5519 | 79544.4432 | 75891.2868 | 65719.8041 | 58505.4555 | 63072.6729 | 46180.863 | 46553.6201 | 32320.9797 | 23370.616
P95 | 1202061.3915 | 1101865.8929 | 1094825.435 | 1310656.1002 | 1381553.1681 | 1291074.076 | 1327478.6145 | 1299252.0439 | 1177946.4629 | 849633.5887 | 863114.7209 | 641254.9318 | 648348.3544 | 479280.1935 | 477731.1071 | 439214.7135 | 443699.6773 | 403819.3385 | 313973.8105 | 384061.394
FUELCOST - Fuel Cost
MEAN | 917234.7511 | 777703.4662 | 774043.0273 | 921142.9835 | 912663.4666 | 884992.1765 | 940361.6595 | 848440.6201 | 849725.8719 | 524365.9899 | 518911.9164 | 410337.7164 | 345384.558 | 299188.9896 | 268330.4013 | 255620.8517 | 257335.5279 | 240288.4773 | 205003.2499 | 194959.1954
P5 | 642803.6651 | 437346.1101 | 398771.0009 | 327787.6046 | 298653.3683 | 362531.6453 | 337738.0173 | 371967.6402 | 368239.3989 | 155840.3306 | 120916.8044 | 100225.9985 | 97899.76 | 86092.9434 | 78397.3103 | 86409.5619 | 64653.2082 | 66106.1406 | 46865.4205 | 34588.5117
P95 | 1153978.9359 | 1035753.9394 | 1083877.1807 | 1520361.0763 | 1519708.4849 | 1446002.9651 | 1513325.6206 | 1520124.8913 | 1401756.2908 | 1028056.6423 | 1070262.254 | 807981.2141 | 836369.3771 | 627857.0535 | 640159.6835 | 601724.1575 | 621179.5482 | 573423.4606 | 455262.0253 | 568410.8631
NETPOS - Net Position (MWh)
MEAN | 89976.4938 | 77842.3957 | 73547.533 | 74749.7387 | 78127.6738 | 74392.2592 | 77703.772 | 68304.0489 | 67259.9823 | 40806.0171 | 39401.3263 | 30654.5671 | 25201.4104 | 21497.7708 | 18846.1834 | 17562.3948 | 17311.4173 | 15935.344 | 13313.0757 | 12405.0887
P5 | 63036.1947 | 43748.1232 | 37871.0436 | 26538.5553 | 25493.5394 | 30394.7082 | 27847.5076 | 29895.5663 | 29106.2869 | 12112.8671 | 9162.5153 | 7471.5222 | 7134.9887 | 6178.671 | 5500.0086 | 5931.7183 | 4348.3454 | 4378.1536 | 3039.9133 | 2197.258
P95 | 113219.0918 | 103681.0266 | 102994.1351 | 123466.92 | 130199.1473 | 121665.8146 | 125130.0964 | 122478.765 | 111033.8778 | 80054.0289 | 81334.1187 | 60404.3748 | 61065.3517 | 45134.5756 | 44987.0174 | 41358.7959 | 41797.5961 | 38034.9811 | 29570.0879 | 36186.9043
NETREVENUE - Net Revenue $
MEAN | -113187.2726 | 119702.8174 | 139549.3615 | 177572.2126 | 232109.8587 | 183655.8654 | 168883.0472 | 118574.2836 | 14468.6939 | 90849.8144 | 94657.8204 | 85741.4917 | 99160.5916 | 101414.0821 | 95296.4394 | 101466.7349 | 95952.5845 | 77520.2131 | 70171.1184 | 62220.6237
P5 | -310485.8842 | -180491.8533 | -148915.3967 | -74754.4497 | -65510.9539 | -72226.9925 | -58690.3504 | -58725.8306 | -145360.7637 | -6811.8271 | -26059.1154 | 16240.4239 | 16198.5896 | 22124.1706 | 16174.6763 | 8241.5885 | 9504.5951 | -554.7556 | 109.3513 | -6502.3474
P95 | 215249.0281 | 600649.3694 | 750271.1036 | 792864.0387 | 1004755.7988 | 882505.4329 | 744517.5207 | 617999.2165 | 492269.4483 | 249392.4306 | 297317.3249 | 223215.807 | 217104.3957 | 218839.8226 | 250159.8266 | 213557.7185 | 217086.3133 | 198222.4972 | 187307.8243 | 173443.6126
STARTS - Number Starts
MEAN | 5.5 | 4.09 | 4.06 | 5.98 | 8.59 | 4.78 | 75.19 | 77.09 | 147.24 | 138.37 | 45.47 | 47.36 | 38.77 | 29.94 | 25.81 | 29.16 | 159.52 | 166.81 | 155.33 | 152.64
P5 | 2 | 1 | 1.5 | 1 | 2 | 1 | 57 | 49.5 | 120 | 106.5 | 28 | 24 | 14 | 13 | 8.5 | 11.5 | 133 | 142.5 | 129 | 130
P95 | 9 | 7 | 8 | 12.5 | 30 | 15 | 96.5 | 102.5 | 178 | 169 | 66 | 71 | 69 | 53 | 48 | 49.5 | 188 | 186.5 | 179 | 173.5
TOTALEMISSIONCOSTS - Emission Costs
MEAN | [9 empty] | 277599.9504 | 326170.989 | 346141.2598 | 325420.0734 | 323609.6613 | 324238.9853 | 330469.7061 | 341846.21 | 335909.0628 | 325879.4509 | 312974.488
P5 | [9 empty] | 76191.8755 | 93641.8313 | 98077.3497 | 106855.5651 | 107105.5128 | 114186.4859 | 129558.531 | 100032.5761 | 104415.0623 | 100465.819 | 80993.7146
P95 | [9 empty] | 596095.7054 | 649452.0121 | 633448.702 | 610510.0048 | 644505.345 | 743489.8767 | 629016.1765 | 780509.4982 | 767658.189 | 763359.9064 | 728171.5622
VOMCOSTS - VOM Costs
MEAN | 303220.7841 | 266999.4173 | 257416.3655 | 266856.5672 | 284384.7327 | 276739.2041 | 294497.296 | 264336.6692 | 265004.3303 | 164040.1888 | 161545.4377 | 128442.6363 | 107610.0223 | 93515.3031 | 83677.0544 | 79557.6486 | 79978.7482 | 75055.4703 | 64035.894 | 60784.9347
P5 | 212431.976 | 150056.0624 | 132548.6527 | 94742.6423 | 92796.4833 | 113068.3146 | 105542.0537 | 115695.8417 | 114678.7704 | 48693.7259 | 37566.3126 | 31305.6778 | 30466.4019 | 26877.2188 | 24420.038 | 26870.6841 | 20089.3556 | 20621.1034 | 14621.983 | 10766.5643
P95 | 381548.3392 | 355625.9213 | 360479.4727 | 440776.9044 | 473924.8961 | 452596.8303 | 474243.0654 | 473992.8206 | 437473.4786 | 321817.1962 | 333469.8866 | 253094.3306 | 260749.052 | 196335.4039 | 199742.3573 | 187355.3455 | 193104.894 | 179144.7611 | 142232.1227 | 177315.8309
Simple HR 2018 Colstrip 3 must run
CAPACITYFACTOR - Net Generation Capacity Factor
MEAN | 1 | 1 | 1 | 1 | 1 | 1 | 1 | 1 | 1 | 1 | 1 | 1 | 1 | 1 | 1 | 1 | 1 | 1 | 1 | 1
P5 | 1 | 1 | 1 | 1 | 1 | 1 | 1 | 1 | 1 | 1 | 1 | 1 | 1 | 1 | 1 | 1 | 1 | 1 | 1 | 1
P95 | 1 | 1 | 1 | 1 | 1 | 1 | 1 | 1 | 1 | 1 | 1 | 1 | 1 | 1 | 1 | 1 | 1 | 1 | 1 | 1
FUELCONSUMED - Fuel Consumed
MEAN | 1450835.55 | 1276782.75 | 1446862.5 | 1445100.75 | 1246128.3 | 1452427.2 | 1456983.45 | 1271473.2 | 1454002.65 | 1458068.85 | 1255605.3 | 1445453.1 | 1456898.4 | 1269845.1 | 1447214.85 | 1449689.4 | 1250530.65 | 1454719.5 | 1451925 | 1265847.75
P5 | 1370925 | 1189080 | 1371937.5 | 1358167.5 | 1164375 | 1360800 | 1388947.5 | 1204065 | 1377810 | 1371735 | 1163767.5 | 1361407.5 | 1372545 | 1191510 | 1367887.5 | 1381860 | 1168830 | 1392592.5 | 1359990 | 1201635
P95 | 1521990 | 1342170 | 1527660 | 1516117.5 | 1318072.5 | 1522597.5 | 1519762.5 | 1334070 | 1517332.5 | 1529077.5 | 1313415 | 1510245 | 1521585 | 1332450 | 1516522.5 | 1517332.5 | 1319692.5 | 1521382.5 | 1518142.5 | 1329615
FUELCOST - Fuel Cost
MEAN | 1392802.128 | 1200175.785 | 1432393.875 | 1676316.87 | 1370741.13 | 1626718.464 | 1660961.133 | 1487623.644 | 1730263.1535 | 1764263.3085 | 1556950.572 | 1821270.906 | 1879398.936 | 1663497.081 | 1939267.899 | 1986074.478 | 1750742.91 | 2065701.69 | 2105291.25 | 1873454.67
P5 | 1316088 | 1117735.2 | 1358218.125 | 1575474.3 | 1280812.5 | 1524096 | 1583400.15 | 1408756.05 | 1639593.9 | 1659799.35 | 1443071.7 | 1715373.45 | 1770583.05 | 1560878.1 | 1832969.25 | 1893148.2 | 1636362 | 1977481.35 | 1971985.5 | 1778419.8
P95 | 1461110.4 | 1261639.8 | 1512383.4 | 1758696.3 | 1449879.75 | 1705309.2 | 1732529.25 | 1560861.9 | 1805625.675 | 1850183.775 | 1628634.6 | 1902908.7 | 1962844.65 | 1745509.5 | 2032140.15 | 2078745.525 | 1847569.5 | 2160363.15 | 2201306.625 | 1967830.2
NETPOS - Net Position (MWh)
MEAN | 107469.3 | 94576.5 | 107175 | 107044.5 | 92305.8 | 107587.2 | 107924.7 | 94183.2 | 107703.9 | 108005.1 | 93007.8 | 107070.6 | 107918.4 | 94062.6 | 107201.1 | 107384.4 | 92631.9 | 107757 | 107550 | 93766.5
P5 | 101550 | 88080 | 101625 | 100605 | 86250 | 100800 | 102885 | 89190 | 102060 | 101610 | 86205 | 100845 | 101670 | 88260 | 101325 | 102360 | 86580 | 103155 | 100740 | 89010
P95 | 112740 | 99420 | 113160 | 112305 | 97635 | 112785 | 112575 | 98820 | 112395 | 113265 | 97290 | 111870 | 112710 | 98700 | 112335 | 112395 | 97755 | 112695 | 112455 | 98490
NETREVENUE - Net Revenue $
MEAN | -1619125.5659 | -1050861.4163 | -1340093.1805 | -1691200.3869 | -1322097.3873 | -1820942.873 | -1972434.3637 | -1759828.7281 | -2275750.595 | -1944392.3213 | -1510230.6067 | -1762826.5581 | -1740458.2357 | -1350549.8751 | -1622811.6861 | -1568335.9175 | -1207477.7672 | -1552954.4326 | -1433082.0781 | -1101789.9022
P5 | -1954595.6069 | -1505527.9151 | -1867725.9906 | -2246489.2959 | -1822064.1995 | -2281428.5248 | -2371582.8348 | -2113514.6775 | -2614836.9459 | -2359727.4061 | -1917285.6589 | -2140372.4681 | -2135705.3035 | -1713591.5954 | -2052327.9955 | -2011902.9154 | -1610545.9062 | -2056395.9827 | -1990902.2746 | -1570462.3275
P95 | -1223400.9016 | -514139.2337 | -730135.1963 | -1120584.3812 | -715468.0849 | -1226608.5894 | -1439153.6904 | -1230290.6446 | -1836195.3365 | -1444872.8587 | -1002092.7433 | -1360950.8368 | -1370573.4921 | -948664.7569 | -1105032.2953 | -1131386.0251 | -785439.6218 | -1087884.6578 | -816874.9397 | -486525.9355
STARTS - Number Starts
MEAN | 2.29 | 2.8 | 2.21 | 2.22 | 2.89 | 2.37 | 1.94 | 2.88 | 1.81 | 2.05 | 2.71 | 2.07 | 2.13 | 2.91 | 2.15 | 2.12 | 2.74 | 2.15 | 2.17 | 2.9
P5 | 0 | 1 | 0 | 0 | 1 | 0 | 0 | 1 | 0 | 0 | 1 | 0 | 0 | 1 | 0 | 0 | 1 | 0 | 0 | 1
P95 | 5 | 5 | 5 | 5 | 5 | 5.5 | 4 | 5 | 4 | 5 | 5 | 4.5 | 5 | 5.5 | 5 | 4.5 | 5 | 5 | 5 | 5
VOMCOSTS - VOM Costs
MEAN | 362171.541 | 324397.395 | 375112.5 | 382148.865 | 335993.112 | 400224.384 | 409034.613 | 364488.984 | 424353.366 | 434180.502 | 381331.98 | 448625.814 | 460811.568 | 409172.31 | 475972.884 | 486451.332 | 427959.378 | 507535.47 | 517315.5 | 459455.85
P5 | 342223.5 | 302114.4 | 355687.5 | 359159.85 | 313950 | 374976 | 389934.15 | 345165.3 | 402116.4 | 408472.2 | 353440.5 | 422540.55 | 434130.9 | 383931 | 449883 | 463690.8 | 399999.6 | 485860.05 | 484559.4 | 436149
P95 | 379933.8 | 341010.6 | 396060 | 400928.85 | 355391.4 | 419560.2 | 426659.25 | 382433.4 | 442836.3 | 455325.3 | 398889 | 468735.3 | 481271.7 | 429345 | 498767.4 | 509149.35 | 451628.1 | 530793.45 | 540908.55 | 482601
Simple HR 2018 Colstrip 4 economic dispatch
CAPACITYFACTOR - Net Generation Capacity Factor
MEAN | 0.34938 | 0.26669 | 0.25249 | 0.28965 | 0.26935 | 0.25045 | 0.29211 | 0.2277 | 0.22962 | 0.15974 | 0.13426 | 0.10037 | 0.09625 | 0.073588 | 0.064886 | 0.07087 | 0.05833 | 0.053062 | 0.051238 | 0.042561
P5 | 0.24049 | 0.15137 | 0.13331 | 0.10647 | 0.082302 | 0.095811 | 0.097374 | 0.10242 | 0.095367 | 0.047802 | 0.03103 | 0.02622 | 0.027251 | 0.022122 | 0.017916 | 0.024385 | 0.014951 | 0.014904 | 0.011127 | 0.007134
P95 | 0.4504 | 0.35583 | 0.34834 | 0.48394 | 0.45711 | 0.41012 | 0.4743 | 0.40902 | 0.38024 | 0.30806 | 0.27193 | 0.21894 | 0.22502 | 0.15015 | 0.14467 | 0.16359 | 0.1395 | 0.13034 | 0.11697 | 0.11532
CO2EMISSIONS - CO2 Emissions
MEAN | 104091.226 | 91577.3495 | 85949.4104 | 84301.4185 | 91956.8106 | 85483.8388 | 87436.833 | 77570.1729 | 78280.3664 | 47199.5133 | 46465.8862 | 34980.9006 | 29498.6297 | 25803.2537 | 22953.2969 | 21448.7071 | 20392.3477 | 18539.9584 | 15686.0463 | 15026.072
P5 | 72207.9575 | 52761.1402 | 46003.8391 | 29200.9827 | 29258.8707 | 33037.7955 | 29227.9615 | 34991.4532 | 32547.2525 | 15120.4422 | 11504.3884 | 10014.4998 | 9161.6723 | 8425.5958 | 7135.9382 | 7907.2201 | 5686.8594 | 5747.7123 | 3903.388 | 3126.7289
P95 | 132106.1778 | 122806.1442 | 119251.3885 | 146302.997 | 156584.283 | 141598.841 | 144464.937 | 135727.726 | 132429.521 | 91390.3756 | 92682.522 | 75104.7412 | 66636.2419 | 52898.8039 | 50579.6051 | 48344.4046 | 48371.4595 | 43127.9163 | 34604.4409 | 38484.8483
FUELCONSUMED - Fuel Consumed
MEAN | 942008.671 | 827056.7256 | 775816.8499 | 761718.378 | 829938.1457 | 770867.354 | 790395.3805 | 699045.3752 | 706931.3 | 424588.6163 | 414599.6271 | 309721.4225 | 260910.2391 | 225842.2319 | 199738.8376 | 187540.7369 | 179983.6673 | 163534.8403 | 138409.6116 | 130944.5936
P5 | 651051.4009 | 472126.1178 | 410441.6038 | 259203.5189 | 257378.4374 | 292490.154 | 259704.0122 | 311133.6333 | 290132.1001 | 132179.9386 | 95348.3071 | 81570.5358 | 74702.6177 | 67181.1098 | 55129.0196 | 63801.5917 | 45730.6363 | 47492.292 | 31016.8577 | 22358.4003
P95 | 1197714.6694 | 1112267.6593 | 1080072.4854 | 1326986.3941 | 1419085.393 | 1282428.2091 | 1310178.3638 | 1229217.8387 | 1200119.2846 | 827314.032 | 836716.5123 | 676036.5212 | 600220.3997 | 473213.2051 | 452055.3614 | 433229.5969 | 434977.5051 | 387674.4392 | 310836.6155 | 344731.4551
FUELCOST - Fuel Cost
MEAN | 904328.3242 | 777433.322 | 768058.6814 | 883593.3184 | 912931.9603 | 863371.4365 | 901050.7338 | 817883.089 | 841248.247 | 513752.2258 | 514103.5376 | 390248.9924 | 336574.2084 | 295853.3238 | 267650.0423 | 256930.8096 | 251977.1343 | 232219.4732 | 200693.9369 | 193797.9985
P5 | 625009.3449 | 443798.5507 | 406337.1878 | 300676.0819 | 283116.2812 | 327588.9725 | 296062.5739 | 364026.351 | 345257.1992 | 159937.7257 | 118231.9008 | 102778.8751 | 96366.3768 | 88007.2538 | 73872.8863 | 87408.1806 | 64022.8908 | 67439.0547 | 44974.4437 | 33090.4324
P95 | 1149806.0826 | 1045531.5998 | 1069271.7605 | 1539304.2172 | 1560993.9323 | 1436319.5941 | 1493603.3348 | 1438184.8713 | 1428141.9487 | 1001049.9788 | 1037528.4753 | 851806.0167 | 774284.3156 | 619909.2986 | 605754.1842 | 593524.5477 | 608968.5072 | 550497.7037 | 450713.0925 | 510202.5536
NETPOS - Net Position (MWh)
MEAN | 88711.5021 | 77809.9312 | 72976.1837 | 71702.8548 | 78144.7836 | 72573.4433 | 74452.8683 | 65838.8767 | 66589.4543 | 39981.4563 | 39035.5967 | 29156.3333 | 24559.1524 | 21256.6863 | 18798.5565 | 17654.4258 | 16950.3014 | 15400.1156 | 13034.0118 | 12329.0163
P5 | 61288.6049 | 44398.8423 | 38596.3349 | 24346.5979 | 24176.295 | 27461.279 | 24407.5404 | 29252.516 | 27290.8251 | 12435.8257 | 8961.401 | 7666.4221 | 7024.4873 | 6318.1966 | 5182.3492 | 6000.2247 | 4303.697 | 4469.4773 | 2917.6989 | 2099.9044
P95 | 112806.1382 | 104653.9468 | 101612.8196 | 125021.0875 | 133752.806 | 120844.4095 | 123504.0956 | 115890.6617 | 113122.365 | 77953.2289 | 78828.0049 | 63674.6426 | 56525.3865 | 44550.5362 | 42569.5132 | 40805.4581 | 40971.7527 | 36514.2154 | 29274.7019 | 32476.019
NETREVENUE - Net Revenue $
MEAN | -107865.1972 | 112316.4959 | 136135.2502 | 181025.9159 | 238381.5145 | 188824.2971 | 190576.2276 | 130945.4513 | 22424.885 | 97464.0316 | 95668.0907 | 89153.0283 | 102054.3371 | 100525.4071 | 98353.6179 | 109011.1961 | 94633.3652 | 75875.4972 | 75616.1112 | 60936.6374
P5 | -300513.6632 | -188115.145 | -146643.2075 | -72980.7581 | -54093.6877 | -60474.7687 | -35994.105 | -38935.4799 | -143848.9608 | -12111.6011 | -14934.4545 | 17899.7693 | 20112.7801 | 21243.2112 | 17038.6842 | 11751.607 | 8868.1858 | 6062.3846 | 3135.4853 | -12646.8493
P95 | 225805.4444 | 562165.362 | 727326.2332 | 784000.6302 | 959444.5834 | 852002.4327 | 747966.9905 | 647712.6048 | 487775.8489 | 291863.2057 | 316768.0821 | 210124.9814 | 221627.229 | 231451.0369 | 264314.9953 | 236534.9704 | 220409.1627 | 190882.4562 | 193705.0565 | 178762.1451
STARTS - Number Starts
MEAN | 7.34 | 4.75 | 5.88 | 5.67 | 7.98 | 5.05 | 70.94 | 68.93 | 148.99 | 144.39 | 44.97 | 47.84 | 37.11 | 30.51 | 26.4 | 31.71 | 163.83 | 172.49 | 160.42 | 155.62
P5 | 3 | 2 | 2 | 2 | 1 | 1 | 53 | 48.5 | 120 | 116 | 25 | 22.5 | 13.5 | 10 | 8 | 12.5 | 133.5 | 148 | 132.5 | 137.5
P95 | 12 | 8 | 9.5 | 10.5 | 27.5 | 15 | 88.5 | 91 | 182.5 | 175 | 62.5 | 71.5 | 61.5 | 49.5 | 54 | 52 | 192.5 | 194.5 | 189 | 177
TOTALEMISSIONCOSTS - Emission Costs
MEAN | [9 empty] | 271193.9847 | 323404.4482 | 328864.9189 | 316243.8575 | 321699.9717 | 323686.7989 | 329412.4227 | 335576.3627 | 324040.817 | 315724.3865 | 314836.3236
P5 | [9 empty] | 71295.8406 | 92479.8834 | 96934.9094 | 107958.9833 | 107896.9021 | 122572.3533 | 125076.5122 | 106606.7198 | 106082.6369 | 89183.3553 | 81367.4104
P95 | [9 empty] | 584233.9863 | 684562.2155 | 600519.5681 | 617778.09 | 647629.7278 | 726352.6519 | 592930.2877 | 785461.1103 | 779870.2354 | 747071.6757 | 712025.5212
VOMCOSTS - VOM Costs
MEAN | 298957.762 | 266888.064 | 255416.6429 | 255979.1917 | 284447.0125 | 269973.209 | 282176.371 | 254796.4528 | 262362.4501 | 160725.4541 | 160045.9466 | 122165.0365 | 104867.5809 | 92466.5852 | 83465.5911 | 79974.5487 | 78310.3923 | 72534.5443 | 62693.5968 | 60412.1796
P5 | 206542.5986 | 152288.029 | 135087.1722 | 86917.3546 | 88001.7137 | 102155.9579 | 92504.5782 | 113207.2371 | 107525.851 | 49992.0191 | 36741.7439 | 32122.3087 | 29994.5606 | 27484.155 | 23009.6305 | 27181.0181 | 19883.0801 | 21051.2383 | 14034.1315 | 10289.5317
P95 | 380156.6856 | 358963.0374 | 355644.8687 | 446325.2825 | 486860.2139 | 449541.2034 | 468080.5223 | 448496.8606 | 445702.118 | 313371.9801 | 323194.8199 | 266796.7523 | 241363.4003 | 193794.8324 | 189008.6388 | 184848.7251 | 189289.4976 | 171981.9546 | 140811.3162 | 159132.4932
Simple HR 2018 Colstrip 4 must run
CAPACITYFACTOR - Net Generation Capacity Factor
MEAN | 1 | 1 | 1 | 1 | 1 | 1 | 1 | 1 | 1 | 1 | 1 | 1 | 1 | 1 | 1 | 1 | 1 | 1 | 1 | 1
P5 | 1 | 1 | 1 | 1 | 1 | 1 | 1 | 1 | 1 | 1 | 1 | 1 | 1 | 1 | 1 | 1 | 1 | 1 | 1 | 1
P95 | 1 | 1 | 1 | 1 | 1 | 1 | 1 | 1 | 1 | 1 | 1 | 1 | 1 | 1 | 1 | 1 | 1 | 1 | 1 | 1
FUELCONSUMED - Fuel Consumed
MEAN | 1276312.95 | 1454213.25 | 1445177.7 | 1229211.45 | 1456019.55 | 1458793.8 | 1278678.15 | 1454974.65 | 1442970.45 | 1253256.3 | 1453500.45 | 1446591.15 | 1269723.6 | 1443841.2 | 1446024.15 | 1243665.9 | 1451649.6 | 1458384.75 | 1265649.3 | 1455339.15
P5 | 1200420 | 1377607.5 | 1362622.5 | 1138657.5 | 1370520 | 1382670 | 1210747.5 | 1370520 | 1364850 | 1160122.5 | 1362825 | 1348447.5 | 1185840 | 1349460 | 1358370 | 1162350 | 1359787.5 | 1375177.5 | 1196167.5 | 1356547.5
P95 | 1342777.5 | 1530900 | 1526242.5 | 1299442.5 | 1535962.5 | 1531912.5 | 1339335 | 1529077.5 | 1517737.5 | 1318882.5 | 1531305 | 1529887.5 | 1337107.5 | 1526647.5 | 1522800 | 1322932.5 | 1508827.5 | 1542645 | 1331640 | 1520977.5
FUELCOST - Fuel Cost
MEAN | 1225260.432 | 1366960.455 | 1430725.923 | 1425885.282 | 1601621.505 | 1633849.056 | 1457693.091 | 1702320.3405 | 1717134.8355 | 1516440.123 | 1802340.558 | 1822704.849 | 1637943.444 | 1891431.972 | 1937672.361 | 1703822.283 | 2032309.44 | 2070906.345 | 1835191.485 | 2153901.942
P5 | 1152403.2 | 1294951.05 | 1348996.275 | 1320842.7 | 1507572 | 1548590.4 | 1380252.15 | 1603508.4 | 1624171.5 | 1403748.225 | 1689903 | 1699043.85 | 1529733.6 | 1767792.6 | 1820215.8 | 1592419.5 | 1903702.5 | 1952752.05 | 1734442.875 | 2007690.3
P95 | 1289066.4 | 1439046 | 1510980.075 | 1507353.3 | 1689558.75 | 1715742 | 1526841.9 | 1789020.675 | 1806107.625 | 1595847.825 | 1898818.2 | 1927658.25 | 1724868.675 | 1999908.225 | 2040552 | 1812417.525 | 2112358.5 | 2190555.9 | 1930878 | 2251046.7
NETPOS - Net Position (MWh)
MEAN | 94541.7 | 107719.5 | 107050.2 | 91052.7 | 107853.3 | 108058.8 | 94716.9 | 107775.9 | 106886.7 | 92833.8 | 107666.7 | 107154.9 | 94053.6 | 106951.2 | 107112.9 | 92123.4 | 107529.6 | 108028.5 | 93751.8 | 107802.9
P5 | 88920 | 102045 | 100935 | 84345 | 101520 | 102420 | 89685 | 101520 | 101100 | 85935 | 100950 | 99885 | 87840 | 99960 | 100620 | 86100 | 100725 | 101865 | 88605 | 100485
P95 | 99465 | 113400 | 113055 | 96255 | 113775 | 113475 | 99210 | 113265 | 112425 | 97695 | 113430 | 113325 | 99045 | 113085 | 112800 | 97995 | 111765 | 114270 | 98640 | 112665
NETREVENUE - Net Revenue $
MEAN | -1329632.5216 | -1318781.4634 | -1346492.8592 | -1322356.8288 | -1691630.2452 | -1828505.0695 | -1616182.1559 | -2132104.6011 | -2263452.8698 | -1549948.6702 | -1916559.5224 | -1764425.3509 | -1405580.3477 | -1659060.952 | -1623365.2569 | -1194630.3767 | -1566383.9478 | -1556080.6981 | -1120377.576 | -1414690.0871
P5 | -1636083.0385 | -1867527.5141 | -1881157.743 | -1874110.3904 | -2270428.573 | -2319979.445 | -2043726.0171 | -2494137.9683 | -2585490.3115 | -1915896.8141 | -2332041.4925 | -2115150.8969 | -1833635.6085 | -2100966.5212 | -2071921.7134 | -1625496.8107 | -2032415.4912 | -2084260.8311 | -1624797.2232 | -1996091.8198
P95 | -1009688.9482 | -716800.0734 | -679402.4804 | -754315.7655 | -1052473.9351 | -1272379.9802 | -1102958.083 | -1576400.6497 | -1817992.6807 | -1119649.6806 | -1369890.3773 | -1358531.2709 | -1051029.2062 | -1203392.9005 | -1150431.5163 | -794539.2739 | -1074217.2029 | -1073636.4492 | -603898.4657 | -803298.792
STARTS - Number Starts
MEAN | 3.1 | 2.4 | 2.39 | 3.02 | 2.36 | 2.16 | 2.68 | 2.19 | 2.61 | 2.92 | 2.39 | 2.38 | 3.07 | 2.48 | 2.26 | 2.73 | 2.35 | 2.07 | 3.08 | 2.09
P5 | 1 | 0 | 0 | 1 | 0 | 0 | 1 | 0 | 0 | 1 | 0 | 0 | 1 | 0 | 0 | 1 | 0 | 0 | 1 | 0
P95 | 6 | 5 | 4.5 | 6 | 5 | 4 | 5 | 5 | 5.5 | 5 | 5 | 5 | 5 | 5 | 5 | 5.5 | 5 | 4 | 6 | 5
VOMCOSTS - VOM Costs
MEAN | 318605.529 | 369477.885 | 374675.7 | 325058.139 | 392586.012 | 401978.736 | 358977.051 | 417092.733 | 421133.598 | 373191.876 | 441433.47 | 448979.031 | 401608.872 | 465237.72 | 475581.276 | 417319.002 | 496786.752 | 508814.235 | 450946.158 | 528234.21
P5 | 299660.4 | 350014.35 | 353272.5 | 301111.65 | 369532.8 | 381002.4 | 339906.15 | 392882.4 | 398334 | 345458.7 | 413895 | 418518.15 | 375076.8 | 434826 | 446752.8 | 390033 | 465349.5 | 479784.15 | 426190.05 | 492376.5
P95 | 335197.05 | 388962 | 395692.5 | 343630.35 | 414141 | 422127 | 376005.9 | 438335.55 | 442954.5 | 392733.9 | 465063 | 474831.75 | 422922.15 | 491919.75 | 500832 | 443917.35 | 516354.3 | 538211.7 | 474458.4 | 552058.5
Simple HR 2018 David Gates Generating Station updated HRs
CAPACITYFACTOR - Net Generation Capacity Factor
MEAN | 0.067107 | 0.083129 | 0.077242 | 0.033241 | 0.02936 | 0.021045 | 0.035417 | 0.031267 | 0.018458 | 0.02173 | 0.020789 | 0.015504 | 0.018441 | 0.017719 | 0.014186 | 0.018364 | 0.012772 | 0.010141 | 0.010376 | 0.00899
P5 | 0.047395 | 0.045475 | 0.041043 | 0.019347 | 0.017153 | 0.011357 | 0.018529 | 0.018387 | 0.008354 | 0.012364 | 0.011615 | 0.007293 | 0.009832 | 0.010581 | 0.008109 | 0.010567 | 0.005052 | 0.003903 | 0.003468 | 0.002902
P95 | 0.088947 | 0.117 | 0.11842 | 0.048691 | 0.042865 | 0.031067 | 0.055302 | 0.048508 | 0.032039 | 0.03313 | 0.037273 | 0.02599 | 0.028675 | 0.027957 | 0.024965 | 0.027042 | 0.021174 | 0.017775 | 0.019088 | 0.015617
CO2EMISSIONS - CO2 Emissions
MEAN | 43483.593 | 52405.2688 | 48053.3376 | 26727.2696 | 23715.4144 | 17052.723 | 22133.2884 | 20001.1128 | 10839.099 | 12670.766 | 11782.1203 | 7767.6784 | 10119.8126 | 9720.9371 | 6833.3126 | 10136.9977 | 5669.3199 | 4269.8846 | 4520.7852 | 4022.0454
P5 | 33160.0358 | 34164.4003 | 30001.377 | 15587.386 | 13839.74 | 9195.3455 | 13231.8815 | 12709.9163 | 5079.4265 | 7832.5846 | 7226.5882 | 3899.9122 | 5936.6918 | 6108.3621 | 3901.1981 | 6600.6107 | 2215.453 | 1732.6401 | 1402.3164 | 1237.3397
P95 | 55045.8005 | 68828.454 | 67046.3121 | 39072.77 | 34540.4205 | 25224.694 | 31540.74 | 28772.6223 | 17758.599 | 18706.8616 | 19305.4606 | 12891.0923 | 14889.3131 | 14361.548 | 11681.0442 | 14050.8648 | 9505.8214 | 7295.2641 | 9047.5845 | 8149.7297
FUELCONSUMED - Fuel Consumed
MEAN | 736970.5608 | 888186.185 | 814431.3118 | 452892.0594 | 401897.0931 | 289003.4954 | 375118.6345 | 338980.079 | 183706.1755 | 214760.7655 | 199698.4377 | 131653.1749 | 171522.2217 | 164764.0112 | 115820.8917 | 171814.6591 | 96091.896 | 72370.778 | 76623.8124 | 68169.7716
P5 | 561977.7196 | 579010.1312 | 508476.9617 | 264170.858 | 234552.22 | 155840.2615 | 224252.3315 | 215401.0496 | 86093.8453 | 132763.0605 | 122485.0883 | 66108.0258 | 100617.6222 | 103532.9792 | 66130.7226 | 111879.191 | 37545.5659 | 29363.3501 | 23769.8603 | 20968.0344
P95 | 932882.8142 | 1166562.5513 | 1136339.1358 | 661992.3597 | 585305.7341 | 427501.382 | 534571.0791 | 487629.0002 | 300975.4032 | 317085.1528 | 327221.7528 | 218490.7148 | 252369.6764 | 243417.5579 | 197997.0291 | 238136.2071 | 161116.5941 | 123664.3116 | 153355.838 | 138129.8077
FUELCOST - Fuel Cost
MEAN | 1032265.017 | 1248069.6693 | 1208236.7999 | 692396.8759 | 652587.3403 | 507848.3049 | 672314.273 | 614598.8838 | 370890.9448 | 425704.2619 | 405718.8294 | 286182.7231 | 355361.1315 | 350232.1533 | 265958.2449 | 372370.4509 | 233982.6385 | 187718.1198 | 198533.4946 | 184543.7826
P5 | 625549.6271 | 573100.4687 | 521740.2493 | 268135.4336 | 242130.5148 | 196078.7284 | 265821.7425 | 284941.3334 | 123065.994 | 188375.261 | 162856.4476 | 101399.4906 | 165037.0318 | 169698.2613 | 118489.8065 | 184642.9847 | 67688.192 | 58693.7557 | 52962.9983 | 41998.9993
P95 | 1573894.3684 | 2062445.1953 | 2189469.7029 | 1309088.3072 | 1215955.5282 | 977937.2251 | 1258977.8618 | 1151773.6999 | 763519.0986 | 748302.1102 | 843547.345 | 558343.0047 | 628721.0151 | 620302.9976 | 532192.2713 | 630697.3307 | 459941.7535 | 393057.2467 | 429362.7276 | 402315.2665
NETPOS - Net Position (MWh)
MEAN | 37596.7992 | 46624.8397 | 43047.9185 | 18550.1795 | 16441.616 | 11817.4972 | 19823.6984 | 17503.849 | 10280.0702 | 12242.7409 | 11643.5462 | 8675.6349 | 10319.7471 | 9901.216 | 7914.1828 | 10283.046 | 7153.7553 | 5687.9996 | 5810.7377 | 5009.2621
P5 | 26598.1069 | 25623.7464 | 22884.479 | 10801 | 9590 | 6371.75 | 10393 | 10281.1772 | 4651.6935 | 6921.7903 | 6482.8618 | 4083.2569 | 5470.1307 | 5922 | 4492.2485 | 5926.2208 | 2847.0157 | 2195.5926 | 1939.2575 | 1618.6352
P95 | 49854.9558 | 65840.097 | 65902.2436 | 27152.8768 | 23956.8872 | 17479 | 31131.443 | 27111.7811 | 17880.3282 | 18700.1603 | 20811.3493 | 14558.3165 | 16076.7353 | 15631.7708 | 13950.7097 | 15136.5978 | 11919.8365 | 10003.8685 | 10719.213 | 8728.1086
NETREVENUE - Net Revenue $
MEAN | -1099857.3204 | -1144613.6441 | -1031524.2221 | -757470.2321 | -728849.3456 | -516558.4384 | -511888.3623 | -523167.1103 | -213004.7646 | -314610.2803 | -278981.4473 | -100148.142 | -245159.061 | -255062.5836 | -87313.2063 | -300313.8036 | -28157.5551 | 7960.9972 | -22666.0253 | -40848.0155
P5 | -1379221.2545 | -1443929.1542 | -1351202.5559 | -1203631.4115 | -1139670.5687 | -850373.4196 | -729319.2467 | -765862.7758 | -350382.3261 | -499699.9835 | -435740.4177 | -228795.2509 | -381749.9352 | -420773.5134 | -200262.1614 | -452764.2113 | -157468.4667 | -62660.5934 | -154059.8432 | -148897.6185
P95 | -850131.9966 | -841694.3945 | -727399.8256 | -426366.4997 | -404739.7339 | -258465.4194 | -348292.9356 | -366502.7101 | -89064.9209 | -187266.9515 | -168136.7876 | -21018.9334 | -153154.8682 | -148583.072 | -13284.9925 | -180631.6192 | 53835.6273 | 68974.2357 | 62907.551 | 43600.6807
STARTS - Number Starts
MEAN | 2226.37 | 2345.13 | 2195.75 | 1855.78 | 1681.92 | 1284 | 1357.09 | 1266.87 | 717.1 | 791.04 | 704.28 | 434.59 | 592.51 | 572.19 | 347.98 | 567 | 232.56 | 166.66 | 174.28 | 159.04
P5 | 2067.5 | 2130 | 2038 | 1406.5 | 1163 | 886.5 | 913.5 | 889 | 411 | 591.5 | 511.5 | 236.5 | 434 | 418 | 208.5 | 430 | 92.5 | 78.5 | 60 | 43
P95 | 2368.5 | 2504 | 2362.5 | 2295.5 | 2250.5 | 1715.5 | 1715 | 1652.5 | 1034 | 1071.5 | 993.5 | 694.5 | 789 | 740.5 | 525 | 767.5 | 392.5 | 275.5 | 335 | 285
TOTALEMISSIONCOSTS - Emission Costs
MEAN | [9 empty] | 72970.9368 | 83544.5424 | 75217.4593 | 112859.5896 | 125791.2127 | 99521.7204 | 163883.8129 | 97720.4832 | 79036.4446 | 95931.9947 | 88179.0366
P5 | [9 empty] | 39354.0118 | 44660.5466 | 36579.8783 | 69149.5891 | 69400.2739 | 50166.0127 | 96786.7246 | 36349.258 | 30995.0137 | 27896.7556 | 28506.2749
P95 | [9 empty] | 127717.1978 | 143821.6672 | 135573.4582 | 159034.6247 | 202154.2098 | 174519.7982 | 228412.2222 | 170300.7353 | 127104.2367 | 177092.4105 | 174027.0182
VOMCOSTS - VOM Costs
MEAN | 341378.9371 | 431746.0154 | 406372.3503 | 178638.2285 | 161456.6695 | 118411.3222 | 202598.1972 | 182565.1448 | 109277.1462 | 132833.7384 | 128777.6211 | 97947.9178 | 118780.2896 | 116240.2756 | 94811.9101 | 125658.8227 | 89135.7904 | 72294.4747 | 75307.1601 | 66222.445
P5 | 241510.8102 | 237275.8917 | 216029.4816 | 104013.63 | 94173.8 | 63844.935 | 106216.46 | 107232.6779 | 49447.5023 | 75101.4252 | 71700.4512 | 46099.97 | 62961.2049 | 69524.28 | 53817.1376 | 72418.4187 | 35473.8155 | 27905.9824 | 25132.7771 | 21398.3577
P95 | 452682.9986 | 609679.2981 | 622117.1799 | 261482.2037 | 235256.6321 | 175139.58 | 318163.3474 | 282775.8765 | 190067.8889 | 202896.7396 | 230173.5237 | 164363.3937 | 185043.2231 | 183516.9896 | 167129.5025 | 184969.2251 | 148521.1624 | 127149.1681 | 138921.0006 | 115385.5957
Simple HR 2018 YELP 2015 v2
CAPACITYFACTOR - Net Generation Capacity Factor
MEAN | 1 | 1 | 1 | 1 | 1 | 1 | 1 | 1 | 1 | 1
P5 | 1 | 1 | 1 | 1 | 1 | 1 | 1 | 1 | 1 | 1
P95 | 1 | 1 | 1 | 1 | 1 | 1 | 1 | 1 | 1 | 1
NETPOS - Net Position (MWh)
MEAN | 193828.96 | 194754.56 | 193468.08 | 192903.88 | 193879.4 | 194975.04 | 193937.12 | 194259 | 193346.4 | 195608.92
P5 | 188864 | 187928 | 187980 | 187590 | 188318 | 190268 | 188136 | 188084 | 188084 | 189904
P95 | 198146 | 199342 | 197392 | 197990 | 198328 | 198978 | 198848 | 198510 | 197340 | 199368
NETREVENUE - Net Revenue $
MEAN | -16175705.1701 | -16193382.38 | -16486365.7304 | -17014022.4688 | -17672233.3923 | -19015989.1603 | -20187343.1711 | -21578786.1972 | -21402709.4024 | -20973743.7136
P5 | -16867278.4877 | -17356467.8338 | -17510774.9206 | -18098177.6063 | -18612509.8251 | -19792463.8875 | -21135980.0077 | -22431262.5107 | -22313970.4556 | -21907398.2955
P95 | -15429792.8411 | -15096598.038 | -15397375.1546 | -15598163.0664 | -16459486.795 | -17906959.2523 | -19328002.1632 | -20451048.2862 | -20486606.83 | -19814639.4087
STARTS - Number Starts
MEAN | 1.59 | 1.45 | 1.47 | 1.71 | 1.69 | 1.61 | 1.76 | 1.74 | 1.55 | 1.45
P5 | 0 | 0 | 0 | 0 | 0 | 0 | 0 | 0 | 0 | 0
P95 | 4 | 4 | 3 | 4 | 4 | 4 | 4 | 5 | 3.5 | 4
Generation Asset - Total
CAPACITYFACTOR - Net Generation Capacity Factor
MEAN | 0.40779 | 0.39927 | 0.39041 | 0.4011 | 0.35941 | 0.3053 | 0.24494 | 0.21941 | 0.2001 | 0.19213 | 0.16292 | 0.1539 | 0.15345 | 0.1515 | 0.14713 | 0.14728 | 0.14691 | 0.13866 | 0.1357 | 0.12795
P5 | 0.37422 | 0.35353 | 0.34426 | 0.3458 | 0.29908 | 0.25193 | 0.19131 | 0.17569 | 0.16231 | 0.16327 | 0.13454 | 0.13036 | 0.13181 | 0.1319 | 0.12757 | 0.12554 | 0.12777 | 0.12392 | 0.11936 | 0.11257
P95 | 0.43907 | 0.43732 | 0.43135 | 0.45541 | 0.42317 | 0.35953 | 0.30255 | 0.2725 | 0.24761 | 0.22176 | 0.20117 | 0.17568 | 0.17546 | 0.17189 | 0.17158 | 0.16444 | 0.16418 | 0.15525 | 0.1556 | 0.14538
CO2EMISSIONS - CO2 Emissions
MEAN | 254821.9541 | 236464.2727 | 221934.7407 | 356834.6689 | 429025.4446 | 457447.1298 | 456398.5931 | 403256.5715 | 353094.9875 | 309446.0839 | 321960.3256 | 298720.2399 | 299729.961 | 289161.2162 | 272696.9166 | 281224.8137 | 276890.4901 | 252943.3705 | 250226.8453 | 230252.6129
P5 | 185570.131 | 142589.7411 | 124229.2583 | 218638.5945 | 262191.599 | 286985.385 | 266918.5105 | 254456.4298 | 212050.2238 | 200899.217 | 222267.6737 | 214099.6653 | 223646.1223 | 225359.4091 | 208303.2925 | 215686.8782 | 215088.547 | 204620.7226 | 199311.9368 | 182706.287
P95 | 318939.0614 | 310142.1572 | 305987.8993 | 495220.0132 | 604913.2555 | 631717.125 | 652225.368 | 601426.6072 | 534121.162 | 424383.5595 | 459661.0133 | 382314.6551 | 389291.1146 | 374834.2589 | 374672.8391 | 353476.2624 | 346917.9171 | 315041.9246 | 327314.6935 | 290914.1432
FUELCONSUMED - Fuel Consumed
MEAN | 5387150.2109 | 5289855.9139 | 5284674.3994 | 7259934.3335 | 8384245.8848 | 9167092.1262 | 8923885.8014 | 8200536.7577 | 7550804 | 7104815.1666 | 7324534.6602 | 7278551.8875 | 7220959.9457 | 7094490.9304 | 7043089.1803 | 7009592.1991 | 6967244.0203 | 6808980.4495 | 6614777.7948 | 6304479.0621
P5 | 4732891.5628 | 4332001.5649 | 4316467.3663 | 5763193.7046 | 6500518.0451 | 7170690.955 | 6677486.4524 | 6378776.4722 | 5862271.3031 | 5828952.5981 | 6122194.562 | 6181914.0475 | 6235407.5142 | 6263824.192 | 6209845.1761 | 6090249.1474 | 6120231.3516 | 6159119.7035 | 5911753.1771 | 5629934.5959
P95 | 6042594.2896 | 6110873.1291 | 6194173.8738 | 8739318.5232 | 10470099.0614 | 11202270.4971 | 11296759.6583 | 10506972.6816 | 9655457.8832 | 8475313.5281 | 8967124.0614 | 8294615.178 | 8215055.3656 | 8017694.2166 | 8161203.0889 | 7811252.4591 | 7794741.7654 | 7553757.1635 | 7550715.6303 | 7082408.0242
FUELCOST - Fuel Cost
MEAN | 5499126.2147 | 5386639.5995 | 5638190.2058 | 9383202.9751 | 11257685.7261 | 13020686.6515 | 13349573.31 | 12472747.2167 | 11516298.7897 | 11353392.734 | 12111569.0675 | 12232802.5717 | 12594766.977 | 12667139.0499 | 12731447.7177 | 13098900.4553 | 13257720.2582 | 13178457.8903 | 13305559.3707 | 12944042.4201
P5 | 4619951.6597 | 4102320.1842 | 4275944.7818 | 6373707.0901 | 7190656.8051 | 8390736.5666 | 8021158.0502 | 8302497.1304 | 7622167.4739 | 7757921.3698 | 8422240.8997 | 8722749.7864 | 9401315.9386 | 9542557.3028 | 9398219.3729 | 9385605.3488 | 9655275.4162 | 10254260.7136 | 9935225.1504 | 9587204.0844
P95 | 6451919.0782 | 6686348.7828 | 7172138.2401 | 12985738.4267 | 16274926.2428 | 19015846.1154 | 20324553.8803 | 19477308.7983 | 17492672.6778 | 15920767.7788 | 17607216.7962 | 15626319.7749 | 16007958.0356 | 16556990.7597 | 17495397.2249 | 16420800.7048 | 17346684.0221 | 17349882.0277 | 17582671.666 | 17282163.0122
NETPOS - Net Position (MWh)
MEAN | 745626.7329 | 732048.9895 | 729709.482 | 986275.9515 | 1121677.2406 | 1155398.3235 | 1066509.9317 | 988786.7685 | 914501.6706 | 883989.5835 | 716276.3668 | 712167.1554 | 716403.5821 | 704089.352 | 694722.2255 | 695855.3176 | 696727.8025 | 670468.8354 | 657290.8304 | 620792.614
P5 | 683117.6355 | 649552.5582 | 643947.6082 | 845998.8528 | 936361.4915 | 949914.2668 | 833664.3075 | 791998.0294 | 742084.8178 | 748654.1032 | 591775.4189 | 601879.918 | 613961.4152 | 613102.3612 | 604982.1645 | 592739.2106 | 605591.1303 | 599115.809 | 578256.2148 | 547470.6054
P95 | 803412.4601 | 804376.6952 | 808468.5313 | 1119019.0785 | 1326433.749 | 1363910.6399 | 1320401.8589 | 1234060.0471 | 1134128.6528 | 1020727.528 | 885288.3998 | 811797.0993 | 819546.227 | 799910.9877 | 810497.0618 | 778643.644 | 781267.2057 | 749297.73 | 754439.7714 | 705396.1754
NETREVENUE - Net Revenue $
MEAN | -30997800.4549 | -30128334.2946 | -30915376.8626 | -31465194.7508 | -31901872.379 | -27381285.5147 | -21151624.9688 | -23338068.2647 | -24345079.4508 | -22296493.1423 | -1168697.5122 | -1024606.4012 | -514307.7369 | -347695.7617 | -458286.6821 | 155336.0134 | 101465.5162 | -621025.3943 | 37526.7298 | -353026.1
P5 | -32620567.8374 | -33193884.4184 | -34070311.1287 | -34991857.7528 | -36233597.5795 | -31380021.3583 | -24945604.2417 | -26460343.7471 | -27103814.9514 | -25229426.5485 | -3560509.0246 | -3449856.4112 | -2838101.5962 | -2607282.9578 | -2724340.5342 | -2268511.2185 | -2489205.5061 | -2894862.8688 | -2332624.3453 | -2748623.5277
P95 | -28759044.045 | -26463749.6228 | -26826395.1893 | -26780685.751 | -25776728.1881 | -21689827.7881 | -15665870.4824 | -18062376.8543 | -19552250.7548 | -18280061.8593 | 2610606.3865 | 1416554.4599 | 1948890.0296 | 2166183.0971 | 2493538.1811 | 2314447.3132 | 2676063.2888 | 1790172.5051 | 2943041.3296 | 2753468.2494
STARTS - Number Starts
MEAN | 2272.51 | 2393.4 | 2262.84 | 3520.51 | 4964.13 | 6082.92 | 7837.6 | 7590.07 | 6603 | 6925.38 | 7157.9 | 6902.68 | 7344.52 | 7280.72 | 6914.04 | 7112.05 | 7316.4 | 6811.1 | 7032.54 | 6671.86
P5 | 2086.5 | 2255 | 2136 | 3098 | 4311 | 5154 | 6630 | 6344.5 | 5541.5 | 6097.5 | 6229.5 | 5905 | 6333.5 | 6003 | 5900.5 | 6151.5 | 6089 | 5514 | 5720.5 | 5474
P95 | 2433.5 | 2543.5 | 2421.5 | 4001 | 5694.5 | 7017.5 | 8846 | 8749 | 7722 | 7823 | 8230.5 | 7918 | 8282 | 8245 | 7955.5 | 7999 | 8288 | 7644 | 8137.5 | 7685
TOTALEMISSIONCOSTS - Emission Costs
MEAN | [9 empty] | 1779990.2065 | 2285183.8726 | 2930080.9736 | 3393147.4623 | 3764308.6834 | 3995787.2137 | 4592419.8806 | 4822180.8471 | 4699776.6957 | 5326298.4863 | 5157836.6195
P5 | [9 empty] | 938744.7682 | 1291205.8127 | 1762870.0687 | 2075864.369 | 2287498.7822 | 2469753.6428 | 2985885.3427 | 3138889.4764 | 3001850.8447 | 3245852.1104 | 3243722.0239
P95 | [9 empty] | 2961329.948 | 3624886.0073 | 4140602.7686 | 4621723.6929 | 5304859.9411 | 5691740.6548 | 6262462.904 | 6706395.3515 | 6803190.3147 | 7787763.5962 | 7516464.214
VOMCOSTS - VOM Costs
MEAN | 1637153.851 | 1667801.5345 | 1679659.8178 | 1682891.6595 | 1766870.7261 | 1829114.7762 | 1907136.3244 | 1799069.4249 | 1759180.2441 | 1583460.3365 | 1623115.6835 | 1606025.7413 | 1580227.874 | 1566438.9672 | 1595299.1252 | 1597037.2316 | 1586261.2745 | 1617365.719 | 1563897.2595 | 1538694.7926
P5 | 1385456.7388 | 1273727.0597 | 1262887.4658 | 1248780.5661 | 1306136.8298 | 1381288.0346 | 1342006.6036 | 1380530.7015 | 1332310.9763 | 1248549.0236 | 1282572.0983 | 1283027.6578 | 1301481.8836 | 1321549.5892 | 1372522.788 | 1370424.1832 | 1339156.9985 | 1429068.956 | 1359659.3978 | 1349109.2398
P95 | 1882549.8315 | 1997177.8319 | 2089360.3049 | 2110885.948 | 2284536.7044 | 2304712.1112 | 2480189.8186 | 2401264.459 | 2328868.0214 | 2010482.985 | 2113999.077 | 1953788.272 | 1945807.9257 | 1857667.2166 | 1993464.6055 | 1904517.776 | 1884364.4423 | 1856617.2755 | 1860795.2152 | 1817272.3765
Hydro
IRP Black Eagle 2018
NETPOS - Net Position (MWh)
MEAN | 57040.7834 | 57192.4599 | 56760.1129 | 56782.3464 | 56982.4346 | 57116.281 | 57023.0601 | 57065.2962 | 56735.0128 | 57267.0927 | 56960.2578 | 57016.9848 | 57060.623 | 56859.6721 | 56774.4643 | 56991.3847 | 56998.5095 | 57163.6258 | 57086.7874 | 56717.7712
P5 | 52743.5277 | 53033.8711 | 52177.989 | 52528.0242 | 53026.4635 | 52320.3188 | 52932.7189 | 53370.7813 | 51775.8709 | 52948.2509 | 52532.2801 | 52942.395 | 52306.8955 | 52585.5857 | 53136.7755 | 52315.4126 | 52585.6073 | 53302.1897 | 51436.5992 | 53017.1151
P95 | 61097.7235 | 60843.7916 | 60980.4071 | 60291.521 | 60726.0926 | 61142.0114 | 61289.2754 | 60864.5249 | 60279.0432 | 61051.9001 | 60921.5498 | 60413.4034 | 60708.9999 | 60687.1849 | 61440.2634 | 61624.6362 | 60930.7599 | 60839.1028 | 61836.9125 | 60773.0473
NETREVENUE - Net Revenue $
MEAN | 531871.5142 | 685338.9381 | 697437.5715 | 656717.3609 | 623178.9864 | 570452.3822 | 512240.8724 | 461508.9376 | 402392.8582 | 603067.512 | 643541.2872 | 739424.4926 | 789233.7233 | 843742.9414 | 893054.2754 | 956723.9755 | 990515.1757 | 1026915.6153 | 1111848.572 | 1140974.5431
P5 | 366586.2348 | 418469.0861 | 421218.1879 | 390919.6002 | 356550.0878 | 324894.456 | 297083.7116 | 289693.4988 | 231190.0813 | 393981.2479 | 434150.7298 | 542455.1251 | 563856.6631 | 615019.6234 | 663980.6909 | 680739.9801 | 724152.2358 | 769837.5129 | 821540.5231 | 857229.864
P95 | 740139.2469 | 977788.4009 | 1009396.9001 | 964744.5769 | 933132.2975 | 856147.1062 | 782242.9057 | 724021.6161 | 659836.9181 | 839559.7146 | 855764.0918 | 948655.0039 | 981313.1556 | 1067556.6891 | 1141182.7036 | 1214804.1844 | 1269683.8231 | 1297379.6891 | 1443144.1001 | 1518450.4417
IRP Black Eagle 2018 Upgrade U1
NETPOS - Net Position (MWh)
MEAN | 8.6686 | 8.6709 | 3716.6272 | 3691.3536 | 3716.7824 | 3730.6589 | 3728.9011 | 3724.7658 | 3706.5228 | 3740.724 | 3711.4652 | 3718.3851 | 3729.2503 | 3718.9546 | 3701.1776 | 3720.7059 | 3724.2857 | 3734.6555 | 3720.7441 | 3710.9791
P5 | 7.8204 | 7.4405 | 3607.8529 | 3545.5208 | 3556.7167 | 3588.342 | 3589.4774 | 3561.7485 | 3588.9532 | 3584.7881 | 3573.4538 | 3599.1929 | 3597.3341 | 3586.2611 | 3604.447 | 3561.1637 | 3583.2403 | 3585.0604 | 3588.1667 | 3585.8916
P95 | 9.6973 | 9.6525 | 3801.2493 | 3797.7533 | 3807.9399 | 3812.9114 | 3809.0964 | 3813.8904 | 3790.3907 | 3829.5123 | 3814.705 | 3812.2744 | 3814.3945 | 3807.2778 | 3796.0492 | 3802.8564 | 3809.4778 | 3814.0137 | 3804.6498 | 3791.9492
NETREVENUE - Net Revenue $
MEAN | 73.8758 | 119.1907 | 47856.2182 | 44806.3919 | 42928.4147 | 39488.7829 | 35797.1497 | 32413.8246 | 28694.6206 | 41825.4808 | 44509.3576 | 50758.4732 | 54213.4304 | 57707.4299 | 60837.5177 | 65111.1847 | 67326.183 | 69813.9102 | 75243.0827 | 77612.8247
P5 | 35.0999 | 56.627 | 29380.5763 | 26176.0155 | 24677.0875 | 22961.2646 | 21419.027 | 20558.4008 | 16604.8288 | 27831.6013 | 31054.2905 | 37667.776 | 40372.6658 | 42642.3159 | 45745.0713 | 49072.8959 | 50635.7046 | 52068.8033 | 56167.7186 | 59542.2707
P95 | 114.7328 | 190.6039 | 70474.7706 | 65153.8811 | 64482.1821 | 59020.8628 | 54101.1643 | 51453.8759 | 45273.9579 | 58500.1924 | 61004.9627 | 63051.8729 | 65667.253 | 73764.1386 | 78029.9164 | 80345.8686 | 83813.8906 | 85857.6331 | 94884.3655 | 98580.3514
IRP Cochrane 2018
NETPOS - Net Position (MWh)
MEAN | 118246.8074 | 118373.6086 | 117567.077 | 117683.4156 | 118058.407 | 118234.9692 | 118011.1549 | 118349.0739 | 117587.4051 | 118655.8522 | 117995.4063 | 118243.531 | 118187.4123 | 117516.5142 | 117755.2788 | 118072.0517 | 118200.9502 | 118398.9899 | 118166.4873 | 117651.2372
P5 | 109795.9571 | 110965.7037 | 109247.0428 | 110860.725 | 110326.8799 | 109979.7147 | 110665.0989 | 111125.4716 | 110193.4813 | 109856.4957 | 110701.1659 | 108981.6718 | 110948.2469 | 109447.1618 | 110519.0703 | 110400.9469 | 110191.0034 | 111616.9868 | 109852.3624 | 110613.6043
P95 | 126404.8449 | 125344.1551 | 124742.2318 | 123677.6958 | 124484.8796 | 124781.9144 | 127183.7773 | 125210.1485 | 124032.7683 | 126116.855 | 126056.826 | 125706.781 | 125632.1886 | 124006.2044 | 126168.8918 | 125805.7018 | 125943.7194 | 126109.3515 | 126636.4256 | 125446.9408
NETREVENUE - Net Revenue $
MEAN | 1060914.102 | 1375628.723 | 1401082.4393 | 1311931.9582 | 1246804.0146 | 1136102.872 | 1012108.3009 | 909002.0592 | 785091.4045 | 1200130.3481 | 1286138.6613 | 1484320.3596 | 1584830.8856 | 1692775.4584 | 1797741.6919 | 1929179.1426 | 2001035.579 | 2069507.9315 | 2243064.4531 | 2305566.4755
P5 | 729838.275 | 830931.3225 | 863268.646 | 754015.1369 | 712736.3413 | 641696.5301 | 592458.9026 | 543157.7545 | 422726.7752 | 788959.9471 | 868491.8109 | 1105228.9607 | 1132562.0148 | 1232319.7182 | 1326568.769 | 1383817.2139 | 1515833.8696 | 1526703.1593 | 1644435.2728 | 1705787.9758
P95 | 1465062.6685 | 1993445.8151 | 2046538.5396 | 1938988.6311 | 1867383.8386 | 1748937.5838 | 1595334.0429 | 1447193.0278 | 1292266.9114 | 1669471.9641 | 1769319.7333 | 1897926.8286 | 1963970.9161 | 2168057.3908 | 2269583.8298 | 2431818.8786 | 2532544.7849 | 2628646.9217 | 2820455.4569 | 3018386.222
IRP Hauser 2018
NETPOS - Net Position (MWh)
MEAN | 54062.5544 | 54143.3134 | 53819.1128 | 53819.3905 | 54051.2456 | 54143.2362 | 54063.5633 | 54072.8402 | 53826.1912 | 54363.5446 | 54055.7341 | 54062.3152 | 54074.615 | 53899.3107 | 53827.1224 | 54055.5191 | 54069.2261 | 54166.3207 | 54069.1768 | 53811.8031
P5 | 49462.943 | 49222.2572 | 49168.0615 | 49304.3582 | 49594.7448 | 49631.0304 | 49379.696 | 50078.664 | 48556.0938 | 50329.7841 | 49118.949 | 49592.4577 | 49946.0004 | 49129.4953 | 48164.2074 | 49020.1633 | 49707.7465 | 50012.428 | 48999.138 | 49711.6404
P95 | 58130.4023 | 57618.0005 | 57518.5458 | 57409.5596 | 57701.3758 | 57702.995 | 58010.6517 | 57713.2706 | 57113.5899 | 57612.5983 | 57793.1402 | 57579.0508 | 57863.8877 | 57999.2099 | 57921.8821 | 58093.0606 | 57920.5485 | 58121.3227 | 58055.2167 | 57461.5374
NETREVENUE - Net Revenue $
MEAN | 538185.357 | 681168.2494 | 694568.1762 | 653793.7908 | 624177.8705 | 574422.0218 | 520295.5309 | 470262.4798 | 415878.1038 | 608100.8531 | 648060.4087 | 738100.3575 | 786234.6408 | 837271.8037 | 884814.5448 | 946417.1395 | 979868.7644 | 1012284.9139 | 1094406.3789 | 1126867.7505
P5 | 381580.7087 | 410332.0472 | 417015.9632 | 391885.8659 | 360207.9519 | 337762.3039 | 298475.9294 | 300658.0498 | 246451.9274 | 388803.6102 | 437076.4853 | 540928.0671 | 551773.1416 | 612473.8505 | 661230.0165 | 696309.0024 | 725653.9404 | 762659.0533 | 810388.8431 | 835282.5153
P95 | 742416.2294 | 971498.385 | 993135.7248 | 977589.3548 | 932587.983 | 858899.3295 | 795326.6559 | 742707.4276 | 677049.5402 | 848949.4245 | 853472.5595 | 936755.1452 | 978976.5883 | 1062100.1254 | 1133624.6121 | 1194940.2519 | 1246189.1396 | 1269634.4055 | 1400696.18 | 1470306.824
IRP Hauser 2018 Upgrade U2 & U5
NETPOS - Net Position (MWh)
MEAN | 20.1544 | 2787.731 | 4725.7656 | 5079.916 | 5085.3941 | 5096.3727 | 5099.3016 | 5099.5255 | 5070.0933 | 5101.565 | 5099.7732 | 5100.5207 | 5100.4789 | 5066.1122 | 5080.6538 | 5086.1254 | 5101.1503 | 5097.6133 | 5099.6434 | 5068.9043
P5 | 18.6482 | 2518.6309 | 4303.0422 | 4621.4937 | 4697.4412 | 4678.4928 | 4663.3297 | 4733.923 | 4583.5542 | 4724.7351 | 4643.1755 | 4671.2759 | 4703.1996 | 4610.9847 | 4566.111 | 4599.203 | 4677.2802 | 4689.8792 | 4610.9566 | 4640.2892
P95 | 21.9931 | 2962.9667 | 5055.5384 | 5435.0141 | 5464.3477 | 5451.7719 | 5488.6647 | 5455.77 | 5385.8176 | 5425.0257 | 5517.8848 | 5443.2318 | 5470.8765 | 5435.6868 | 5509.0066 | 5467.1031 | 5458.8955 | 5485.4082 | 5467.5344 | 5424.5967
NETREVENUE - Net Revenue $
MEAN | 174.5205 | 33365.3784 | 56312.7373 | 58041.8669 | 54892.048 | 50132.8859 | 45169.0538 | 40396.0206 | 35216.8671 | 52947.6421 | 57026.9799 | 65431.5026 | 69891.3073 | 74340.6291 | 79161.4014 | 84513.3348 | 87871.2352 | 90577.0951 | 98478.8328 | 101383.1173
P5 | 77.7313 | 20228.3973 | 35025.6372 | 33788.886 | 31688.9189 | 29106.5973 | 25447.6524 | 25166.0337 | 19617.8323 | 33345.5875 | 38704.832 | 47819.2831 | 48949.463 | 53630.2954 | 58791.8973 | 61605.3882 | 65722.919 | 67883.1775 | 72721.2735 | 75166.6844
P95 | 272.9728 | 46696.0564 | 81543.7577 | 87094.1894 | 82381.3991 | 76117.6624 | 69044.7147 | 64191.3436 | 57357.336 | 74657.6983 | 75994.6286 | 83640.1913 | 87739.3466 | 94554.5622 | 102189.2264 | 106017.6133 | 112345.9233 | 115260.2997 | 125238.6148 | 133890.6162
IRP Holter 2018
NETPOS - Net Position (MWh)
MEAN | 124170.4351 | 124403.0616 | 123680.9426 | 123897.8368 | 124076.4426 | 124568.4087 | 124416.7498 | 123994.0691 | 123752.3921 | 124886.4609 | 124372.5565 | 124195.1108 | 124050.1719 | 124005.476 | 123065.8963 | 124382.2926 | 123820.3266 | 124530.596 | 124503.3664 | 123759.9058
P5 | 64202.334 | 64788.1819 | 64151.8872 | 71298.3769 | 64668.4596 | 63336.8587 | 70825.4639 | 73970.2455 | 66179.4206 | 76048.023 | 72363.8014 | 63605.0419 | 66733.1716 | 66473.0551 | 70206.639 | 62897.9834 | 68477.2121 | 64204.6852 | 64097.9428 | 63921.3245
P95 | 177900.0467 | 175829.1348 | 170954.9722 | 176408.0486 | 180332.6241 | 183359.4875 | 182553.6627 | 183001.7745 | 178031.1206 | 179461.9377 | 180286.2356 | 175862.5871 | 189273.914 | 176205.7174 | 178746.8984 | 181697.3776 | 180884.3455 | 183744.2709 | 186993.6496 | 172595.9823
NETREVENUE - Net Revenue $
MEAN | 1176288.0999 | 1527152.5377 | 1544635.3771 | 1450476.0393 | 1382905.4725 | 1267748.0739 | 1135033.0171 | 1016931.3121 | 887705.1145 | 1336199.7856 | 1442061.2228 | 1636573.0146 | 1740939.8145 | 1867433.9369 | 1968596.6272 | 2121930.2235 | 2183938.1375 | 2263076.133 | 2445988.4543 | 2520262.8291
P5 | 622061.5127 | 612483.6989 | 774843.5714 | 700460.2103 | 737755.3906 | 585083.2449 | 509750.9198 | 525941.3151 | 424792.9623 | 716383.7729 | 752558.5631 | 816769.1768 | 835666.118 | 986008.4536 | 1117113.821 | 988839.8029 | 1186571.1476 | 1175687.7692 | 1334898.598 | 1272408.2727
P95 | 2001259.8854 | 2648597.8829 | 2450363.4131 | 2464831.6398 | 2420937.4894 | 2240746.2465 | 1902152.9289 | 1683120.3465 | 1601233.0259 | 2185392.9019 | 2316545.3446 | 2567173.832 | 2928185.005 | 2902895.9702 | 3258272.615 | 3343801.3255 | 3484426.8434 | 3442174.5633 | 3799313.213 | 4145101.8258
IRP Madison 2018
NETPOS - Net Position (MWh)
MEAN | 26766.2004 | 26831.6528 | 26652.7861 | 26651.4869 | 26752.5961 | 26818.2114 | 26766.1772 | 26771.8094 | 26649.2326 | 26926.7321 | 26744.7419 | 26762.4146 | 26770.0315 | 26704.0311 | 26656.7498 | 26755.1429 | 26753.0963 | 26835.7939 | 26773.2333 | 26648.0763
P5 | 25879.5208 | 25925.982 | 25732.2316 | 25960.5078 | 25988.3936 | 25929.1759 | 25973.9205 | 26085.4665 | 25666.6233 | 26118.0486 | 25775.5952 | 25875.0298 | 25937.8068 | 25984.233 | 25806.308 | 25848.8307 | 25924.51 | 26041.269 | 25732.4231 | 25893.4443
P95 | 27675.1664 | 27541.0664 | 27478.3803 | 27366.991 | 27517.5966 | 27546.1186 | 27671.2184 | 27451.1627 | 27325.8713 | 27699.5963 | 27506.4969 | 27480.7738 | 27479.9827 | 27478.5606 | 27590.5509 | 27633.9415 | 27553.0217 | 27640.3617 | 27531.4786 | 27411.1403
NETREVENUE - Net Revenue $
MEAN | 266210.9949 | 338049.1625 | 343897.6778 | 323715.261 | 308970.7532 | 284676.6844 | 257668.9283 | 233429.6099 | 206166.3422 | 301222.1732 | 320624.7161 | 365467.0344 | 389228.7368 | 415040.6307 | 438302.0445 | 468552.0722 | 484728.2087 | 501879.5225 | 542082.9688 | 557629.1562
P5 | 188583.0135 | 212016.6104 | 212080.0991 | 187704.7568 | 175552.4703 | 166214.608 | 152808.7986 | 148878.56 | 119493.1115 | 200967.2031 | 225153.0889 | 270743.7851 | 289591.5624 | 305041.8432 | 326608.0714 | 350107.8401 | 368705.5615 | 376892.3572 | 403252.9471 | 419411.7261
P95 | 361776.5193 | 480737.1513 | 502530.8636 | 474844.2159 | 460058.5178 | 430023.5366 | 398922.9288 | 373964.0438 | 326573.153 | 419739.8087 | 431097.6252 | 452562.3914 | 475933.7235 | 524622.2826 | 557115.3349 | 579726.2696 | 600650.0836 | 624497.9827 | 685867.6018 | 712370.0804
IRP Morony 2018
NETPOS - Net Position (MWh)
MEAN | 115586.1311 | 115833.5258 | 115119.758 | 115144.7227 | 115627.3204 | 115695.1296 | 115462.766 | 115626.5106 | 115061.704 | 116229.9878 | 115522.5683 | 115573.2623 | 115557.0039 | 115116.9234 | 115226.331 | 115623.6768 | 115577.1176 | 115875.8326 | 115553.6611 | 115093.1729
P5 | 108244.5007 | 108954.3715 | 107004.9218 | 109090.3232 | 107994.4382 | 107800.3686 | 108807.6892 | 110075.0893 | 107649.4698 | 107159.3891 | 108473.1107 | 108775.0396 | 108453.4003 | 107663.6375 | 107973.6038 | 108767.3751 | 108614.4629 | 109904.9713 | 107555.0101 | 107959.5351
P95 | 122726.9271 | 122209.7532 | 122156.2408 | 120739.3525 | 121986.4733 | 122687.8201 | 123958.3047 | 122101.1091 | 121121.1558 | 123792.6347 | 122386.4604 | 121791.6234 | 122167.1539 | 121469.5271 | 123327.1117 | 122265.1076 | 122713.3872 | 122411.7761 | 123124.1078 | 121929.9887
NETREVENUE - Net Revenue $
MEAN | 1086790.3939 | 1398306.5408 | 1423343.8449 | 1337722.5022 | 1274846.53 | 1166168.4412 | 1046923.6088 | 944669.4819 | 824940.1977 | 1233230.9968 | 1317420.8369 | 1510514.0723 | 1609636.219 | 1719746.6175 | 1822329.3376 | 1950093.2327 | 2021024.7378 | 2091756.759 | 2261428.1039 | 2323611.5067
P5 | 750771.4704 | 850764.7807 | 879236.1234 | 779520.9144 | 728926.1756 | 676677.8601 | 631337.854 | 592187.6651 | 462546.4334 | 808595.8548 | 895054.3669 | 1120339.9716 | 1169173.6872 | 1245865.9211 | 1359659.3231 | 1420519.4665 | 1551955.7046 | 1549241.436 | 1656805.7211 | 1741045.5499
P95 | 1477653.0657 | 2001952.0183 | 2070392.2478 | 1961895.6238 | 1901428.664 | 1744117.6391 | 1635798.2464 | 1497857.385 | 1342401.0922 | 1692403.6111 | 1788862.3776 | 1898512.4953 | 1990092.87 | 2169511.8428 | 2305139.2 | 2446047.3755 | 2580198.0537 | 2626377.3202 | 2851882.1322 | 3024397.216
IRP Mystic 2018
NETPOS - Net Position (MWh)
MEAN | 20999.5628 | 20969.9527 | 20835.1718 | 20900.1122 | 21001.1188 | 20968.7532 | 21019.9608 | 20995.4743 | 20824.7661 | 21120.3429 | 21012.3408 | 21030.5324 | 21069.8421 | 20803.0329 | 20911.6917 | 20962.6147 | 21024.762 | 21057.891 | 20951.6529 | 20827.5123
P5 | 20332.2705 | 20306.1408 | 20137.4133 | 20335.157 | 20479.2103 | 20391.3546 | 20369.7464 | 20484.7154 | 20215.8938 | 20425.4131 | 20456.6919 | 20368.4175 | 20459.2226 | 20224.9922 | 20253.0203 | 20345.1617 | 20404.6988 | 20564.2511 | 20309.0744 | 20152.3603
P95 | 21746.882 | 21684.4816 | 21551.2729 | 21521.4672 | 21558.7935 | 21581.8712 | 21655.2501 | 21535.6919 | 21389.7104 | 21858.9455 | 21601.1745 | 21684.5106 | 21568.3908 | 21336.3319 | 21574.4705 | 21466.1332 | 21590.0839 | 21602.1316 | 21634.0109 | 21587.3494
NETREVENUE - Net Revenue $
MEAN | 224821.0019 | 262734.1357 | 269671.8148 | 255555.3476 | 246665.8713 | 226746.2305 | 208349.8346 | 188626.9689 | 168479.0637 | 244246.8662 | 261029.5513 | 295543.0721 | 314748.717 | 332831.2889 | 351400.8137 | 377594.4331 | 390239.7571 | 402220.4963 | 432127.4922 | 444734.0543
P5 | 159763.102 | 167736.3425 | 173641.0695 | 150723.7489 | 149671.4116 | 137556.0661 | 129460.7609 | 124353.3228 | 101446.7771 | 163277.5042 | 185843.9748 | 216600.4578 | 238525.0503 | 248295.218 | 266717.7673 | 289526.6622 | 298275.1305 | 304565.3568 | 325301.3 | 329590.6064
P95 | 300087.3426 | 377060.9139 | 397329.1747 | 362794.653 | 360435.7545 | 325610.9876 | 312285.3317 | 297136.044 | 261251.3632 | 342491.6385 | 356611.6754 | 373035.6228 | 377678.5504 | 411686.2726 | 452118.8358 | 461393.7491 | 486987.4518 | 498543.0698 | 549045.6565 | 570290.7916
IRP Rainbow 2018
NETPOS - Net Position (MWh)
MEAN | 156998.1972 | 157271.8304 | 156290.1623 | 156331.9808 | 156893.6116 | 157097.5417 | 156798.1899 | 157025.3841 | 156227.5787 | 157732.8861 | 156691.2778 | 156996.2734 | 157066.8329 | 156370.1103 | 156441.1019 | 156914.6405 | 156913.0102 | 157311.7815 | 157006.0027 | 156259.5593
P5 | 148687.3243 | 149862.6082 | 148231.6467 | 150031.2157 | 148258.7615 | 150458.6105 | 150342.9762 | 150760.64 | 148224.9959 | 149477.5681 | 149528.9842 | 149461.6366 | 149430.0873 | 148774.9817 | 148935.9749 | 149008.3331 | 149792.3821 | 151544.6755 | 147788.5947 | 149176.6465
P95 | 165253.4282 | 163881.5687 | 163044.4398 | 161924.322 | 163311.7943 | 164144.8183 | 163802.1448 | 162880.9273 | 162763.0948 | 165173.7256 | 163957.2702 | 164112.2043 | 163337.273 | 162869.6441 | 164400.4524 | 163750.3236 | 163984.9859 | 163562.9079 | 164774.0155 | 164101.581
NETREVENUE - Net Revenue $
MEAN | 1452517.3942 | 1875727.751 | 1908585.4582 | 1790000.6062 | 1702672.7395 | 1555502.206 | 1394359.6715 | 1257149.0485 | 1093585.9672 | 1645401.4167 | 1757913.5322 | 2021705.3741 | 2158210.1332 | 2305052.1278 | 2443056.0921 | 2615985.084 | 2709603.9832 | 2808759.8323 | 3038193.4867 | 3124973.9327
P5 | 1005360.4376 | 1169866.8152 | 1154704.2729 | 1039315.6927 | 988678.9491 | 887561.5626 | 835832.9462 | 764694.2939 | 607173.4034 | 1085020.7103 | 1207641.5085 | 1493200.2522 | 1573067.9113 | 1679657.9611 | 1818782.7915 | 1903496.3225 | 2046760.0768 | 2082326.875 | 2257179.1491 | 2355452.1643
P95 | 2006952.8782 | 2716599.9433 | 2778031.2616 | 2640132.5664 | 2539810.6413 | 2381664.0765 | 2198660.7545 | 1990182.9292 | 1783603.4056 | 2312230.6383 | 2379908.9989 | 2560256.0151 | 2666866.0767 | 2941254.6496 | 3098173.5108 | 3279105.5929 | 3431396.2962 | 3560270.4605 | 3834823.3998 | 4067572.699
IRP Ryan 2018
NETPOS - Net Position (MWh)
MEAN | 187503.496 | 187957.0589 | 186808.2514 | 186795.3777 | 187582.711 | 187811.5667 | 187326.869 | 187634.1688 | 186722.7115 | 188486.2458 | 187409.3684 | 187590.0113 | 187648.1014 | 186952.2209 | 186931.2129 | 187521.8879 | 187531.0236 | 187969.1921 | 187629.4249 | 186712.8402
P5 | 181344.6409 | 181818.356 | 180316.0449 | 182173.3551 | 182146.523 | 181872.4063 | 182622.9795 | 183619.0581 | 180371.9848 | 182480.9318 | 182414.9579 | 182069.098 | 182020.2563 | 181596.2304 | 181369.984 | 181985.2132 | 182251.6887 | 183840.4852 | 180533.1438 | 181497.4568
P95 | 193251.9343 | 193252.6296 | 192596.56 | 191537.9016 | 192266.5835 | 193336.0002 | 193150.7156 | 192143.697 | 191736.378 | 193850.2795 | 192968.3577 | 192871.2971 | 192100.0988 | 192351.3443 | 193131.927 | 193087.1759 | 192570.5677 | 191947.6045 | 193483.5843 | 192571.8993
NETREVENUE - Net Revenue $
MEAN | 1789778.3713 | 2302019.7671 | 2339695.7257 | 2200812.0911 | 2096829.3773 | 1922619.1342 | 1732218.6224 | 1563890.1531 | 1370061.6853 | 2032236.1842 | 2172420.0154 | 2486459.3561 | 2648608.5657 | 2825606.9842 | 2991181.5587 | 3198976.7032 | 3312863.2692 | 3430017.9292 | 3707104.9465 | 3814267.0687
P5 | 1254285.8475 | 1444491.5128 | 1429632.2153 | 1277157.7809 | 1200618.2195 | 1108934.3587 | 1047887.0666 | 985295.2261 | 784297.1214 | 1348215.1009 | 1496172.245 | 1832261.3844 | 1973012.1117 | 2055622.3682 | 2239729.1223 | 2378589.961 | 2521945.9075 | 2548241.6243 | 2769071.7002 | 2862631.4701
P95 | 2455857.1836 | 3291077.0395 | 3421913.6235 | 3238380.005 | 3127695.827 | 2922767.2876 | 2702808.2193 | 2487083.2158 | 2193809.756 | 2836395.717 | 2978246.5953 | 3139366.4638 | 3238065.267 | 3589023.7646 | 3828740.7706 | 3982945.781 | 4132217.6074 | 4299796.8374 | 4687162.2114 | 4919566.5096
IRP Thompson 2018
NETPOS - Net Position (MWh)
MEAN | 219863.3899 | 220321.3745 | 218611.8112 | 219200.9667 | 220069.2219 | 220146.3253 | 219585.4596 | 219916.8894 | 218590.4121 | 221069.3756 | 219805.8998 | 219712.8616 | 219893.7392 | 218686.5596 | 219302.0496 | 220145.1602 | 219981.9577 | 220264.7713 | 219810.6247 | 218515.8287
P5 | 202314.2947 | 203967.1453 | 199073.9283 | 203644.1048 | 205610.7411 | 204535.9124 | 204111.1001 | 206144.2101 | 201741.194 | 205615.9416 | 203721.0131 | 205859.2166 | 205154.1673 | 203303.1986 | 203554.8836 | 202849.6185 | 204956.4755 | 207573.9366 | 199670.1466 | 204819.6862
P95 | 235459.5602 | 235442.2399 | 236152.591 | 231403.6919 | 235100.289 | 234453.4369 | 237597.0323 | 234356.9508 | 233102.5838 | 235363.095 | 234126.5285 | 232228.1771 | 233594.7093 | 234209.7143 | 238004.1464 | 234818.236 | 233484.527 | 234406.5378 | 237034.7427 | 234347.386
NETREVENUE - Net Revenue $
MEAN | 1941213.3703 | 2569360.7728 | 2612476.8997 | 2451081.352 | 2331466.8476 | 2118147.5791 | 1890233.6028 | 1693908.5732 | 1462918.4416 | 2242218.3343 | 2392477.5032 | 2758215.933 | 2947696.0895 | 3150227.8405 | 3350189.5585 | 3595395.1348 | 3723681.649 | 3851385.3029 | 4177126.0376 | 4277081.4079
P5 | 1308201.8638 | 1540310.6803 | 1580415.1764 | 1449164.2181 | 1333913.7877 | 1177101.5957 | 1082625.5917 | 1021496.8828 | 809441.3788 | 1433487.1424 | 1570141.3682 | 2016065.4082 | 2089819.5562 | 2310790.0375 | 2487023.776 | 2551414.4716 | 2753137.0656 | 2844527.9036 | 3011509.98 | 3186875.5954
P95 | 2718729.1703 | 3706842.3239 | 3818026.8329 | 3552355.8188 | 3538863.5586 | 3251669.953 | 2945318.7293 | 2664784.4126 | 2476786.6583 | 3142959.2974 | 3207412.8768 | 3560022.294 | 3679239.8734 | 4047368.9219 | 4344206.6255 | 4604550.8945 | 4825194.1666 | 4829050.5295 | 5405862.8096 | 5689154.4823
Hydro - Total
NETPOS - Net Position (MWh)
MEAN | 1081266.3807 | 1086094.2406 | 1084587.5789 | 1085978.9059 | 1089897.2861 | 1091427.4547 | 1089302.1534 | 1090275.8074 | 1084754.0222 | 1095580.8098 | 1089381.39 | 1090002.2032 | 1090208.1025 | 1085698.9182 | 1085673.7302 | 1090231.2026 | 1089695.416 | 1092407.0636 | 1090370.805 | 1084777.5904
P5 | 973179.7046 | 982688.3012 | 980463.3536 | 992289.0639 | 995523.296 | 985322.3014 | 990772.5534 | 999916.4324 | 971136.4196 | 1002771.5804 | 984692.5318 | 993335.3158 | 987611.4761 | 989927.9927 | 987084.8969 | 978015.0779 | 1002421.207 | 998548.1154 | 965503.8924 | 982054.4698
P95 | 1186217.0965 | 1177442.0041 | 1175110.5705 | 1177098.0882 | 1181321.3805 | 1190677.694 | 1200792.8796 | 1189857.9388 | 1173126.0111 | 1188288.2216 | 1195542.774 | 1179986.9207 | 1188657.1299 | 1182101.6253 | 1187603.2543 | 1183347.7181 | 1192070.3397 | 1194949.4311 | 1202158.6831 | 1182776.427
NETREVENUE - Net Revenue $
MEAN | 10068838.996 | 13048971.1473 | 13339563.9406 | 12534654.5683 | 11936338.9257 | 10912207.2941 | 9790398.1931 | 8812188.4694 | 7681130.6664 | 11540827.5932 | 12343224.0726 | 14152513.0422 | 15093472.2631 | 16121777.6891 | 17080665.4634 | 18310471.6606 | 18952696.6799 | 19618195.4412 | 21227092.8096 | 21814964.6666
P5 | 7097978.4866 | 7736099.6052 | 7974250.2624 | 7335034.7359 | 6958633.8997 | 6384037.1641 | 5685234.647 | 5440675.9292 | 4374221.0468 | 7354890.5988 | 8396249.5971 | 10391360.476 | 10715046.6849 | 11617841.3472 | 12621178.4214 | 13165589.1943 | 14082249.8158 | 14545524.075 | 15387503.126 | 16341255.9771
P95 | 13924165.0371 | 19019136.3394 | 19260037.203 | 18494562.9428 | 18215548.5864 | 16750346.2321 | 15050769.5999 | 13646146.0355 | 12686111.5863 | 15851948.9614 | 16536722.4849 | 18546911.9975 | 18603815.8121 | 20642774.2743 | 22229226.6253 | 23410235.3477 | 24627581.3135 | 24764073.5993 | 27255332.1482 | 28952140.5055
Load
NWE Load 2018 incl DSM and NEM main - with EPD
NETPOS - Net Position (MWh)
MEAN | -2444003.885 | -2440075.5536 | -2436170.0063 | -2439122.528 | -2468987.3777 | -2465969.6153 | -2483297.6921 | -2490180.7961 | -2489028.3446 | -2519515.404 | -2522466.7901 | -2535676.5628 | -2545681.407 | -2535039.8665 | -2559072.1313 | -2587570.4115 | -2600366.2259 | -2601468.0039 | -2640070.8706 | -2650661.0329
P5 | -2475819.07 | -2476619.455 | -2468524.945 | -2481587.8 | -2506395.805 | -2500491.83 | -2524625.485 | -2534425.46 | -2528264.42 | -2558095.38 | -2559192.75 | -2573304.175 | -2590871.625 | -2566916.785 | -2605014.865 | -2630035.68 | -2634503.975 | -2653206.765 | -2677936.525 | -2689622.125
P95 | -2413246.83 | -2406223.53 | -2406551.56 | -2402353.91 | -2436398.255 | -2436524.685 | -2449587.285 | -2450968.54 | -2457261.555 | -2483507.74 | -2490295.03 | -2502393.985 | -2509248.325 | -2494072.86 | -2518589.98 | -2545235.405 | -2563316.88 | -2563237.26 | -2600528.575 | -2615006.905
NETREVENUE - Net Revenue $
MEAN | -40659436.7384 | -46762594.3646 | -47714001.8024 | -48386066.922 | -50250613.1334 | -47946338.3813 | -45857630.1546 | -43682108.3908 | -41264913.7372 | -50575027.5576 | -52776976.1165 | -57290270.9877 | -59761556.6266 | -62086632.12 | -64806165.4389 | -68500798.745 | -70356403.9302 | -71839322.634 | -77057087.2657 | -79188766.2738
P5 | -49060163.2401 | -60065483.8771 | -63563100.3519 | -62785119.5679 | -65226155.3833 | -62527154.8771 | -58493375.1249 | -57473674.2247 | -52644116.6015 | -62981058.528 | -64990545.0086 | -66574495.4617 | -67384696.9454 | -73483246.4872 | -77074445.2202 | -78950549.3075 | -81614454.5181 | -84061680.0657 | -92304549.1629 | -95808836.9587
P95 | -33244049.4359 | -34849207.6919 | -35126348.9327 | -36048492.7195 | -37848115.2809 | -36718145.1875 | -35583732.1215 | -35011969.8731 | -33225868.8018 | -40898504.756 | -43380408.0486 | -47426696.0472 | -49956996.1521 | -50660796.3018 | -54072940.7064 | -57291069.9216 | -59067960.2727 | -58370841.1464 | -62949052.1876 | -65744552.3153
Load - Total
NETPOS - Net Position (MWh)
MEAN | -2444003.885 | -2440075.5536 | -2436170.0063 | -2439122.528 | -2468987.3777 | -2465969.6153 | -2483297.6921 | -2490180.7961 | -2489028.3446 | -2519515.404 | -2522466.7901 | -2535676.5628 | -2545681.407 | -2535039.8665 | -2559072.1313 | -2587570.4115 | -2600366.2259 | -2601468.0039 | -2640070.8706 | -2650661.0329
P5 | -2475819.07 | -2476619.455 | -2468524.945 | -2481587.8 | -2506395.805 | -2500491.83 | -2524625.485 | -2534425.46 | -2528264.42 | -2558095.38 | -2559192.75 | -2573304.175 | -2590871.625 | -2566916.785 | -2605014.865 | -2630035.68 | -2634503.975 | -2653206.765 | -2677936.525 | -2689622.125
P95 | -2413246.83 | -2406223.53 | -2406551.56 | -2402353.91 | -2436398.255 | -2436524.685 | -2449587.285 | -2450968.54 | -2457261.555 | -2483507.74 | -2490295.03 | -2502393.985 | -2509248.325 | -2494072.86 | -2518589.98 | -2545235.405 | -2563316.88 | -2563237.26 | -2600528.575 | -2615006.905
NETREVENUE - Net Revenue $
MEAN | -40659436.7384 | -46762594.3646 | -47714001.8024 | -48386066.922 | -50250613.1334 | -47946338.3813 | -45857630.1546 | -43682108.3908 | -41264913.7372 | -50575027.5576 | -52776976.1165 | -57290270.9877 | -59761556.6266 | -62086632.12 | -64806165.4389 | -68500798.745 | -70356403.9302 | -71839322.634 | -77057087.2657 | -79188766.2738
P5 | -49060163.2401 | -60065483.8771 | -63563100.3519 | -62785119.5679 | -65226155.3833 | -62527154.8771 | -58493375.1249 | -57473674.2247 | -52644116.6015 | -62981058.528 | -64990545.0086 | -66574495.4617 | -67384696.9454 | -73483246.4872 | -77074445.2202 | -78950549.3075 | -81614454.5181 | -84061680.0657 | -92304549.1629 | -95808836.9587
P95 | -33244049.4359 | -34849207.6919 | -35126348.9327 | -36048492.7195 | -37848115.2809 | -36718145.1875 | -35583732.1215 | -35011969.8731 | -33225868.8018 | -40898504.756 | -43380408.0486 | -47426696.0472 | -49956996.1521 | -50660796.3018 | -54072940.7064 | -57291069.9216 | -59067960.2727 | -58370841.1464 | -62949052.1876 | -65744552.3153
Physical Instrument
2018 Small QF - Aggregated Hydro Esc
NETPOS - Net Position (MWh)
MEAN | 42285.8826 | 42265.4199 | 41911.6185 | 42248.8615 | 42288.0334 | 32149.4219 | 19156.6102 | 19053.6806 | 18828.6831 | 19038.3123 | 19095.3443 | 19052.4913 | 19156.6102 | 2900.365
P5 | 42285.8826 | 42265.4199 | 41911.6185 | 42248.8615 | 42288.0334 | 32149.4219 | 19156.6102 | 19053.6806 | 18828.6831 | 19038.3123 | 19095.3443 | 19052.4913 | 19156.6102 | 2900.365
P95 | 42285.8826 | 42265.4199 | 41911.6185 | 42248.8615 | 42288.0334 | 32149.4219 | 19156.6102 | 19053.6806 | 18828.6831 | 19038.3123 | 19095.3443 | 19052.4913 | 19156.6102 | 2900.365
NETREVENUE - Net Revenue $
MEAN | -2570577.801 | -2479581.936 | -2447518.3288 | -2492863.1677 | -2526883.5337 | -1998075.4475 | -1206999.5758 | -1217576.9017 | -1222683.9969 | -1172021.5189 | -1160080.046 | -1128340.7715 | -1117466.5147 | -180278.9643
P5 | -2685506.2715 | -2654530.4825 | -2621710.0539 | -2680771.6571 | -2711679.5363 | -2109913.1379 | -1261495.4062 | -1262367.5026 | -1261248.7472 | -1225194.3545 | -1212226.1303 | -1183163.9717 | -1173735.9411 | -188519.0014
P95 | -2438220.4196 | -2272509.0866 | -2221554.5607 | -2304058.5436 | -2323568.7245 | -1856842.5564 | -1146617.5126 | -1150377.71 | -1173908.658 | -1098471.8882 | -1094911.5443 | -1069192.7003 | -1062525.8217 | -172508.8364
2018 Small QF - Aggregated Hydro Fixed
NETPOS - Net Position (MWh)
MEAN | 3005.5614 | 2901.0948 | 2531.4131 | 2540.015 | 2541.9723 | 2544.5425 | 2547.8321 | 2546.1998 | 2531.4131 | 2547.277 | 2545.5216 | 2545.2159 | 2547.8321 | 2529.4752 | 2540.015 | 2444.2245 | 2356.9569 | 2358.4725 | 113.473
P5 | 3005.5614 | 2901.0948 | 2531.4131 | 2540.015 | 2541.9723 | 2544.5425 | 2547.8321 | 2546.1998 | 2531.4131 | 2547.277 | 2545.5216 | 2545.2159 | 2547.8321 | 2529.4752 | 2540.015 | 2444.2245 | 2356.9569 | 2358.4725 | 113.473
P95 | 3005.5614 | 2901.0948 | 2531.4131 | 2540.015 | 2541.9723 | 2544.5425 | 2547.8321 | 2546.1998 | 2531.4131 | 2547.277 | 2545.5216 | 2545.2159 | 2547.8321 | 2529.4752 | 2540.015 | 2444.2245 | 2356.9569 | 2358.4725 | 113.473
NETREVENUE - Net Revenue $
MEAN | -157064.0104 | -145062.0487 | -125908.4715 | -128047.4467 | -130117.1659 | -132363.5753 | -135118.9182 | -137397.6091 | -139067.3095 | -131568.8624 | -129323.7402 | -124896.6423 | -122929.6703 | -119576.1676 | -117957.9352 | -111098.5041 | -105747.5819 | -104385.945 | -5441.5906
P5 | -165112.5403 | -157066.6953 | -136473.6206 | -139322.6766 | -141299.3393 | -141532.788 | -143638.045 | -144339.0404 | -145637.9818 | -139621.4653 | -137226.8151 | -133082.4178 | -131268.7663 | -129187.8414 | -127826.4471 | -120790.8023 | -115416.3891 | -115012.7572 | -6269.7428
P95 | -147756.1957 | -130974.547 | -112482.8462 | -116591.9949 | -117736.4236 | -121636.7426 | -125048.518 | -125752.1189 | -130150.8284 | -121513.2817 | -119492.6632 | -117058.0811 | -115470.007 | -110267.0503 | -107699.0816 | -101933.2322 | -96021.2862 | -95240.6663 | -4452.8885
2018 Small QF - Aggregated Hydro Index
NETPOS - Net Position (MWh)
MEAN | 576.3671 | 576.7627 | 573.1266 | 209.7873
P5 | 576.3671 | 576.7627 | 573.1266 | 209.7873
P95 | 576.3671 | 576.7627 | 573.1266 | 209.7873
NETREVENUE - Net Revenue $
MEAN | -5880.5027 | -5777.4776 | -5771.1371 | -1996.8891
P5 | -7347.159 | -8041.3558 | -8031.4251 | -2938.1407
P95 | -4180.1858 | -3124.7718 | -2915.4011 | -832.6807
2018 Small QF - Aggregated Wind Fixed
NETPOS - Net Position (MWh)
MEAN | 13117.2031 | 13101.2922 | 13072.5383 | 13034.103 | 13123.8658 | 13108.6284 | 8176.9863 | 2339.9749 | 2332.4948 | 2350.5312 | 2337.1002 | 2341.5604 | 2340.3501 | 2328.1365 | 2325.4481 | 2338.5313 | 2337.1002 | 2338.8218 | 2339.9749 | 2332.4948
P5 | 13117.2031 | 13101.2922 | 13072.5383 | 13034.103 | 13123.8658 | 13108.6284 | 8176.9863 | 2339.9749 | 2332.4948 | 2350.5312 | 2337.1002 | 2341.5604 | 2340.3501 | 2328.1365 | 2325.4481 | 2338.5313 | 2337.1002 | 2338.8218 | 2339.9749 | 2332.4948
P95 | 13117.2031 | 13101.2922 | 13072.5383 | 13034.103 | 13123.8658 | 13108.6284 | 8176.9863 | 2339.9749 | 2332.4948 | 2350.5312 | 2337.1002 | 2341.5604 | 2340.3501 | 2328.1365 | 2325.4481 | 2338.5313 | 2337.1002 | 2338.8218 | 2339.9749 | 2332.4948
NETREVENUE - Net Revenue $
MEAN | -544745.9856 | -505441.4753 | -500387.3027 | -508441.3893 | -519729.8761 | -531597.0413 | -356941.4646 | -98843.9714 | -100808.0733 | -93466.0262 | -90930.2347 | -87130.6414 | -84907.5462 | -82186.3144 | -79864.6491 | -77786.5245 | -76263.4385 | -74851.0562 | -71197.3185 | -69305.866
P5 | -583221.513 | -569655.1545 | -570589.365 | -578419.5516 | -590555.2476 | -590694.3262 | -390116.5788 | -107169.4532 | -109056.0286 | -102744.7294 | -100113.8018 | -96165.975 | -94554.4945 | -92290.4658 | -90140.1434 | -88131.7729 | -87036.1977 | -85930.6757 | -83879.6163 | -81375.6978
P95 | -496395.7955 | -433998.724 | -416420.4571 | -429843.2596 | -438126.4072 | -458925.1626 | -309285.3156 | -85769.766 | -89006.3091 | -81827.6632 | -79813.559 | -78435.7845 | -77207.0331 | -72457.9911 | -68500.201 | -69028.1763 | -65771.2296 | -64721.2654 | -57744.9081 | -54389.8204
2018 Small QF - Aggregated Wind Index
NETPOS - Net Position (MWh)
MEAN | 4596.2179 | 4612.8058 | 4579.4642 | 4604.2814 | 4606.1022 | 4594.1555 | 4617.699 | 4614.8682 | 4579.4642 | 4622.1473 | 4606.9523 | 4596.2179 | 4617.699 | 4573.731 | 4604.2814 | 4606.1022 | 4606.9523 | 4615.6366 | 4614.8682 | 4579.4642
P5 | 4596.2179 | 4612.8058 | 4579.4642 | 4604.2814 | 4606.1022 | 4594.1555 | 4617.699 | 4614.8682 | 4579.4642 | 4622.1473 | 4606.9523 | 4596.2179 | 4617.699 | 4573.731 | 4604.2814 | 4606.1022 | 4606.9523 | 4615.6366 | 4614.8682 | 4579.4642
P95 | 4596.2179 | 4612.8058 | 4579.4642 | 4604.2814 | 4606.1022 | 4594.1555 | 4617.699 | 4614.8682 | 4579.4642 | 4622.1473 | 4606.9523 | 4596.2179 | 4617.699 | 4573.731 | 4604.2814 | 4606.1022 | 4606.9523 | 4615.6366 | 4614.8682 | 4579.4642
NETREVENUE - Net Revenue $
MEAN | -241544.1933 | -232335.0681 | -229336.5437 | -234051.2303 | -237099.4454 | -241000.2848 | -246671.3236 | -250868.009 | -253500.6708 | -240148.973 | -235721.0241 | -227752.0521 | -224725.7634 | -218262.3009 | -215700.608 | -214408.5397 | -215227.5006 | -216543.1832 | -212964.9004 | -211786.9941
P5 | -254437.1685 | -252397.716 | -249981.7574 | -255656.2996 | -258278.0591 | -258849.58 | -262834.3783 | -264253.8605 | -266954.3593 | -256292.9917 | -250993.1839 | -243528.4821 | -240746.6166 | -236470.9945 | -234401.7819 | -233286.4106 | -234809.6732 | -237665.0334 | -235221.8841 | -234309.9143
P95 | -226797.323 | -208555.5413 | -202798.7353 | -211298.8965 | -212584.6005 | -219424.3493 | -226356.3929 | -228651.2087 | -235659.3546 | -220141.0516 | -217142.5286 | -213080.0125 | -210899.8347 | -200484.4525 | -195795.5319 | -196923.2552 | -195666.4286 | -197652.2059 | -188453.8784 | -186100.5437
Physical Instrument - Total
NETPOS - Net Position (MWh)
MEAN | 63581.2321 | 63457.3753 | 62668.1606 | 62637.0482 | 62559.9736 | 52396.7482 | 34499.1276 | 28554.7235 | 28272.0552 | 28558.2677 | 28584.9185 | 28535.4855 | 28662.4914 | 12331.7077 | 9469.7445 | 9388.858 | 9301.0094 | 9312.9309 | 7068.3161 | 6911.9589
P5 | 63581.2321 | 63457.3753 | 62668.1606 | 62637.0482 | 62559.9736 | 52396.7482 | 34499.1276 | 28554.7235 | 28272.0552 | 28558.2677 | 28584.9185 | 28535.4855 | 28662.4914 | 12331.7077 | 9469.7445 | 9388.858 | 9301.0094 | 9312.9309 | 7068.3161 | 6911.9589
P95 | 63581.2321 | 63457.3753 | 62668.1606 | 62637.0482 | 62559.9736 | 52396.7482 | 34499.1276 | 28554.7235 | 28272.0552 | 28558.2677 | 28584.9185 | 28535.4855 | 28662.4914 | 12331.7077 | 9469.7445 | 9388.858 | 9301.0094 | 9312.9309 | 7068.3161 | 6911.9589
NETREVENUE - Net Revenue $
MEAN | -3519812.4931 | -3368198.0058 | -3308921.7839 | -3365400.1231 | -3413830.0211 | -2903036.3489 | -1945731.2822 | -1704686.4912 | -1716060.0504 | -1637205.3804 | -1616055.0449 | -1568120.1073 | -1550029.4946 | -600303.7472 | -413523.1923 | -403293.5684 | -397238.521 | -395780.1844 | -289603.8095 | -281092.8601
P5 | -3695593.0056 | -3639637.2488 | -3586603.4113 | -3657032.5393 | -3701812.1823 | -3100591.4467 | -2057287.2031 | -1779133.7414 | -1782647.2061 | -1724413.7587 | -1699756.4001 | -1655075.7181 | -1638208.3391 | -645539.2782 | -452268.0016 | -441856.6695 | -437068.527 | -439045.8561 | -325512.1005 | -315074.0465
P95 | -3313522.2273 | -3046964.8826 | -2959001.223 | -3064622.5686 | -3086854.8688 | -2660475.2066 | -1812943.7598 | -1587753.6556 | -1627016.6692 | -1523467.1602 | -1510325.7225 | -1480974.618 | -1466749.7009 | -554261.3189 | -372026.0799 | -367705.2498 | -357774.5 | -357665.2425 | -250445.4041 | -241275.9983
Transmission Line
NETREVENUE - Net Revenue $
MEAN | -4282019.0666 | -3470250.8054 | -3629109.9855 | -1267107.5857 | -891235.6228 | -989522.0711 | -1628045.678 | -1779160.0064 | -2476029.3455 | -3899185.8319 | -5818364.3778 | -6758367.3699 | -7286591.8387 | -7757193.0127 | -8675513.8431 | -10170693.6492 | -12563943.649 | -13627406.4733 | -15981662.6728 | -17536858.9979
P5 | -5553202.0011 | -4527420.3596 | -4767757.0922 | -1847739.5572 | -1244360.3136 | -1439107.1263 | -2218136.5118 | -2281707.6817 | -3052476.6204 | -4848747.032 | -7311267.4777 | -8297529.1866 | -9108841.1125 | -10170461.6975 | -10693181.5153 | -12293000.1053 | -15472817.0616 | -16517342.1493 | -19547322.2152 | -21457301.041
P95 | -3372267.5881 | -2627867.2423 | -2568374.2401 | -879793.268 | -508353.8717 | -594548.1435 | -1103053.5345 | -1246230.6153 | -1837060.0321 | -3026157.6213 | -4456827.0861 | -5344855.089 | -5703803.4407 | -6213173.0446 | -6694061.5584 | -8360699.9981 | -9975022.8272 | -11079391.9702 | -12975334.7777 | -14309588.6985
Wind Asset
15929: New 2041JAN IRP Wind - GF #1
NETPOS - Net Position (MWh)
MEAN
P5
P95
NETREVENUE - Net Revenue $
MEAN |  | -124.298 | -128.0494 | -132.7725 | -142.294 | -147.4923 | -152.8551 | -158.1045 | -163.2105 | -170.2855 | -174.4656 | -178.6823 | -183.9532 | -187.8113 | -193.1237 | -199.2116 | -204.5096 | -210.1765 | -216.0761 | -220.9377
P5 |  | -124.298 | -128.0494 | -132.7725 | -142.294 | -147.4923 | -152.8551 | -158.1045 | -163.2105 | -170.2855 | -174.4656 | -178.6823 | -183.9532 | -187.8113 | -193.1237 | -199.2116 | -204.5096 | -210.1765 | -216.0761 | -220.9377
P95 |  | -124.298 | -128.0494 | -132.7725 | -142.294 | -147.4923 | -152.8551 | -158.1045 | -163.2105 | -170.2855 | -174.4656 | -178.6823 | -183.9532 | -187.8113 | -193.1237 | -199.2116 | -204.5096 | -210.1765 | -216.0761 | -220.9377
15929: New 2042JAN IRP Wind - GF #1
NETPOS - Net Position (MWh)
MEAN
P5
P95
NETREVENUE - Net Revenue $
MEAN |  | -124.298 | -128.0494 | -132.7725 | -142.294 | -147.4923 | -152.8551 | -158.1045 | -163.2105 | -170.2855 | -174.4656 | -178.6823 | -183.9532 | -187.8113 | -193.1237 | -199.2116 | -204.5096 | -210.1765 | -216.0761 | -220.9377
P5 |  | -124.298 | -128.0494 | -132.7725 | -142.294 | -147.4923 | -152.8551 | -158.1045 | -163.2105 | -170.2855 | -174.4656 | -178.6823 | -183.9532 | -187.8113 | -193.1237 | -199.2116 | -204.5096 | -210.1765 | -216.0761 | -220.9377
P95 |  | -124.298 | -128.0494 | -132.7725 | -142.294 | -147.4923 | -152.8551 | -158.1045 | -163.2105 | -170.2855 | -174.4656 | -178.6823 | -183.9532 | -187.8113 | -193.1237 | -199.2116 | -204.5096 | -210.1765 | -216.0761 | -220.9377
15929: New 2042JAN IRP Wind - GF #2
NETPOS - Net Position (MWh)
MEAN
P5
P95
NETREVENUE - Net Revenue $
MEAN |  | -124.298 | -128.0494 | -132.7725 | -142.294 | -147.4923 | -152.8551 | -158.1045 | -163.2105 | -170.2855 | -174.4656 | -178.6823 | -183.9532 | -187.8113 | -193.1237 | -199.2116 | -204.5096 | -210.1765 | -216.0761 | -220.9377
P5 |  | -124.298 | -128.0494 | -132.7725 | -142.294 | -147.4923 | -152.8551 | -158.1045 | -163.2105 | -170.2855 | -174.4656 | -178.6823 | -183.9532 | -187.8113 | -193.1237 | -199.2116 | -204.5096 | -210.1765 | -216.0761 | -220.9377
P95 |  | -124.298 | -128.0494 | -132.7725 | -142.294 | -147.4923 | -152.8551 | -158.1045 | -163.2105 | -170.2855 | -174.4656 | -178.6823 | -183.9532 | -187.8113 | -193.1237 | -199.2116 | -204.5096 | -210.1765 | -216.0761 | -220.9377
15929: New 2045JAN IRP Wind - GF #1
NETPOS - Net Position (MWh)
MEAN
P5
P95
NETREVENUE - Net Revenue $
MEAN |  | -124.298 | -128.0494 | -132.7725 | -142.294 | -147.4923 | -152.8551 | -158.1045 | -163.2105 | -170.2855 | -174.4656 | -178.6823 | -183.9532 | -187.8113 | -193.1237 | -199.2116 | -204.5096 | -210.1765 | -216.0761 | -220.9377
P5 |  | -124.298 | -128.0494 | -132.7725 | -142.294 | -147.4923 | -152.8551 | -158.1045 | -163.2105 | -170.2855 | -174.4656 | -178.6823 | -183.9532 | -187.8113 | -193.1237 | -199.2116 | -204.5096 | -210.1765 | -216.0761 | -220.9377
P95 |  | -124.298 | -128.0494 | -132.7725 | -142.294 | -147.4923 | -152.8551 | -158.1045 | -163.2105 | -170.2855 | -174.4656 | -178.6823 | -183.9532 | -187.8113 | -193.1237 | -199.2116 | -204.5096 | -210.1765 | -216.0761 | -220.9377
15929: New 2045JAN IRP Wind - GF #2
NETPOS - Net Position (MWh)
MEAN
P5
P95
NETREVENUE - Net Revenue $
MEAN |  | -124.298 | -128.0494 | -132.7725 | -142.294 | -147.4923 | -152.8551 | -158.1045 | -163.2105 | -170.2855 | -174.4656 | -178.6823 | -183.9532 | -187.8113 | -193.1237 | -199.2116 | -204.5096 | -210.1765 | -216.0761 | -220.9377
P5 |  | -124.298 | -128.0494 | -132.7725 | -142.294 | -147.4923 | -152.8551 | -158.1045 | -163.2105 | -170.2855 | -174.4656 | -178.6823 | -183.9532 | -187.8113 | -193.1237 | -199.2116 | -204.5096 | -210.1765 | -216.0761 | -220.9377
P95 |  | -124.298 | -128.0494 | -132.7725 | -142.294 | -147.4923 | -152.8551 | -158.1045 | -163.2105 | -170.2855 | -174.4656 | -178.6823 | -183.9532 | -187.8113 | -193.1237 | -199.2116 | -204.5096 | -210.1765 | -216.0761 | -220.9377
IRP 2018 71 Ranch Wind
NETPOS - Net Position (MWh)
MEAN | 4950.395 | 4947.8239 | 4922.6209 | 4886.7561 | 4904.7132 | 4964.9544 | 4918.0774 | 4920.6824 | 4924.5656 | 4976.1618 | 4931.2482 | 4913.1189 | 4933.8104 | 4936.4468 | 4913.8922 | 4919.3146 | 4918.3049 | 4939.3365 | 4912.055 | 4917.133
P5 | 4558.2693 | 4563.2284 | 4562.91 | 4540.9216 | 4555.0934 | 4602.6852 | 4587.6857 | 4560.6443 | 4612.0425 | 4607.0644 | 4510.9402 | 4562.1297 | 4529.0485 | 4567.8184 | 4568.3127 | 4573.2636 | 4527.6596 | 4639.2422 | 4535.2647 | 4536.5999
P95 | 5348.6138 | 5257.6516 | 5240.1147 | 5208.8472 | 5309.7032 | 5336.6107 | 5251.2877 | 5251.646 | 5246.4469 | 5305.9266 | 5284.1815 | 5402.8546 | 5355.3523 | 5244.7113 | 5247.9203 | 5299.6356 | 5338.2857 | 5300.2253 | 5283.1911 | 5308.9172
NETREVENUE - Net Revenue $
MEAN | -215943.7877 | -200946.299 | -198438.791 | -201283.0732 | -204215.9117 | -211601.7245 | -214300.1441 | -218894.5343 | -223578.3942 | -208638.4871 | -202728.8953 | -193968.5165 | -190190.8692 | -185007.2013 | -179810.2658 | -174644.3213 | -171734.8961 | -169610.4959 | -161045.1102 | -157177.4942
P5 | -242058.0089 | -232239.8241 | -226394.1307 | -235409.3423 | -238047.9141 | -241553.5352 | -242451.1702 | -245648.668 | -249945.902 | -233407.5539 | -233662.6817 | -220769.7811 | -216155.0177 | -206469.1995 | -209576.585 | -200399.6689 | -201766.3781 | -198876.5649 | -192178.8398 | -183841.2618
P95 | -190955.3113 | -169792.6123 | -163922.065 | -165675.4414 | -168798.3009 | -178683.0966 | -184428.5299 | -192012.6067 | -190732.0751 | -180152.4524 | -172386.6856 | -173006.1323 | -167221.2384 | -160936.4448 | -152279.045 | -151124.3513 | -144782.4644 | -143341.418 | -125958.6768 | -127421.5704
IRP 2018 Big Timber Wind
NETPOS - Net Position (MWh)
MEAN | 36798.0814 | 36767.5575 | 36629.941 | 36409.6338 | 36615.4993 | 36717.0875 | 36669.4211 | 36548.1668 | 36654.3326 | 36912.7159 | 36404.4295 | 36667.6806 | 36669.1307 | 36617.9268 | 36520.6176 | 36517.934 | 36487.7738 | 36757.6431 | 36717.242 | 36534.7713
P5 | 33618.7087 | 34064.6592 | 33896.1283 | 33316.1534 | 33351.1346 | 33939.4386 | 33394.1803 | 33753.136 | 33885.8368 | 33342.6426 | 33746.5204 | 33422.1767 | 33464.6908 | 33153.4878 | 33647.8478 | 33222.1748 | 33436.0043 | 33651.32 | 33752.6844 | 33488.2322
P95 | 40058.3339 | 39331.8838 | 39707.395 | 39187.2006 | 39820.0298 | 39972.8301 | 39350.2829 | 39928.3297 | 40036.152 | 40398.9663 | 39192.4058 | 39821.3054 | 40070.7805 | 40091.058 | 39723.2161 | 39549.1971 | 39963.8739 | 39679.5686 | 39417.5978 | 40093.1394
NETREVENUE - Net Revenue $
MEAN | -1301169.3568 | -1192812.4771 | -1179917.718 | -1202255.4445 | -1226005.3531 | -1262976.4368 | -1297289.2026 | -1328813.2993 | -1365849.9501 | -1246574.9926 | -1200206.1224 | -1146804.4964 | -1113815.4289 | -1074965.4395 | -1042205.4979 | -1002121.2879 | -979127.2761 | -963072.1532 | -906851.462 | -875012.0882
P5 | -1498406.2062 | -1427454.7261 | -1388923.6383 | -1435990.4507 | -1491406.3772 | -1464045.3797 | -1480846.8473 | -1492938.4101 | -1571742.6936 | -1423624.7971 | -1398793.02 | -1331807.2015 | -1299548.7918 | -1227843.5439 | -1224409.4827 | -1196667.258 | -1126656.3267 | -1128038.5997 | -1108325.1248 | -1070520.9127
P95 | -1145561.3447 | -951012.4842 | -931641.6693 | -930296.5192 | -992122.3276 | -1034962.1574 | -1112091.9381 | -1113871.9632 | -1169687.9205 | -1042905.2342 | -1004394.2048 | -988159.6714 | -972995.5821 | -891969.7717 | -848443.0683 | -851238.5453 | -807056.6457 | -755529.8905 | -666612.305 | -663582.9245
IRP 2018 Crazy Mountain
NETPOS - Net Position (MWh)
MEAN |  | 105796.6117 | 104900.1798 | 104629.5897 | 105415.551 | 105760.9236 | 105842.3901 | 105814.3802 | 105016.1489 | 106553.508 | 105277.8688 | 105094.1911 | 105392.3495 | 105294.9071 | 104919.0901 | 105562.0159 | 104915.4506 | 105720.5696 | 105636.4163 | 105389.2424
P5 |  | 98768.8396 | 95131.0026 | 94651.2359 | 97382.0355 | 95178.1907 | 97359.5762 | 94966.296 | 94060.4319 | 97583.2516 | 93784.5106 | 94326.857 | 95429.3091 | 96205.2658 | 94920.1577 | 96199.0277 | 95349.3126 | 96094.3241 | 95744.0209 | 97819.1024
P95 |  | 114824.8614 | 114413.2194 | 113902.0161 | 116654.7839 | 113961.3889 | 116362.2328 | 116784.2726 | 116309.0298 | 117483.0382 | 116659.3759 | 114062.8488 | 113547.3666 | 114895.9041 | 114790.5119 | 116842.573 | 114766.2679 | 116243.18 | 118394.4045 | 113281.5826
NETREVENUE - Net Revenue $
MEAN |  | -2518921.207 | -2450882.0576 | -2540026.0251 | -2610125.6664 | -2705907.7763 | -2819348.5945 | -2909102.6161 | -2994577.738 | -2655433.5846 | -2525584.3606 | -2353596.1928 | -2272822.0144 | -2155164.0643 | -2054129.1354 | -1950347.0666 | -1872206.7817 | -1824293.5727 | -1656745.0087 | -1573825.1078
P5 |  | -3176754.4398 | -2982724.5937 | -3170031.8024 | -3266195.0943 | -3341742.4883 | -3393553.2396 | -3454843.298 | -3511922.3512 | -3224033.069 | -3107563.6348 | -2941517.5861 | -2673942.6617 | -2700945.6531 | -2618899.1165 | -2502418.4381 | -2413991.7245 | -2386007.5282 | -2238720.9346 | -2163019.5322
P95 |  | -1880560.2331 | -1798023.3371 | -1864380.2056 | -1917422.0581 | -1971420.569 | -2130293.9823 | -2311412.3819 | -2364711.0622 | -2075025.5147 | -1944525.7662 | -1888234.9165 | -1852453.8708 | -1686346.4381 | -1467440.4108 | -1519998.1214 | -1297361.4945 | -1346746.6593 | -1056236.2542 | -921532.6804
IRP 2018 DA Wind
NETPOS - Net Position (MWh)
MEAN | 4950.395 | 4947.8239 | 4922.6209 | 4886.7561 | 4904.7132 | 4964.9544 | 4918.0774 | 4920.6824 | 4924.5656 | 4976.1618 | 4931.2482 | 4913.1189 | 4933.8104 | 4936.4468 | 4913.8922 | 4919.3146 | 4918.3049 | 4939.3365 | 4912.055 | 4917.133
P5 | 4558.2693 | 4563.2284 | 4562.91 | 4540.9216 | 4555.0934 | 4602.6852 | 4587.6857 | 4560.6443 | 4612.0425 | 4607.0644 | 4510.9402 | 4562.1297 | 4529.0485 | 4567.8184 | 4568.3127 | 4573.2636 | 4527.6596 | 4639.2422 | 4535.2647 | 4536.5999
P95 | 5348.6138 | 5257.6516 | 5240.1147 | 5208.8472 | 5309.7032 | 5336.6107 | 5251.2877 | 5251.646 | 5246.4469 | 5305.9266 | 5284.1815 | 5402.8546 | 5355.3523 | 5244.7113 | 5247.9203 | 5299.6356 | 5338.2857 | 5300.2253 | 5283.1911 | 5308.9172
NETREVENUE - Net Revenue $
MEAN | -215943.7877 | -200946.299 | -198438.791 | -201283.0732 | -204215.9117 | -211601.7245 | -214300.1441 | -218894.5343 | -223578.3942 | -208638.4871 | -202728.8953 | -193968.5165 | -190190.8692 | -185007.2013 | -179810.2658 | -174644.3213 | -171734.8961 | -169610.4959 | -161045.1102 | -157177.4942
P5 | -242058.0089 | -232239.8241 | -226394.1307 | -235409.3423 | -238047.9141 | -241553.5352 | -242451.1702 | -245648.668 | -249945.902 | -233407.5539 | -233662.6817 | -220769.7811 | -216155.0177 | -206469.1995 | -209576.585 | -200399.6689 | -201766.3781 | -198876.5649 | -192178.8398 | -183841.2618
P95 | -190955.3113 | -169792.6123 | -163922.065 | -165675.4414 | -168798.3009 | -178683.0966 | -184428.5299 | -192012.6067 | -190732.0751 | -180152.4524 | -172386.6856 | -173006.1323 | -167221.2384 | -160936.4448 | -152279.045 | -151124.3513 | -144782.4644 | -143341.418 | -125958.6768 | -127421.5704
IRP 2018 Fairfield
NETPOS - Net Position (MWh)
MEAN | 13073.5062 | 13079.8976 | 12967.2624 | 12918.9089 | 13033.8348 | 13051.6085 | 13011.4417 | 12964.583 | 12993.1433 | 13189.8455 | 12961.1649 | 13035.775 | 13010.2274 | 13016.5348 | 12951.6033
P5 | 11676.6018 | 11816.9461 | 11588.55 | 11745.6016 | 11603.3277 | 11807.3595 | 11711.7825 | 11626.64 | 11673.2029 | 11875.7434 | 11613.3495 | 11599.8315 | 11532.4637 | 11395.9924 | 11787.3601
P95 | 14424.3417 | 14252.3112 | 14188.8306 | 14123.2182 | 14373.3871 | 14431.1578 | 14261.1462 | 14160.9463 | 14350.3352 | 14643.4331 | 14255.4657 | 14336.053 | 14511.1974 | 14381.3098 | 14214.8344
NETREVENUE - Net Revenue $
MEAN | -683061.1586 | -643056.9584 | -634827.7795 | -642580.9628 | -655221.9029 | -667406.4692 | -678318.0936 | -688248.2084 | -701955.6618 | -666366.5475 | -643506.8763 | -625429.444 | -612402.3914 | -599214.4722 | -585251.0023
P5 | -779036.6081 | -746937.2495 | -744147.3529 | -738285.2442 | -761901.7699 | -753222.329 | -768218.2375 | -767814.5203 | -787724.3281 | -756872.8046 | -736799.294 | -729971.664 | -707631.3184 | -680423.0468 | -665635.1125
P95 | -598139.8069 | -548892.2317 | -524682.54 | -541026.1144 | -556636.7519 | -582957.8431 | -578844.7869 | -593230.8476 | -606169.144 | -590237.5799 | -557001.2613 | -553120.7333 | -538824.2046 | -511570.8552 | -499856.1745
IRP 2018 Gordon Butte
NETPOS - Net Position (MWh)
MEAN | 17262.0569 | 17252.7027 | 17148.8284 | 17109.0065 | 17208.1689 | 17232.6768 | 17210.706 | 17158.9008 | 17196.9192 | 17365.3645 | 17121.6597 | 17219.2942 | 17201.0951 | 17197.2804 | 17118.4084 | 17157.3665 | 17125.7606 | 5208.7503
P5 | 15669.0781 | 16002.8957 | 15824.9586 | 15769.5022 | 15830.8188 | 16019.8957 | 15868.3799 | 15764.1291 | 15845.1719 | 16002.6693 | 15698.8433 | 15700.501 | 15767.2228 | 15785.7466 | 15912.9434 | 15676.7464 | 15803.8311 | 4566.2437
P95 | 18774.5797 | 18579.7346 | 18346.3124 | 18292.7805 | 18513.6934 | 18463.7946 | 18534.4422 | 18539.1682 | 18526.5766 | 18743.191 | 18448.5677 | 18770.8325 | 18687.2606 | 18395.4696 | 18216.7524 | 18331.838 | 18326.2199 | 5843.8483
NETREVENUE - Net Revenue $
MEAN | -1010022.1829 | -956900.5627 | -947322.1477 | -960027.461 | -973636.8344 | -990350.2553 | -1005726.4815 | -1018665.1802 | -1037307.607 | -987142.2694 | -958538.4715 | -934091.5245 | -918412.8235 | -900402.5353 | -881725.0852 | -864995.4132 | -852321.6272 | -243996.1399
P5 | -1122536.5716 | -1084632.1994 | -1076685.8023 | -1085548.2554 | -1118516.3753 | -1101342.981 | -1126269.1375 | -1126335.0997 | -1156766.8115 | -1079804.2843 | -1074855.233 | -1040123.5143 | -1022815.6187 | -989398.1248 | -969901.7354 | -970619.1851 | -938366.6856 | -284076.4047
P95 | -899284.7596 | -835398.3324 | -796709.713 | -797332.4481 | -833088.6815 | -885429.2988 | -876650.3929 | -891560.967 | -920473.9366 | -871889.2995 | -851910.566 | -834147.5917 | -818759.3764 | -802780.8348 | -782157.7927 | -771444.6508 | -761938.112 | -194787.7204
IRP 2018 Greenfield
NETPOS - Net Position (MWh)
MEAN | 34972.4324 | 34867.1826 | 34894.2814 | 34777.2644 | 35040.3026 | 34761.9337 | 34897.8656 | 34816.2126 | 34941.4675 | 35118.0995 | 34706.5804 | 34865.7413 | 34890.1154 | 34850.2507 | 34828.5218 | 34900.144 | 34801.0126 | 34967.6954 | 35015.274 | 34849.6133
P5 | 32034.4723 | 32309.3138 | 31513.384 | 31885.7874 | 31868.2121 | 31804.4077 | 31712.2393 | 31555.9379 | 31902.9255 | 32303.8846 | 31616.4426 | 31435.1148 | 31459.7754 | 31353.0992 | 32212.1255 | 31902.2446 | 32047.466 | 31873.0889 | 31601.1521 | 31976.4925
P95 | 38320.6027 | 37394.3454 | 38021.4007 | 37881.4399 | 38390.6809 | 37862.5943 | 37679.9798 | 38024.2919 | 38367.8671 | 38237.321 | 37717.7489 | 37492.2606 | 38109.5838 | 37986.9172 | 37201.863 | 37889.7664 | 38345.6655 | 37831.6082 | 38038.4984 | 38118.2039
NETREVENUE - Net Revenue $
MEAN | -1530360.4549 | -1418841.0221 | -1412599.1198 | -1433411.8182 | -1465021.6571 | -1484942.9955 | -1523769.3385 | -1553973.5913 | -1591945.7428 | -1479058.4381 | -1432814.3554 | -1379516.3487 | -1349822.8614 | -1311223.2466 | -1282044.2176 | -1247051.0879 | -1221733.3309 | -1204614.0786 | -1152751.816 | -1122151.1422
P5 | -1735498.4062 | -1647156.9937 | -1650800.6487 | -1698455.338 | -1740408.0703 | -1667718.8799 | -1734101.3631 | -1746687.8623 | -1788299.7402 | -1686584.8239 | -1642589.1356 | -1570949.1662 | -1551887.5534 | -1500271.4334 | -1487740.7521 | -1442933.9066 | -1387569.6532 | -1391821.0551 | -1349444.5125 | -1315842.6462
P95 | -1347683.4212 | -1176832.0987 | -1171785.7396 | -1165063.9474 | -1248899.2116 | -1252398.4886 | -1301245.5238 | -1311109.2602 | -1402669.3533 | -1318460.9533 | -1210079.7299 | -1214382.8928 | -1200542.2962 | -1135332.9262 | -1099734.4891 | -1095489.8461 | -1044987.8159 | -996956.1354 | -916220.2897 | -931971.8351
IRP 2018 Judith Gap
NETPOS - Net Position (MWh)
MEAN | 196830.5494 | 196573.776 | 195747.7193 | 195125.8532 | 196353.0226 | 196045.7687 | 195851.2396 | 195111.0103
P5 | 175392.3612 | 181877.6091 | 176837.2007 | 179213.0703 | 179878.2919 | 177939.4287 | 179813.0455 | 179333.0835
P95 | 216839.0844 | 210381.367 | 211335.4922 | 214661.6878 | 215610.0725 | 215969.901 | 212836.6371 | 213263.7449
NETREVENUE - Net Revenue $
MEAN | -2234118.0076 | -1636393.0637 | -1579767.1732 | -1743080.0202 | -1843368.964 | -2009443.301 | -2201675.762 | -2374921.6311
P5 | -2904097.4868 | -2763660.5348 | -2622050.627 | -2893920.8678 | -2933750.8861 | -2908393.8439 | -3128692.0107 | -3172881.8236
P95 | -1439816.7221 | -505351.3786 | -316983.7848 | -496512.925 | -597281.8639 | -714018.2538 | -1172223.9405 | -1298558.9044
IRP 2018 Musselshell 1
NETPOS - Net Position (MWh)
MEAN | 10630.7646 | 10649.9964 | 10543.2072 | 10483.9477 | 10589.388 | 10626.8136 | 10549.0239 | 10509.0316 | 10551.7037 | 10753.5475 | 10528.9103 | 10591.7523 | 10558.7862 | 10620.4311 | 10521.7511 | 10561.3012 | 10538.5312 | 3427.0219
P5 | 9452.1011 | 9656.4419 | 9291.4568 | 9415.138 | 9444.4135 | 9494.2692 | 9535.6856 | 9384.5164 | 9496.821 | 9664.3558 | 9576.7101 | 9409.1123 | 9315.8855 | 9361.1788 | 9583.1671 | 9288.5811 | 9420.9642 | 2843.434
P95 | 11831.1398 | 11785.8947 | 11615.1925 | 11731.593 | 11740.703 | 11917.8741 | 11604.0866 | 11730.29 | 11756.7761 | 11964.3144 | 11754.4179 | 11680.4202 | 11890.8065 | 11716.0014 | 11373.5137 | 11776.6776 | 11583.5867 | 4041.8357
NETREVENUE - Net Revenue $
MEAN | -625370.4687 | -593713.3296 | -585349.7179 | -590185.1989 | -601807.4075 | -612450.9384 | -618626.0189 | -626717.4267 | -638819.5425 | -613010.3979 | -591276.3612 | -577105.8381 | -565687.7272 | -557985.0744 | -544367.2735 | -534714.3038 | -526949.8174 | -161286.9576
P5 | -718050.595 | -701491.0903 | -686503.8915 | -676191.4667 | -695251.9934 | -690096.1917 | -698228.3662 | -723869.2754 | -720366.8315 | -693544.077 | -684716.8042 | -652944.0722 | -650869.3023 | -626067.783 | -602960.4966 | -608737.0585 | -591380.5745 | -194389.365
P95 | -545196.5403 | -516406.9015 | -491587.4167 | -493122.3123 | -515862.0558 | -525631.0866 | -524936.6469 | -544450.9531 | -565609.1304 | -541843.7232 | -512245.7894 | -505279.0875 | -488480.1742 | -478275.3496 | -475704.6849 | -465402.895 | -462212.7976 | -122681.6134
IRP 2018 Musselshell 2
NETPOS - Net Position (MWh)
MEAN | 12733.7511 | 12695.9165 | 12628.776 | 12576.8982 | 12692.0807 | 12665.4966 | 12649.6702 | 12610.445 | 12642.1521 | 12803.1467 | 12618.8267 | 12686.5061 | 12655.0157 | 12653.4589 | 12606.3304 | 12655.0257 | 12629.573 | 3896.8489
P5 | 11368.173 | 11598.4384 | 11156.1888 | 11394.5152 | 11419.2032 | 11366.6614 | 11493.8254 | 11383.4391 | 11509.0176 | 11717.4526 | 11444.8801 | 11475.5393 | 11261.3263 | 11271.364 | 11652.2242 | 11246.1208 | 11446.0098 | 3296.7739
P95 | 14050.2632 | 13933.3819 | 13790.2317 | 13874.7704 | 13996.5911 | 14167.6492 | 13854.4381 | 14013.5693 | 13914.6712 | 14086.7744 | 13881.8805 | 13866.3347 | 14101.6733 | 13794.9346 | 13617.7768 | 13931.6621 | 13692.3337 | 4553.1272
NETREVENUE - Net Revenue $
MEAN | -750018.7089 | -708698.4038 | -701949.009 | -708614.5805 | -722249.4785 | -731294.762 | -742856.9478 | -752976.21 | -766554.6261 | -731499.5368 | -710071.8344 | -692380.5081 | -679606.2367 | -666544.9285 | -653513.9277 | -642291.1803 | -633029.4091 | -183821.1994
P5 | -850010.1654 | -826890.8556 | -815211.7969 | -804612.932 | -831328.0322 | -827110.6875 | -834415.0602 | -864157.4912 | -850385.4903 | -819965.4428 | -812885.9294 | -780103.6434 | -773500.7612 | -742785.0168 | -719991.4725 | -723318.7203 | -708661.9277 | -219202.445
P95 | -663303.4094 | -620078.8198 | -593728.5157 | -597866.4809 | -623553.6153 | -634971.3616 | -636556.4242 | -654137.3307 | -686768.7137 | -654677.7091 | -623177.0326 | -608077.1055 | -594208.4313 | -579818.5591 | -569424.2811 | -560021.7179 | -553725.2655 | -143406.8964
IRP 2018 Oversight Wind
NETPOS - Net Position (MWh)
MEAN | 4950.395 | 4947.8239 | 4922.6209 | 4886.7561 | 4904.7132 | 4964.9544 | 4918.0774 | 4920.6824 | 4924.5656 | 4976.1618 | 4931.2482 | 4913.1189 | 4933.8104 | 4936.4468 | 4913.8922 | 4919.3146 | 4918.3049 | 4939.3365 | 4912.055 | 4917.133
P5 | 4558.2693 | 4563.2284 | 4562.91 | 4540.9216 | 4555.0934 | 4602.6852 | 4587.6857 | 4560.6443 | 4612.0425 | 4607.0644 | 4510.9402 | 4562.1297 | 4529.0485 | 4567.8184 | 4568.3127 | 4573.2636 | 4527.6596 | 4639.2422 | 4535.2647 | 4536.5999
P95 | 5348.6138 | 5257.6516 | 5240.1147 | 5208.8472 | 5309.7032 | 5336.6107 | 5251.2877 | 5251.646 | 5246.4469 | 5305.9266 | 5284.1815 | 5402.8546 | 5355.3523 | 5244.7113 | 5247.9203 | 5299.6356 | 5338.2857 | 5300.2253 | 5283.1911 | 5308.9172
NETREVENUE - Net Revenue $
MEAN | -215943.7877 | -200946.299 | -198438.791 | -201283.0732 | -204215.9117 | -211601.7245 | -214300.1441 | -218894.5343 | -223578.3942 | -208638.4871 | -202728.8953 | -193968.5165 | -190190.8692 | -185007.2013 | -179810.2658 | -174644.3213 | -171734.8961 | -169610.4959 | -161045.1102 | -157177.4942
P5 | -242058.0089 | -232239.8241 | -226394.1307 | -235409.3423 | -238047.9141 | -241553.5352 | -242451.1702 | -245648.668 | -249945.902 | -233407.5539 | -233662.6817 | -220769.7811 | -216155.0177 | -206469.1995 | -209576.585 | -200399.6689 | -201766.3781 | -198876.5649 | -192178.8398 | -183841.2618
P95 | -190955.3113 | -169792.6123 | -163922.065 | -165675.4414 | -168798.3009 | -178683.0966 | -184428.5299 | -192012.6067 | -190732.0751 | -180152.4524 | -172386.6856 | -173006.1323 | -167221.2384 | -160936.4448 | -152279.045 | -151124.3513 | -144782.4644 | -143341.418 | -125958.6768 | -127421.5704
IRP 2018 South Peak Wind 80 MW
NETPOS - Net Position (MWh)
MEAN | 19298.522 | 129000.9698 | 128442.356 | 127622.9114 | 128893.2176 | 128919.6386 | 128432.6236 | 128119.672 | 128611.9198 | 130167.8836 | 127926.2673 | 128599.7231 | 128474.8483 | 128979.6452 | 127771.9007 | 109062.4434
P5 | 15531.6149 | 118971.3189 | 116202.4988 | 117170.5888 | 120001.9654 | 119196.4188 | 119076.0329 | 117691.134 | 118546.2044 | 119906.9604 | 118354.3987 | 117489.8295 | 117268.9898 | 116656.0956 | 118402.6344 | 96327.1664
P95 | 22409.4282 | 138869.0803 | 139049.7763 | 138526.6712 | 140770.5444 | 140011.0554 | 138874.3033 | 139421.7358 | 139099.0151 | 140736.0214 | 137896.6045 | 138822.7748 | 139253.8496 | 138979.362 | 137684.1503 | 119750.3927
NETREVENUE - Net Revenue $
MEAN | -121417.7956 | -1096546.6839 | -1061223.3089 | -1164749.3926 | -1234102.2962 | -1344774.8782 | -1465701.5774 | -1585449.721 | -1708674.8624 | -1276578.2099 | -1143878.3888 | -922975.2956 | -813754.8794 | -679284.0366 | -567122.9107 | -492896.0675
P5 | -219547.7229 | -1800410.6089 | -1729495.7868 | -1904751.0427 | -1963006.9746 | -1934292.4409 | -2053445.7551 | -2127109.8712 | -2222972.4127 | -1845396.3397 | -1760220.6263 | -1464562.4101 | -1340824.6929 | -1215104.4526 | -1176191.7745 | -930897.3829
P95 | -2764.7337 | -360633.577 | -233694.9565 | -329027.5984 | -414170.969 | -471027.6941 | -844702.8343 | -880908.6726 | -1103315.2933 | -637837.1009 | -450693.8834 | -417762.3762 | -400724.2318 | -67886.0339 | 119684.0356 | -33763.9647
IRP 2018 Spion Kop
NETPOS - Net Position (MWh)
MEAN | 57023.5085 | 56871.7943 | 56600.7363 | 56367.5581 | 56811.5315 | 56795.2876 | 56742.5143 | 56561.8407 | 56674.7468 | 57387.1285 | 56483.8614 | 56841.102 | 56737.79 | 56658.457 | 56498.2291 | 56659.2782 | 56523.1747 | 56846.7713 | 56872.3257 | 56541.4309
P5 | 50694.7191 | 52221.7873 | 50791.3694 | 51555.6697 | 51966.1964 | 51476.7202 | 51639.2294 | 50643.1307 | 51868.6295 | 52335.4206 | 51598.9908 | 51547.1802 | 51056.2584 | 50380.1117 | 52035.6097 | 50512.315 | 51249.8178 | 51790.3345 | 51729.1499 | 51632.9838
P95 | 62567.8728 | 61951.6965 | 61441.6931 | 62211.8443 | 62001.1434 | 62915.754 | 61545.5689 | 62515.9322 | 61452.2815 | 63467.3985 | 61353.215 | 61423.34 | 62669.9413 | 61384.3558 | 60782.9753 | 62470.8749 | 61377.7461 | 61845.9986 | 61313.1974 | 62470.149
NETREVENUE - Net Revenue $
MEAN | 611353.7911 | 782317.2106 | 791834.9571 | 742820.497 | 718178.9239 | 669169.2675 | 614360.2932 | 557173.1383 | 506186.4748 | 712423.2644 | 751381.727 | 853214.393 | 901227.2261 | 958349.631 | 1005084.017 | 1068282.6595 | 1101891.5052 | 1144450.5094 | 1232060.052 | 1266047.0974
P5 | 443136.1224 | 471930.6631 | 483903.1354 | 443400.8244 | 432632.6683 | 369398.3497 | 374231.8384 | 337341.2398 | 288119.4051 | 441507.3057 | 496986.629 | 605662.7027 | 648668.7535 | 708202.7405 | 730386.857 | 795155.5698 | 794603.8976 | 823821.9138 | 906160.9424 | 955098.5924
P95 | 822264.6071 | 1116889.0157 | 1143410.3476 | 1063814.0805 | 1063140.4651 | 1024122.5605 | 941922.4961 | 877981.8949 | 795015.5274 | 988093.1227 | 1049242.3442 | 1066755.9811 | 1126082.4789 | 1228393.5958 | 1376438.5619 | 1373696.1014 | 1410422.7694 | 1459430.8698 | 1528817.5993 | 1689323.5447
IRP 2018 Stillwater Wind
NETPOS - Net Position (MWh)
MEAN | 123818.6135 | 123522.0486 | 123796.9478 | 122887.2311 | 123865.983 | 124281.2988 | 123925.5593 | 123608.5632 | 123230.7651 | 124915.7564 | 123911.9455 | 124215.5824 | 123689.3976 | 123484.5558 | 123103.0339 | 124144.1562 | 123929.6712 | 124310.9697 | 123692.4848 | 123855.5789
P5 | 111398.4856 | 112768.0202 | 111190.6722 | 111935.3277 | 110813.7605 | 112638.8656 | 111157.832 | 110812.9844 | 112847.5302 | 113589.5184 | 111718.5927 | 114554.2075 | 109804.106 | 112030.797 | 112533.2917 | 112685.8751 | 111041.3043 | 112046.8424 | 113127.1639 | 112144.2507
P95 | 135699.7127 | 134503.8501 | 134657.8424 | 136274.546 | 136228.0607 | 135228.7047 | 135366.9452 | 137214.5618 | 136294.0218 | 136746.7875 | 133144.9445 | 134718.7218 | 137410.9854 | 135293.5767 | 133990.3661 | 137058.3326 | 133906.2095 | 133831.764 | 136062.5639 | 135585.7197
NETREVENUE - Net Revenue $
MEAN | -3372096.3344 | -3003170.8847 | -2964960.5784 | -3055972.5134 | -3134348.4454 | -3260859.0165 | -3370400.8981 | -3483889.5503 | -3595107.5125 | -3195712.2852 | -3065011.0949 | -2873606.7158 | -2747362.3075 | -2622099.1248 | -2491622.4489 | -2384117.4496 | -2315217.98 | -2236449.8223 | -2048298.8645 | -1956399.3724
P5 | -3825540.0351 | -3750312.3357 | -3678350.7365 | -3926508.0684 | -3858619.3167 | -3971697.0032 | -3930914.3205 | -4026782.8656 | -4252076.2707 | -3831043.9957 | -3719985.3072 | -3471181.9661 | -3299260.8088 | -3188465.3652 | -3012867.7404 | -2929920.3216 | -2963234.3665 | -2816426.9804 | -2697811.5637 | -2668694.8741
P95 | -2774672.794 | -2237617.013 | -2065811.7787 | -2306107.5322 | -2319012.3205 | -2505004.776 | -2668885.3391 | -2806772.9173 | -2812393.9011 | -2465436.7483 | -2332171.377 | -2444888.7507 | -2315249.4355 | -2047190.0864 | -1847298.1465 | -1855294.6421 | -1691802.297 | -1605542.8748 | -1278887.345 | -1185185.2865
IRP 2018 Two Dot Wind
NETPOS - Net Position (MWh)
MEAN | 13258.9771 | 13272.3695 | 13152.4709 | 13123.7231 | 13214.1583 | 13235.2413 | 13205.8141 | 13160.2477 | 13192.1233 | 13354.8358 | 13140.1415 | 13233.6867 | 13207.1782 | 13203.7113 | 13165.9204 | 13183.2677 | 13168.8033 | 13249.2877 | 13257.6555 | 13149.2768
P5 | 11707.1131 | 11922.7665 | 11662.1987 | 11635.3586 | 11977.3988 | 11942.2221 | 11816.4171 | 11756.4138 | 11873.7457 | 12021.6168 | 11795.4909 | 11836.6662 | 11765.7377 | 11743.6924 | 11971.4808 | 11720.1195 | 11895.8753 | 11767.5303 | 11810.7938 | 12015.089
P95 | 14704.6592 | 14572.6248 | 14511.8797 | 14532.1462 | 14688.5697 | 14723.6433 | 14466.3145 | 14719.3047 | 14526.3055 | 14656.9835 | 14470.5048 | 14615.5278 | 14860.7511 | 14498.1688 | 14376.2109 | 14602.5657 | 14651.4495 | 14548.4944 | 14532.1016 | 14641.5831
NETREVENUE - Net Revenue $
MEAN | 139282.0636 | 176928.8339 | 178053.9442 | 168238.4073 | 162514.7705 | 151779.7381 | 138169.79 | 124847.6132 | 113443.1433 | 161440.1309 | 170487.858 | 193982.5141 | 205147.0722 | 218809.2008 | 228827.1817 | 243857.806 | 251516.6837 | 262004.4504 | 282076.2474 | 289534.6805
P5 | 101311.5841 | 108149.3328 | 107976.8347 | 99751.4082 | 98244.0559 | 82790.6788 | 80399.0973 | 75173.1728 | 60823.4742 | 101740.104 | 113219.1121 | 138644.1131 | 147124.3372 | 161602.8643 | 168299.4498 | 177452.0128 | 179445.0273 | 186690.4117 | 208185.1393 | 221138.957
P95 | 185573.9682 | 248103.4707 | 257263.167 | 237123.0347 | 245927.9428 | 233711.8585 | 206219.3459 | 197798.148 | 177653.3129 | 230406.0336 | 240919.687 | 243184.701 | 258093.9401 | 284349.9862 | 311677.9898 | 313737.9602 | 323741.7665 | 341525.7629 | 349644.3889 | 390835.3126
IRP_2018 Black Eagle Solar
NETPOS - Net Position (MWh)
MEAN | 1017.1605 | 1056.4444 | 1004.1249 | 1028.2 | 1029.1918 | 1030.6745 | 1035.5178 | 1026.4393 | 1018.5569 | 1039.4766 | 1023.92 | 1008.2179 | 1033.3788 | 1013.2983 | 1015.5887 | 1026.4704 | 1017.556 | 1029.2687 | 1016.4969 | 1005.1507
P5 | 538.4799 | 495.7383 | 494.1108 | 542.669 | 516.8781 | 495.3681 | 539.5307 | 483.3236 | 563.1026 | 556.2309 | 526.3593 | 508.0401 | 468.6661 | 526.3095 | 465.8316 | 537.3812 | 484.1399 | 548.2202 | 530.2124 | 553.0602
P95 | 1555.5427 | 1633.6542 | 1567.62 | 1683.6241 | 1599.1391 | 1654.0351 | 1606.5586 | 1550.2172 | 1625.8294 | 1630.8778 | 1627.9629 | 1609.8574 | 1676.5613 | 1617.2337 | 1596.6189 | 1636.5267 | 1614.9113 | 1608.3819 | 1569.7038 | 1569.1019
NETREVENUE - Net Revenue $
MEAN | -52606.5404 | -54940.9767 | -51616.9051 | -53356.9161 | -53381.4179 | -54035.6853 | -55547.466 | -55881.6859 | -55848.1408 | -53293.3368 | -51616.5759 | -48922.008 | -49555.0926 | -47062.3476 | -46727.784 | -45828.3533 | -44891.1835 | -44980.6279 | -42986.4598 | -41469.2753
P5 | -82715.7875 | -84015.3544 | -82941.8334 | -87073.7229 | -85443.527 | -86107.307 | -84923.0645 | -85758.7544 | -90172.0464 | -84706.3779 | -84148.7076 | -75895.2968 | -77222.4888 | -74206.1781 | -74404.0096 | -73961.5692 | -69491.2527 | -68759.3342 | -67480.8566 | -64922.2936
P95 | -27972.017 | -25741.032 | -25677.1605 | -25232.7978 | -25915.2814 | -26662.6541 | -26894.3801 | -26320.5245 | -30315.9953 | -26140.4881 | -25687.4449 | -22736.5534 | -23740.1786 | -22973.8826 | -21320.2835 | -22319.8826 | -20483.4707 | -23489.4328 | -19563.9935 | -21397.184
IRP_2018 Energy of Utah MTSUN
NETPOS - Net Position (MWh)
MEAN | 1130.1139 | 32512.6893 | 31839.8533 | 32261.1348 | 32285.3019 | 32393.1403 | 32443.1102 | 32473.4863 | 31607.9268 | 32401.0371 | 32230.486 | 32454.5568 | 32440.219 | 31622.6276 | 32402.088 | 31230.6743
P5 | 719.792 | 12594.7723 | 11921.7237 | 12668.3897 | 12787.8159 | 11968.7295 | 11696.1303 | 12000.7951 | 13230.1173 | 12122.4238 | 11730.1919 | 13156.16 | 12139.1472 | 12561.7769 | 11732.4816 | 12024.5452
P95 | 1773.8283 | 51787.1285 | 50509.8106 | 51435.4798 | 51209.4109 | 51186.9121 | 50759.5116 | 51965.6743 | 50118.5434 | 50936.6111 | 51392.378 | 51180.6066 | 51825.2896 | 49915.3709 | 52072.2977 | 50386.4128
NETREVENUE - Net Revenue $
MEAN | -5242.9989 | -380930.0525 | -348198.136 | -365321.7213 | -369412.5541 | -391823.5377 | -429561.1538 | -457562.5524 | -458693.9631 | -353196.1057 | -321189.5136 | -267269.2201 | -244653.2479 | -189894.7872 | -184650.4637 | -152044.9095
P5 | -11540.5992 | -644423.5869 | -656816.9956 | -650213.0327 | -698608.4188 | -706888.1524 | -768624.1191 | -807263.921 | -758249.936 | -692275.3719 | -643560.7897 | -515612.0362 | -457032.5485 | -410159.4362 | -425194.6161 | -355702.7074
P95 | 3590.2721 | -134232.5477 | -73680.0796 | -111159.9126 | -111689.2167 | -140030.5603 | -138839.2798 | -132338.8502 | -186151.2028 | -87539.8361 | -95256.965 | -72069.8399 | -47620.7475 | 6837.146 | -5767.1566 | 6449.9831
IRP_2018 Great Divide Solar
NETPOS - Net Position (MWh)
MEAN | 1189.3888 | 1215.8257 | 1180.3167 | 1198.0359 | 1192.7161 | 1191.2931 | 1207.6291 | 1202.5966 | 1172.366 | 1198.3464 | 1187.4584 | 1184.9773 | 1200.9584 | 1168.1279 | 1199.505 | 1190.8469 | 1192.8332 | 1191.9452 | 1199.7043 | 1166.0776
P5 | 415.3305 | 433.418 | 372.4205 | 434.1513 | 452.0065 | 373.8991 | 427.873 | 412.1943 | 394.8089 | 430.7449 | 439.7345 | 440.5726 | 455.2274 | 416.6631 | 436.8905 | 452.2069 | 441.2924 | 463.1757 | 454.3657 | 376.4773
P95 | 1823.7962 | 1860.6793 | 1791.8782 | 1784.0965 | 1839.3236 | 1796.4573 | 1808.8427 | 1864.7408 | 1751.2877 | 1816.592 | 1791.6594 | 1799.569 | 1820.4234 | 1743.9686 | 1806.6102 | 1790.82 | 1799.2625 | 1810.0779 | 1801.0617 | 1786.4725
NETREVENUE - Net Revenue $
MEAN | -61503.3858 | -63419.3889 | -60597.998 | -62001.2403 | -61850.5149 | -62563.5218 | -64894.3888 | -65614.9267 | -64460.3367 | -61818.4467 | -60141.8708 | -57806.5412 | -57676.9318 | -54350.7894 | -55480.5718 | -53485.3659 | -52764.1501 | -52577.0025 | -51196.9057 | -48500.5702
P5 | -97310.0547 | -95393.5943 | -93145.9433 | -94569.5249 | -97825.9442 | -94253.6282 | -98684.4277 | -102996.9213 | -97716.4784 | -96295.8764 | -94256.8505 | -87405.3666 | -86130.4956 | -82126.7263 | -85569.5491 | -81757.5033 | -81135.3954 | -82423.3899 | -78693.8898 | -74882.0045
P95 | -20299.4918 | -24404.8542 | -19627.1895 | -23314.6237 | -24360.8298 | -21392.4184 | -24521.7883 | -20767.0712 | -22129.5846 | -22562.6622 | -23571.1694 | -20797.7309 | -22049.3309 | -19431.6236 | -21250.5473 | -19789.8246 | -20581.3481 | -20278.0377 | -17983.2724 | -17080.228
IRP_2018 Green Meadow Solar
NETPOS - Net Position (MWh)
MEAN | 1135.163 | 1141.392 | 1118.9721 | 1140.6501 | 1131.3738 | 1133.7641 | 1139.6622 | 1136.3775 | 1110.5004 | 1141.6768 | 1125.6142 | 1133.8276 | 1141.2376 | 1115.0929 | 1135.5891 | 1131.3273 | 1123.5081 | 1143.1083 | 1137.4772 | 1109.7703
P5 | 493.5523 | 477.0401 | 429.4043 | 503.3573 | 528.203 | 483.5779 | 496.8079 | 479.9006 | 488.5298 | 454.5774 | 461.772 | 538.7102 | 486.8252 | 465.4316 | 480.2736 | 523.5873 | 442.6015 | 485.4672 | 517.47 | 444.8166
P95 | 1957.7568 | 1938.8487 | 1881.4466 | 1832.0354 | 1927.6315 | 1873.3979 | 1842.6835 | 1890.2187 | 1859.973 | 1890.1732 | 1863.4933 | 1844.4626 | 1908.713 | 1870.6648 | 1945.4267 | 1882.8411 | 1905.7223 | 1894.5014 | 1887.5732 | 1879.1723
NETREVENUE - Net Revenue $
MEAN | -59016.6926 | -59990.7444 | -57855.378 | -59706.2511 | -59547.635 | -60570.2807 | -62218.2751 | -63085.8377 | -62082.8254 | -59956.8458 | -58060.611 | -56563.2404 | -56091.2516 | -53221.6591 | -53628.3737 | -52183.2203 | -51012.8195 | -51566.6357 | -49754.355 | -47283.4786
P5 | -98784.6902 | -101766.8295 | -97772.0983 | -96012.6406 | -102557.8475 | -100472.0921 | -100055.5939 | -106886.5347 | -102380.1225 | -104771.7708 | -98215.8484 | -91555.0758 | -93525.9659 | -89353.8289 | -93304.9116 | -86751.7974 | -84957.4574 | -90262.4372 | -81217.6995 | -78134.0181
P95 | -24302.8602 | -20472.687 | -22534.2434 | -26593.9855 | -26399.3641 | -26468.3318 | -25826.752 | -26515.7244 | -28009.7216 | -22536.9787 | -22648.2907 | -24899.8779 | -22773.9809 | -20599.6015 | -21431.8081 | -23441.4281 | -20740.7501 | -22936.1286 | -20517.7892 | -18213.5526
IRP_2018 Magpie Solar
NETPOS - Net Position (MWh)
MEAN | 1146.2447 | 1150.5279 | 1125.5477 | 1151.5085 | 1147.8843 | 1142.3333 | 1144.1867 | 1141.5094 | 1124.3887 | 1145.1851 | 1139.8579 | 1142.5544 | 1150.9747 | 1111.7255 | 1154.7713 | 1149.261 | 1150.2217 | 1148.2095 | 1140.7389 | 1112.0374
P5 | 514.1154 | 466.0756 | 426.378 | 447.8319 | 482.1912 | 443.3545 | 427.9723 | 492.2005 | 466.9505 | 465.7616 | 428.1705 | 487.258 | 390.6768 | 484.1235 | 475.6762 | 450.2994 | 443.0241 | 496.7266 | 484.2536 | 455.4123
P95 | 1806.1792 | 1820.2447 | 1763.5111 | 1816.029 | 1836.4018 | 1792.0552 | 1773.473 | 1806.4781 | 1797.8772 | 1792.5368 | 1823.6465 | 1793.0817 | 1837.8327 | 1752.2374 | 1846.4919 | 1787.1772 | 1829.0267 | 1824.6435 | 1771.9638 | 1767.0381
NETREVENUE - Net Revenue $
MEAN | -59310.1063 | -60223.451 | -58206.4962 | -60056.6385 | -60158.231 | -60677.6042 | -62179.7265 | -62998.9248 | -62572.6121 | -59599.2492 | -58313.3105 | -56485.754 | -56210.8899 | -52585.4855 | -54152.0314 | -52411.6657 | -51799.5708 | -51348.4827 | -49417.8329 | -46955.3259
P5 | -97839.5678 | -97757.0243 | -94045.7009 | -96716.2317 | -99693.3836 | -98332.9715 | -100085.3354 | -103149.7802 | -101071.2762 | -96072.6872 | -99094.7283 | -89523.2026 | -91243.092 | -84626.7838 | -88655.9741 | -84821.1333 | -84754.4771 | -82583.0295 | -78049.0313 | -78907.0993
P95 | -27303.0593 | -23277.2783 | -23119.8635 | -22759.6335 | -23317.3429 | -22122.5834 | -22936.4791 | -25224.88 | -24800.0045 | -22332.5944 | -20393.6555 | -23181.2864 | -18857.8924 | -19747.1235 | -20595.2408 | -20596.0912 | -17451.1561 | -20092.7843 | -19485.4624 | -18534.5639
IRP_2018 River Bend Solar
NETPOS - Net Position (MWh)
MEAN | 652.5065 | 672.6146 | 639.0379 | 657.4812 | 665.4992 | 656.9057 | 664.7827 | 656.188 | 640.3678 | 663.7979 | 655.9269 | 655.8175 | 664.1093 | 648.2386 | 667.5595 | 660.1231 | 650.6556 | 659.8907 | 661.6463 | 635.3836
P5 | 320.3513 | 291.6117 | 331.8807 | 298.2107 | 350.7433 | 301.2842 | 285.3093 | 321.3229 | 317.3209 | 316.6402 | 332.2409 | 320.7801 | 347.1442 | 316.1665 | 326.4494 | 326.7254 | 296.6579 | 336.1746 | 348.9076 | 296.311
P95 | 977.1796 | 1023.7841 | 940.6919 | 975.4874 | 999.2902 | 1004.8196 | 1007.5554 | 995.6158 | 946.3354 | 1003.6775 | 989.4692 | 974.3022 | 985.2085 | 960.3321 | 1000.2907 | 978.8666 | 969.2666 | 985.3559 | 972.3092 | 958.7792
NETREVENUE - Net Revenue $
MEAN | -33361.0548 | -34959.8094 | -32688.204 | -33930.3858 | -34416.2477 | -34357.1697 | -35663.2987 | -35799.3013 | -35085.5942 | -34104.047 | -33002.1497 | -31829.5376 | -31902.7926 | -30120.8685 | -30749.37 | -29514.9061 | -28670.8227 | -28893.2543 | -28159.6271 | -26296.0985
P5 | -51477.5053 | -52561.1073 | -49546.1731 | -51943.1334 | -54295.5445 | -52497.2144 | -53560.1925 | -53711.97 | -52592.2366 | -50969.4296 | -50867.5553 | -46882.8512 | -47467.1716 | -45323.0198 | -46847.7971 | -43916.1918 | -42168.9325 | -42236.069 | -41951.3258 | -40757.0837
P95 | -16950.9134 | -15879.2967 | -15687.3223 | -14627.1642 | -16667.0443 | -15240.0502 | -14880.1972 | -17604.3045 | -17363.8472 | -15633.15 | -17663.9955 | -15875.2417 | -16259.464 | -14887.61 | -14671.7137 | -14328.3326 | -12515.3061 | -13967.0796 | -13354.2966 | -11915.9523
IRP_2018 South Mills Solar
NETPOS - Net Position (MWh)
MEAN | 1007.9819 | 1021.6026 | 975.6705 | 1004.5178 | 1001.5106 | 1006.3299 | 1016.3759 | 1015.4603 | 981.0173 | 1006.3419 | 992.5226 | 1008.671 | 1004.5362 | 987.6617 | 997.4904 | 999.5294 | 994.7323 | 1003.0352 | 1015.3734 | 976.1221
P5 | 442.8412 | 380.0104 | 395.1268 | 425.2491 | 425.2565 | 396.9287 | 385.2515 | 370.5469 | 408.5973 | 374.3479 | 429.4941 | 432.4705 | 420.3202 | 402.2888 | 434.4507 | 413.5188 | 365.9863 | 395.929 | 448.4351 | 399.7992
P95 | 1653.615 | 1658.5146 | 1594.7979 | 1626.8519 | 1613.4987 | 1670.9485 | 1695.7824 | 1669.2573 | 1618.5132 | 1626.6437 | 1651.5314 | 1628.0131 | 1631.6514 | 1603.09 | 1640.9246 | 1632.5206 | 1632.1486 | 1649.8859 | 1649.0897 | 1610.5692
NETREVENUE - Net Revenue $
MEAN | -51335.6971 | -52644.1449 | -49434.185 | -51278.1445 | -51179.3589 | -52123.5674 | -53834.076 | -54537.5544 | -53056.627 | -50778.1453 | -49057.3681 | -48165.7549 | -47294.0804 | -44849.649 | -44990.1624 | -43771.5197 | -42879.7856 | -42820.2771 | -42057.9645 | -39439.5345
P5 | -85933.2647 | -86750.7966 | -82326.816 | -83962.3913 | -88492.8607 | -88949.4584 | -90793.5835 | -92964.8339 | -89999.6383 | -85584.4607 | -85877.8592 | -79633.1808 | -77786.0374 | -73254.1226 | -75971.4499 | -73444.5445 | -73714.6027 | -71760.0826 | -71075.6835 | -68418.2204
P95 | -22722.9659 | -18320.0715 | -18158.4083 | -20632.3527 | -21417.8879 | -19569.019 | -18381.2295 | -19933.3026 | -22217.0253 | -19116.6378 | -19663.1275 | -19417.2429 | -18541.7485 | -17395.2829 | -19288.2872 | -18263.6068 | -15090.1011 | -17117.3501 | -15422.0214 | -15067.3283
Wind Asset - Total
NETPOS - Net Position (MWh)
MEAN | 557830.5073 | 803965.3914 | 800104.0921 | 797134.3229 | 802900.3556 | 803543.0797 | 802393.7665 | 800397.1585 | 604134.2427 | 612046.1791 | 604231.1869 | 606379.0139 | 605922.7791 | 605053.272 | 603319.6754 | 572549.109 | 431004.1726 | 405379.0251 | 392099.0002 | 391075.8541
P5 | 508851.2288 | 750623.26 | 730209.1686 | 743170.1355 | 748547.013 | 756451.624 | 746723.9084 | 734296.0818 | 561792.7551 | 565185.1134 | 561716.9492 | 559305.8788 | 562883.7179 | 560809.6137 | 562473.8634 | 523690.2136 | 402118.3303 | 371924.9579 | 366018.9586 | 367926.5877
P95 | 599883.272 | 860901.8022 | 859469.5645 | 852996.452 | 870263.7123 | 868608.992 | 862920.4004 | 866235.3461 | 655853.944 | 662735.7791 | 654432.7298 | 658499.2778 | 659100.5672 | 655170.9685 | 648528.9044 | 625237.9314 | 459750.2884 | 434173.3085 | 420630.3738 | 418541.9105
NETREVENUE - Net Revenue $
MEAN | -11847206.4526 | -14120377.5036 | -13803463.6309 | -14420008.8928 | -14888499.4759 | -15601151.8252 | -16378745.9245 | -17093691.5913 | -15244514.9595 | -13277025.9321 | -12589458.6942 | -11608150.4742 | -11082189.0326 | -10417770.3372 | -9878845.4734 | -8760562.3539 | -7835423.6018 | -6193147.6145 | -4998299.7077 | -4694387.3868
P5 | -14028218.1964 | -18717052.5127 | -18064722.6909 | -19286221.7941 | -19720166.0731 | -19353141.3249 | -19952342.2141 | -20074789.7184 | -17853139.9413 | -15917652.2522 | -15424484.968 | -14356074.9898 | -13462881.5921 | -13105311.3351 | -12725604.8494 | -11405095.9755 | -9816463.7765 | -7881419.5271 | -7005248.2034 | -6680355.686
P95 | -9610063.6568 | -9581513.281 | -9017575.0835 | -9081732.0886 | -10145005.7604 | -10495467.1886 | -12372413.3992 | -12716090.63 | -12215438.2139 | -10177722.1491 | -8780951.8825 | -9245768.7142 | -8860680.4286 | -7594134.3108 | -6603033.5298 | -6432563.4748 | -5838368.5279 | -4285270.7518 | -2728620.3048 | -2274454.7948
Total
Total - Total
Total - Total - Total
CAPACITYFACTOR - Net Generation Capacity Factor
MEAN | 0.40779 | 0.39927 | 0.39041 | 0.4011 | 0.35941 | 0.3053 | 0.24494 | 0.21941 | 0.2001 | 0.19213 | 0.16292 | 0.1539 | 0.15345 | 0.1515 | 0.14713 | 0.14728 | 0.14691 | 0.13866 | 0.1357 | 0.12795
P5 | 0.37422 | 0.35353 | 0.34426 | 0.3458 | 0.29908 | 0.25193 | 0.19131 | 0.17569 | 0.16231 | 0.16327 | 0.13454 | 0.13036 | 0.13181 | 0.1319 | 0.12757 | 0.12554 | 0.12777 | 0.12392 | 0.11936 | 0.11257
P95 | 0.43907 | 0.43732 | 0.43135 | 0.45541 | 0.42317 | 0.35953 | 0.30255 | 0.2725 | 0.24761 | 0.22176 | 0.20117 | 0.17568 | 0.17546 | 0.17189 | 0.17158 | 0.16444 | 0.16418 | 0.15525 | 0.1556 | 0.14538
CO2EMISSIONS - CO2 Emissions
MEAN | 254821.9541 | 236464.2727 | 221934.7407 | 356834.6689 | 429025.4446 | 457447.1298 | 456398.5931 | 403256.5715 | 353094.9875 | 309446.0839 | 321960.3256 | 298720.2399 | 299729.961 | 289161.2162 | 272696.9166 | 281224.8137 | 276890.4901 | 252943.3705 | 250226.8453 | 230252.6129
P5 | 185570.131 | 142589.7411 | 124229.2583 | 218638.5945 | 262191.599 | 286985.385 | 266918.5105 | 254456.4298 | 212050.2238 | 200899.217 | 222267.6737 | 214099.6653 | 223646.1223 | 225359.4091 | 208303.2925 | 215686.8782 | 215088.547 | 204620.7226 | 199311.9368 | 182706.287
P95 | 318939.0614 | 310142.1572 | 305987.8993 | 495220.0132 | 604913.2555 | 631717.125 | 652225.368 | 601426.6072 | 534121.162 | 424383.5595 | 459661.0133 | 382314.6551 | 389291.1146 | 374834.2589 | 374672.8391 | 353476.2624 | 346917.9171 | 315041.9246 | 327314.6935 | 290914.1432
FUELCONSUMED - Fuel Consumed
MEAN | 5387150.2109 | 5289855.9139 | 5284674.3994 | 7259934.3335 | 8384245.8848 | 9167092.1262 | 8923885.8014 | 8200536.7577 | 7550804 | 7104815.1666 | 7324534.6602 | 7278551.8875 | 7220959.9457 | 7094490.9304 | 7043089.1803 | 7009592.1991 | 6967244.0203 | 6808980.4495 | 6614777.7948 | 6304479.0621
P5 | 4732891.5628 | 4332001.5649 | 4316467.3663 | 5763193.7046 | 6500518.0451 | 7170690.955 | 6677486.4524 | 6378776.4722 | 5862271.3031 | 5828952.5981 | 6122194.562 | 6181914.0475 | 6235407.5142 | 6263824.192 | 6209845.1761 | 6090249.1474 | 6120231.3516 | 6159119.7035 | 5911753.1771 | 5629934.5959
P95 | 6042594.2896 | 6110873.1291 | 6194173.8738 | 8739318.5232 | 10470099.0614 | 11202270.4971 | 11296759.6583 | 10506972.6816 | 9655457.8832 | 8475313.5281 | 8967124.0614 | 8294615.178 | 8215055.3656 | 8017694.2166 | 8161203.0889 | 7811252.4591 | 7794741.7654 | 7553757.1635 | 7550715.6303 | 7082408.0242
FUELCOST - Fuel Cost
MEAN | 5499126.2147 | 5386639.5995 | 5638190.2058 | 9383202.9751 | 11257685.7261 | 13020686.6515 | 13349573.31 | 12472747.2167 | 11516298.7897 | 11353392.734 | 12111569.0675 | 12232802.5717 | 12594766.977 | 12667139.0499 | 12731447.7177 | 13098900.4553 | 13257720.2582 | 13178457.8903 | 13305559.3707 | 12944042.4201
P5 | 4619951.6597 | 4102320.1842 | 4275944.7818 | 6373707.0901 | 7190656.8051 | 8390736.5666 | 8021158.0502 | 8302497.1304 | 7622167.4739 | 7757921.3698 | 8422240.8997 | 8722749.7864 | 9401315.9386 | 9542557.3028 | 9398219.3729 | 9385605.3488 | 9655275.4162 | 10254260.7136 | 9935225.1504 | 9587204.0844
P95 | 6451919.0782 | 6686348.7828 | 7172138.2401 | 12985738.4267 | 16274926.2428 | 19015846.1154 | 20324553.8803 | 19477308.7983 | 17492672.6778 | 15920767.7788 | 17607216.7962 | 15626319.7749 | 16007958.0356 | 16556990.7597 | 17495397.2249 | 16420800.7048 | 17346684.0221 | 17349882.0277 | 17582671.666 | 17282163.0122
NETPOS - Net Position (MWh)
MEAN | 4300.968 | 245490.4432 | 240899.3074 | 492903.7005 | 608047.4782 | 636795.9908 | 509407.2871 | 417833.6618 | 142633.6461 | 100659.4362 | -83992.9279 | -98592.7048 | -104484.4519 | -127866.6166 | -165886.7557 | -219545.9242 | -373637.8253 | -423900.1488 | -493241.9189 | -547103.0154
P5 | -125091.8446 | 99224.0473 | 107562.6903 | 328985.525 | 408870.2439 | 427457.5141 | 234152.1486 | 212310.7886 | -48678.2926 | -89034.6452 | -285937.392 | -245905.2357 | -241850.0409 | -276945.8546 | -313108.0195 | -381727.275 | -502825.8792 | -548056.3991 | -635085.9542 | -669323.0184
P95 | 130420.725 | 386178.6886 | 400590.6569 | 677470.6144 | 816844.443 | 874515.9811 | 784616.6971 | 675145.1478 | 420567.7074 | 242664.0168 | 101392.5617 | 54929.5219 | 78374.4042 | 6830.6681 | 3967.935 | -83982.0962 | -222349.9473 | -315551.769 | -369960.4199 | -393232.3558
NETREVENUE - Net Revenue $
MEAN | -207178593.2402 | -208681776.3001 | -207321214.981 | -207489825.8928 | -211307801.0375 | -205959611.5508 | -200153097.4489 | -201634558.6099 | -199512789.7355 | -203326769.1145 | -184598282.5594 | -187427618.0105 | -188546606.0322 | -188199694.1657 | -190725939.6361 | -193573693.0445 | -196618919.1361 | -196611397.0901 | -199731512.1297 | -202500105.7948
P5 | -209684506.928 | -210643174.7711 | -209749176.6795 | -210036154.696 | -214198261.1003 | -208383688.026 | -202556987.671 | -203981925.27 | -201320165.2651 | -205736319.9618 | -187648365.3996 | -190616349.7751 | -192003565.2016 | -192242062.9848 | -195494708.0751 | -198196674.2578 | -204220853.0978 | -203899081.7007 | -208490140.8566 | -213307972.716
P95 | -205083429.2838 | -206424077.4313 | -204784768.155 | -204308588.4257 | -207422611.0146 | -202496751.7069 | -197364077.417 | -199194926.8218 | -197858635.26 | -200820841.856 | -181982092.6909 | -184096919.6416 | -184914838.5001 | -184522427.8582 | -186598959.1621 | -189220709.6877 | -190266436.7267 | -189839638.9647 | -192262061.3245 | -194184176.5294
STARTS - Number Starts
MEAN | 2272.51 | 2393.4 | 2262.84 | 3520.51 | 4964.13 | 6082.92 | 7837.6 | 7590.07 | 6603 | 6925.38 | 7157.9 | 6902.68 | 7344.52 | 7280.72 | 6914.04 | 7112.05 | 7316.4 | 6811.1 | 7032.54 | 6671.86
P5 | 2086.5 | 2255 | 2136 | 3098 | 4311 | 5154 | 6630 | 6344.5 | 5541.5 | 6097.5 | 6229.5 | 5905 | 6333.5 | 6003 | 5900.5 | 6151.5 | 6089 | 5514 | 5720.5 | 5474
P95 | 2433.5 | 2543.5 | 2421.5 | 4001 | 5694.5 | 7017.5 | 8846 | 8749 | 7722 | 7823 | 8230.5 | 7918 | 8282 | 8245 | 7955.5 | 7999 | 8288 | 7644 | 8137.5 | 7685
TOTALEMISSIONCOSTS - Emission Costs
MEAN | [9 empty] | 1779990.2065 | 2285183.8726 | 2930080.9736 | 3393147.4623 | 3764308.6834 | 3995787.2137 | 4592419.8806 | 4822180.8471 | 4699776.6957 | 5326298.4863 | 5157836.6195
P5 | [9 empty] | 938744.7682 | 1291205.8127 | 1762870.0687 | 2075864.369 | 2287498.7822 | 2469753.6428 | 2985885.3427 | 3138889.4764 | 3001850.8447 | 3245852.1104 | 3243722.0239
P95 | [9 empty] | 2961329.948 | 3624886.0073 | 4140602.7686 | 4621723.6929 | 5304859.9411 | 5691740.6548 | 6262462.904 | 6706395.3515 | 6803190.3147 | 7787763.5962 | 7516464.214
VOMCOSTS - VOM Costs
MEAN | 1637153.851 | 1667801.5345 | 1679659.8178 | 1682891.6595 | 1766870.7261 | 1829114.7762 | 1907136.3244 | 1799069.4249 | 1759180.2441 | 1583460.3365 | 1623115.6835 | 1606025.7413 | 1580227.874 | 1566438.9672 | 1595299.1252 | 1597037.2316 | 1586261.2745 | 1617365.719 | 1563897.2595 | 1538694.7926
P5 | 1385456.7388 | 1273727.0597 | 1262887.4658 | 1248780.5661 | 1306136.8298 | 1381288.0346 | 1342006.6036 | 1380530.7015 | 1332310.9763 | 1248549.0236 | 1282572.0983 | 1283027.6578 | 1301481.8836 | 1321549.5892 | 1372522.788 | 1370424.1832 | 1339156.9985 | 1429068.956 | 1359659.3978 | 1349109.2398
P95 | 1882549.8315 | 1997177.8319 | 2089360.3049 | 2110885.948 | 2284536.7044 | 2304712.1112 | 2480189.8186 | 2401264.459 | 2328868.0214 | 2010482.985 | 2113999.077 | 1953788.272 | 1945807.9257 | 1857667.2166 | 1993464.6055 | 1904517.776 | 1884364.4423 | 1856617.2755 | 1860795.2152 | 1817272.3765

## No Carbon
Books | Montana
Study Portfolios | 2019.01.25 IRP Base - ARS No carbon resources v4 - IRP Planning MAIN load dispatch v8 No carbon resources
Date Intervals | Annual
Peak Period Label | Light Load
Value | Column Labels
Row Labels | 2019-01 | 2020-01 | 2021-01 | 2022-01 | 2023-01 | 2024-01 | 2025-01 | 2026-01 | 2027-01 | 2028-01 | 2029-01 | 2030-01 | 2031-01 | 2032-01 | 2033-01 | 2034-01 | 2035-01 | 2036-01 | 2037-01 | 2038-01
Ancillary Reserve
2018 IRP Anc Req v6 with candidate assets
15010: New 2022JAN 18V50DF_NG_B #1
NETREVENUE - Net Revenue $
MEAN | -22973.2904 | -107836.9004 | -67904.9689 | -5034.2014 | -5871.8944 | -1807.7291 | -145090.7967 | -128758.1114 | -67937.7713 | -85163.4802 | -82097.7912 | -84560.0565 | -86367.5954 | -85635.8884 | -83275.7852 | -90569.2854 | -82092.5974 | -81455.4905 | -79276.6834 | -77817.2906
P5 | -58678.4293 | -159697.311 | -109116.9273 | -16090.1121 | -16630.7027 | -8362.7697 | -250348.2721 | -245511.2657 | -147984.2544 | -146917.0357 | -163966.5772 | -139997.9455 | -132095.9649 | -155555.5255 | -144563.2857 | -146664.0907 | -141695.5299 | -134985.3564 | -119763.3594 | -125906.6039
P95 | -6430.3555 | -62616.9829 | -32704.5854 | -592.3172 | -826.3321 | -51.1769 | -70498.6361 | -70795.7422 | -27171.3924 | -44294.1048 | -39559.1948 | -44127.9562 | -41356.8703 | -42771.0642 | -38771.0266 | -42981.5299 | -41570.8438 | -39192.6025 | -37161.6038 | -33548.2899
2018 IRP Anc Req v6 with candidate assets - Total
NETREVENUE - Net Revenue $
MEAN | -314149.0735 | -548038.4537 | -548353.9105 | -21201.9989 | -21327.7885 | -13242.9839 | -284682.3602 | -277674.5424 | -213567.6357 | -237223.7703 | -145259.6027 | -148271.5217 | -153073.987 | -161502.9449 | -157920.8651 | -152392.7242 | -146461.0025 | -176227.8709 | -162489.1414 | -197209.3433
P5 | -397856.3594 | -665626.3448 | -665860.5178 | -33460.8592 | -32625.2136 | -21748.3334 | -400595.0142 | -396126.3882 | -313749.4625 | -324873.0432 | -234748.9764 | -210859.0146 | -215214.888 | -242732.9989 | -221174.9868 | -218957.0024 | -220203.2984 | -258899.817 | -231854.3823 | -293953.3073
P95 | -258702.8542 | -442045.0122 | -444038.5895 | -12813.8538 | -12586.0379 | -7464.0807 | -199947.9933 | -202959.1466 | -152530.9184 | -172218.1914 | -94272.0118 | -96386.5119 | -102025.3529 | -104965.1061 | -102604.3568 | -98957.645 | -88996.961 | -111910.0603 | -99996.2036 | -121221.3489
2888218
NETREVENUE - Net Revenue $
MEAN | -291175.7831 | -440201.5533 | -480448.9417 | -16167.7975 | -15455.8941 | -11435.2549 | -139591.5635 | -148916.4309 | -145629.8644 | -152060.2901 | -63161.8115 | -63711.4652 | -66706.3916 | -75867.0565 | -74645.08 | -61823.4389 | -64368.405 | -94772.3803 | -83212.458 | -119392.0527
P5 | -353372.6845 | -537246.7582 | -590916.0375 | -21347.5854 | -21897.7785 | -17600.0973 | -172010.832 | -177429.7602 | -175477.9796 | -185954.33 | -83789.0163 | -89391.456 | -91571.4207 | -98323.119 | -97836.547 | -80764.14 | -93405.0376 | -131060.0913 | -115486.182 | -165951.2925
P95 | -236485.5055 | -355968.7082 | -387898.0873 | -11667.7428 | -10035.1485 | -7086.2706 | -115341.4332 | -118151.8326 | -117221.3196 | -121233.6572 | -43110.1984 | -41940.3264 | -44783.715 | -55617.245 | -49651.4661 | -46176.8257 | -43886.6288 | -64971.1904 | -59386.872 | -80688.51
Ancillary Reserve - Total
NETREVENUE - Net Revenue $
MEAN | -314149.0735 | -548038.4537 | -548353.9105 | -21201.9989 | -21327.7885 | -13242.9839 | -284682.3602 | -277674.5424 | -213567.6357 | -237223.7703 | -145259.6027 | -148271.5217 | -153073.987 | -161502.9449 | -157920.8651 | -152392.7242 | -146461.0025 | -176227.8709 | -162489.1414 | -197209.3433
P5 | -397856.3594 | -665626.3448 | -665860.5178 | -33460.8592 | -32625.2136 | -21748.3334 | -400595.0142 | -396126.3882 | -313749.4625 | -324873.0432 | -234748.9764 | -210859.0146 | -215214.888 | -242732.9989 | -221174.9868 | -218957.0024 | -220203.2984 | -258899.817 | -231854.3823 | -293953.3073
P95 | -258702.8542 | -442045.0122 | -444038.5895 | -12813.8538 | -12586.0379 | -7464.0807 | -199947.9933 | -202959.1466 | -152530.9184 | -172218.1914 | -94272.0118 | -96386.5119 | -102025.3529 | -104965.1061 | -102604.3568 | -98957.645 | -88996.961 | -111910.0603 | -99996.2036 | -121221.3489
Battery Storage
NETPOS - Net Position (MWh)
MEAN |  |  |  | -163243.4992 | -340572.5309 | -530223.9889 | -749807.5084 | -808501.2597 | -833834.4155 | -887000.276 | -900523.2658 | -946279.2307 | -953675.1996 | -999319.32 | -1005671.0957 | -1064025.2095 | -1122209.4325 | -1159531.764 | -1196668.397 | -1205841.5516
P5 |  |  |  | -183490.0238 | -379309.9437 | -608632.9948 | -863500.8215 | -933812.1779 | -977649.7415 | -1037187.128 | -1027211.0379 | -1061676.8387 | -1046921.6648 | -1148586.89 | -1125740.3599 | -1187104.9643 | -1217809.9401 | -1274400.6887 | -1299482.1708 | -1312835.096
P95 |  |  |  | -148103.5151 | -295131.5944 | -469423.91 | -627031.6394 | -698629.8883 | -718467.6054 | -767102.6863 | -798753.2062 | -831011.568 | -843222.9552 | -863210.8686 | -896143.6681 | -951164.3947 | -1023454.8164 | -1041274.6743 | -1086269.7813 | -1089055.1356
Financial Instrument
NETREVENUE - Net Revenue $
MEAN | -4468253.75 | -2197268.75
P5 | -4796800.3222 | -2430648.3252
P95 | -4108727.5897 | -1967674.9187
Fixed Cost
NETREVENUE - Net Revenue $
MEAN | -121157947.0263 | -121133735.2685 | -120725709.4923 | -120770799.5701 | -121487394.786 | -121569496.6134 | -121820161.4476 | -121668440.2689 | -121018910.6762 | -122140311.8572 | -121917087.0109 | -122126168.9306 | -122344148.5928 | -121981892.1233 | -122298385.0149 | -123056649.3173 | -123314662.1434 | -122287065.5493 | -121423591.8946 | -120975842.0177
P5 | -121157947.0263 | -121133735.2685 | -120725709.4923 | -120770799.5701 | -121487394.786 | -121569496.6134 | -121820161.4476 | -121668440.2689 | -121018910.6762 | -122140311.8572 | -121917087.0109 | -122126168.9306 | -122344148.5928 | -121981892.1233 | -122298385.0149 | -123056649.3173 | -123314662.1434 | -122287065.5493 | -121423591.8946 | -120975842.0177
P95 | -121157947.0263 | -121133735.2685 | -120725709.4923 | -120770799.5701 | -121487394.786 | -121569496.6134 | -121820161.4476 | -121668440.2689 | -121018910.6762 | -122140311.8572 | -121917087.0109 | -122126168.9306 | -122344148.5928 | -121981892.1233 | -122298385.0149 | -123056649.3173 | -123314662.1434 | -122287065.5493 | -121423591.8946 | -120975842.0177
Generation Asset
Simple HR 2018 Basin Creek 1-9 2015 single
CAPACITYFACTOR - Net Generation Capacity Factor
MEAN | 0.01314 | 0.00812 | 0.008912 | 0.069579 | 0.025628 | 0.016804 | 0.017804 | 0.01354 | 0.011021 | 0.012402 | 0.014303 | 0.012341 | 0.011894 | 0.010068 | 0.009457 | 0.009662 | 0.042764 | 0.036051 | 0.036091 | 0.03085
P5 | 0 | 0 | 0 | 0.000392 | 0 | 0 | 0.005457 | 0.004842 | 0.003854 | 0.005165 | 0.007035 | 0.00644 | 0.005587 | 0.004201 | 0.004255 | 0.003508 | 0.029758 | 0.024459 | 0.024534 | 0.019194
P95 | 0.049807 | 0.031488 | 0.028778 | 0.12984 | 0.068152 | 0.057877 | 0.043159 | 0.031835 | 0.023805 | 0.021686 | 0.026403 | 0.025234 | 0.018741 | 0.021249 | 0.018919 | 0.021555 | 0.060979 | 0.05013 | 0.048615 | 0.043234
CO2EMISSIONS - CO2 Emissions
MEAN | 1412.6722 | 916.9597 | 1011.826 | 7299.795 | 2702.5833 | 1774.0801 | 1871.7106 | 1421.9461 | 1153.4765 | 1309.7791 | 1504.5551 | 1295.1843 | 1253.1285 | 1056.6938 | 990.2211 | 1014.4741 | 4480.8492 | 3798.4778 | 3790.6556 | 3226.8334
P5 | 0 | 0 | 0 | 41.6165 | 0 | 0 | 576.744 | 508.925 | 405.8725 | 550.121 | 739.3035 | 667.0512 | 591.317 | 439.424 | 444.0457 | 370.764 | 3125.2238 | 2582.694 | 2555.1528 | 1995.534
P95 | 5350.9542 | 3492.215 | 3315.6193 | 13638.707 | 7239.8753 | 6143.3552 | 4549.1152 | 3354.9075 | 2515.969 | 2293.244 | 2746.4 | 2611.126 | 1990.1917 | 2235.2015 | 1991.14 | 2268.3655 | 6435.362 | 5310.3077 | 5138.0685 | 4531.58
FUELCONSUMED - Fuel Consumed
MEAN | 23467.0747 | 14578.1607 | 15912.2216 | 123441.2566 | 45701.7246 | 30013.1455 | 31682.4741 | 24080.5177 | 19536.5397 | 22187.1546 | 25488.3442 | 21940.4964 | 21227.6337 | 17904.4021 | 16778.949 | 17190.6441 | 75934.3905 | 64373.0454 | 64242.4186 | 54686.3605
P5 | 0 | 0 | 0 | 698.3513 | 0 | 0 | 9775.3162 | 8611.8169 | 6879.2114 | 9310.0538 | 12530.5771 | 11305.9778 | 10008.2907 | 7447.86 | 7526.3422 | 6284.1319 | 52954.9705 | 43767.6842 | 43307.8315 | 33822.684
P95 | 89433.6734 | 56194.347 | 51675.6456 | 230693.569 | 122312.4417 | 103826.5658 | 76865.2916 | 56756.9845 | 42545.0915 | 38868.5194 | 46549.125 | 44227.7104 | 33598.3451 | 37841.405 | 33748.1156 | 38375.3693 | 109060.0058 | 89984.2125 | 87085.8467 | 76792.3154
FUELCOST - Fuel Cost
MEAN | 24663.3096 | 14897.5869 | 17001.0445 | 150685.0027 | 54588.2087 | 37535.6889 | 52484.0085 | 43026.6374 | 38492.8364 | 44625.0251 | 50668.6365 | 45410.5307 | 45404.0996 | 40244.2771 | 38329.444 | 40727.4349 | 178402.1665 | 160144.281 | 162406.86 | 144187.3274
P5 | 0 | 0 | 0 | 1116.3917 | 0 | 0 | 16832.1141 | 15181.7217 | 12153.5724 | 18684.8945 | 21188.5271 | 23440.4944 | 21555.8652 | 14972.7271 | 14296.9451 | 12370.5559 | 102594.402 | 87031.123 | 91653.2126 | 68548.5547
P95 | 88791.7051 | 54578.4862 | 51919.1295 | 280534.3899 | 142841.0688 | 127851.1957 | 103110.3262 | 105604.4516 | 94478.756 | 91640.5209 | 119247.402 | 86267.0146 | 77566.1361 | 103173.4 | 83863.2178 | 83438.1596 | 303237.1851 | 260123.8148 | 260856.8415 | 246843.4567
NETPOS - Net Position (MWh)
MEAN | 2603.0681 | 1611.4017 | 1758.9909 | 13705.029 | 5073.1524 | 3333.0059 | 3519.9341 | 2675.7856 | 2170.8459 | 2466.13 | 2833.0167 | 2438.562 | 2359.6398 | 1990.2439 | 1865.0873 | 1911.0356 | 8440.552 | 7155.6556 | 7141.2823 | 6079.1088
P5 | 0 | 0 | 0 | 77.63 | 0 | 0 | 1086.75 | 957.385 | 764.4193 | 1035.01 | 1392.9268 | 1256.5703 | 1112.635 | 828 | 836.1698 | 698.625 | 5886.0397 | 4864.9706 | 4813.0706 | 3758.79
P95 | 9918.384 | 6209.3921 | 5707.0032 | 25611.6493 | 13571.5038 | 11524.9633 | 8532.4853 | 6301.5484 | 4720.6752 | 4321.125 | 5175 | 4913.7278 | 3732.1633 | 4205.0738 | 3751.875 | 4264.6536 | 12123.326 | 10003.4605 | 9680.9088 | 8537.164
NETREVENUE - Net Revenue $
MEAN | -597.5438 | 5771.5365 | 9188.6297 | 45404.3679 | 13351.0796 | 14817.9119 | 52675.1325 | 44877.8277 | 38679.2704 | 49365.8458 | 55726.1604 | 53956.8916 | 53343.47 | 50391.8178 | 49679.0335 | 52865.5366 | 90605.0454 | 80479.0939 | 77950.9935 | 67248.5273
P5 | -14151.8482 | -146.5576 | -0.14123 | 1052.925 | 0 | -0.65358 | 13193.7627 | 14119.0874 | 7372.3408 | 15661.6222 | 17818.3897 | 20768.4201 | 18366.8989 | 15475.9373 | 16898.7049 | 12938.6135 | 45456.2829 | 39280.8925 | 35673.9915 | 27290.7126
P95 | 9037.8353 | 20034.5458 | 27608.6709 | 101375.3283 | 42530.958 | 47527.5616 | 114627.0073 | 105476.0926 | 108719.7266 | 106802.0065 | 145369.6025 | 104119.1805 | 93873.8043 | 112885.6688 | 105468.5367 | 109102.1642 | 163320.7816 | 134530.7835 | 130877.9286 | 109867.1377
STARTS - Number Starts
MEAN | 22.13 | 29.42 | 36.34 | 64.88 | 26.54 | 16.37 | 24.07 | 18.57 | 16.34 | 17.55 | 22.76 | 19.38 | 19.61 | 15.38 | 14.54 | 13.55 | 51.54 | 45.31 | 44.18 | 38.82
P5 | 0 | 0 | 0 | 1 | 0 | 0 | 8.5 | 8 | 7.5 | 8.5 | 13.5 | 10.5 | 11 | 7 | 7 | 6 | 37 | 30.5 | 31 | 27
P95 | 74.5 | 100.5 | 121 | 123.5 | 74 | 52.5 | 51 | 36 | 30 | 27.5 | 33 | 31.5 | 27 | 27.5 | 27 | 22.5 | 72.5 | 60 | 60 | 52
VOMCOSTS - VOM Costs
MEAN | 11765.8679 | 7428.562 | 8267.2571 | 65784.1392 | 24807.7153 | 16631.6993 | 17916.4644 | 13887.3271 | 11505.4835 | 13317.1022 | 15609.9222 | 13704.7183 | 13520.7358 | 11642.9268 | 11134.5711 | 11619.0965 | 52415.8282 | 45295.2999 | 46132.6834 | 40061.327
P5 | 0 | 0 | 0 | 372.624 | 0 | 0 | 5531.5575 | 4968.8282 | 4051.4224 | 5589.054 | 7675.0267 | 7061.9249 | 6375.3985 | 4843.8 | 4991.9336 | 4247.64 | 36552.3064 | 30795.2641 | 31092.4359 | 24770.4261
P95 | 44831.0955 | 28625.2976 | 26822.915 | 122935.9164 | 66364.6535 | 57509.5669 | 43430.3503 | 32705.0361 | 25019.5786 | 23334.075 | 28514.25 | 27615.1501 | 21385.2957 | 24599.6815 | 22398.6937 | 25929.094 | 75285.8545 | 63321.9053 | 62538.6706 | 56259.911
Simple HR 2018 CELP 2015 v2
CAPACITYFACTOR - Net Generation Capacity Factor
MEAN | 1 | 1 | 1 | 1 | 1 | 0.85291
P5 | 1 | 1 | 1 | 1 | 1 | 0.83992
P95 | 1 | 1 | 1 | 1 | 1 | 0.85689
NETPOS - Net Position (MWh)
MEAN | 130665.85 | 130922.4 | 130175.15 | 130114.6 | 130699.1 | 64667.05
P5 | 117512.5 | 119070 | 118720 | 118562.5 | 119262.5 | 58397.5
P95 | 134680 | 134960 | 134120 | 134120 | 134680 | 66640
NETREVENUE - Net Revenue $
MEAN | -10555499.6092 | -10657747.7484 | -11005043.869 | -11549320.5102 | -12156375.5705 | -6490732.9099
P5 | -11278006.1822 | -11536883.5302 | -11963889.5705 | -12517982.8534 | -13109960.3148 | -6857684.1506
P95 | -9461696.8765 | -9551752.7026 | -9802066.5957 | -10430863.9648 | -10836216.3294 | -5869581.3702
STARTS - Number Starts
MEAN | 1.52 | 1.55 | 1.65 | 1.64 | 1.45 | 0.85
P5 | 0 | 0 | 0 | 0 | 0 | 0
P95 | 6.5 | 7 | 7 | 7 | 6 | 4
Simple HR 2018 Colstrip 3 economic dispatch
CAPACITYFACTOR - Net Generation Capacity Factor
MEAN | 0.30969 | 0.30917 | 0.26264 | 0.33514 | 0.3959 | 0.34251 | 0.33125 | 0.33153 | 0.26541 | 0.26187 | 0.3134 | 0.2633 | 0.25487 | 0.28049 | 0.23814 | 0.21692 | 0.22165 | 0.17961 | 0.17285 | 0.18115
P5 | 0.20117 | 0.18249 | 0.13827 | 0.14023 | 0.19443 | 0.16405 | 0.14537 | 0.176 | 0.11441 | 0.14748 | 0.18355 | 0.15176 | 0.15298 | 0.13448 | 0.12548 | 0.10097 | 0.12536 | 0.097165 | 0.098921 | 0.089549
P95 | 0.39361 | 0.40311 | 0.3483 | 0.51586 | 0.58717 | 0.49007 | 0.47837 | 0.51764 | 0.44838 | 0.40915 | 0.482 | 0.38981 | 0.39264 | 0.44664 | 0.34819 | 0.31465 | 0.33894 | 0.26853 | 0.26669 | 0.27615
CO2EMISSIONS - CO2 Emissions
MEAN | 105390.2483 | 92554.9397 | 88922.2507 | 113760.5126 | 115347.0914 | 117182.142 | 113210.0918 | 98387.4846 | 90275.9044 | 89908.2981 | 91963.9817 | 90244.5199 | 87250.3452 | 83775.7518 | 81139.7962 | 73875.0919 | 65295.7727 | 62037.7353 | 59405.1354 | 54062.6341
P5 | 68942.1995 | 53638.2275 | 47665.6729 | 46658.7812 | 55287.902 | 57304.0722 | 48265.3325 | 52933.4713 | 38875.2545 | 50503.7182 | 53693.1347 | 51584.6075 | 52213.3273 | 40641.0002 | 42993.8388 | 35386.955 | 36296.7677 | 33274.2392 | 35552.1205 | 26964.4892
P95 | 135243.8511 | 123874.5503 | 118892.1129 | 177820.8117 | 173204.5422 | 166564.8262 | 166754.8022 | 150449.9167 | 148986.8827 | 136356.9835 | 139117.4822 | 134951.365 | 135636.2115 | 134167.768 | 118927.8635 | 103663.873 | 99615.1792 | 91675.9077 | 91306.9077 | 80734.8717
FUELCONSUMED - Fuel Consumed
MEAN | 952586.7677 | 837283.6303 | 802988.1316 | 1028211.0086 | 1043973.7597 | 1059137.3035 | 1023315.5975 | 889353.5954 | 814913.4562 | 811144.7902 | 830483.8564 | 813344.7234 | 786029.5943 | 755666.1966 | 730329.271 | 664014.1404 | 587684.5647 | 556620.3933 | 532941.3107 | 485562.9283
P5 | 619879.5261 | 481711.1612 | 425772.8372 | 416364.5617 | 496058.5427 | 512853.0341 | 431310.287 | 474839.8637 | 346279.8138 | 452152.1242 | 481391.1508 | 460937.9202 | 466611.0693 | 362023.6361 | 382072.5046 | 312609.6628 | 323319.4806 | 293987.8445 | 315068.927 | 238093.5049
P95 | 1224787.5524 | 1123171.619 | 1076897.2114 | 1612367.353 | 1571379.1763 | 1509428.8899 | 1511377.6475 | 1364304.2589 | 1350608.2086 | 1234978.7328 | 1260603.1024 | 1221176.0766 | 1227457.0094 | 1215036.575 | 1074767.16 | 935949.1986 | 900981.7426 | 827276.8553 | 823853.1043 | 728862.3147
FUELCOST - Fuel Cost
MEAN | 914483.297 | 787046.6125 | 794958.2502 | 1192724.77 | 1148371.1356 | 1186233.78 | 1166579.7812 | 1040543.7066 | 969747.0129 | 981485.1962 | 1029799.9819 | 1024814.3515 | 1013978.1767 | 989922.7175 | 978641.2231 | 909699.3724 | 822758.3906 | 790400.9585 | 772764.9005 | 718633.1339
P5 | 595084.3451 | 452808.4915 | 421515.1089 | 482982.8916 | 545664.3969 | 574395.3982 | 491693.7272 | 555562.6406 | 412072.9784 | 547104.0703 | 596925.027 | 580781.7795 | 601928.2794 | 474250.9632 | 511977.1562 | 428275.238 | 452647.2729 | 417462.7392 | 456849.9441 | 352378.3872
P95 | 1175796.0503 | 1055781.3218 | 1066128.2392 | 1870346.1295 | 1728517.094 | 1690560.3567 | 1722970.5182 | 1596235.9829 | 1607223.7682 | 1494324.2667 | 1563147.847 | 1538681.8565 | 1583419.5421 | 1591697.9133 | 1440187.9944 | 1282250.402 | 1261374.4396 | 1174733.1345 | 1194587.0012 | 1078716.2258
NETPOS - Net Position (MWh)
MEAN | 89705.8407 | 78779.4467 | 75538.5523 | 96910.22 | 98414.4265 | 99846.6745 | 96474.7502 | 83841.0432 | 76820.5533 | 76462.0868 | 78292.3178 | 76672.7223 | 74096.1976 | 71236.45 | 68844.3935 | 62592.3885 | 55401.2606 | 52470.4062 | 50237.4932 | 45770.4706
P5 | 58336.5012 | 45308.0927 | 40025.9561 | 39194.8473 | 46726.9445 | 48304.413 | 40629.2187 | 44741.0864 | 32626.3542 | 42598.5678 | 45367.1583 | 43433.3124 | 43970.7699 | 34115.8771 | 36000.4577 | 29455.1076 | 30471.5865 | 27705.3742 | 29693.5087 | 22437.1852
P95 | 115351.825 | 105702.428 | 101323.9648 | 152035.7382 | 148180.9763 | 142330.6352 | 142523.762 | 128649.4665 | 127365.6168 | 116455.583 | 118872.0276 | 115143.9046 | 115726.8775 | 114561.3797 | 101335.7448 | 88234.9307 | 84944.8966 | 77993.4035 | 77661.2307 | 68713.7979
NETREVENUE - Net Revenue $
MEAN | -106610.2038 | 113537.6782 | 138748.7056 | 229830.0644 | 222518.1288 | 130755.2213 | 39636.7357 | 12868.2948 | -40011.7414 | -25258.7631 | 2826.8023 | -12181.6272 | -6013.7293 | 23137.765 | 23923.4577 | 93647.806 | 127599.9383 | 135445.6544 | 130377.5831 | 133441.4322
P5 | -309300.4886 | -190443.1614 | -169067.6137 | -171584.2765 | -189830.849 | -168751.2329 | -217082.7335 | -176952.6969 | -225011.3616 | -185069.2022 | -178793.2788 | -160437.8374 | -145219.4119 | -132992.7843 | -123360.895 | -43679.1882 | -30367.7097 | -20605.271 | -17124.3186 | -18606.3292
P95 | 248698.9967 | 532708.0604 | 679973.2073 | 994253.567 | 898671.8122 | 633537.4125 | 487521.3074 | 571116.825 | 499088.9043 | 281097.7505 | 418420.3972 | 256590.6373 | 223023.3145 | 402490.4637 | 310682.2379 | 350449.3206 | 414000.5136 | 401478.1754 | 359562.0609 | 335469.9522
STARTS - Number Starts
MEAN | 5.42 | 3.95 | 3.88 | 4.71 | 5.74 | 5.85 | 62.32 | 60.7 | 139.98 | 114.44 | 17.43 | 15.55 | 14.97 | 24.23 | 21.82 | 20.16 | 78.34 | 105.45 | 132.54 | 143.54
P5 | 2 | 2 | 1 | 1.5 | 2 | 2.5 | 46.5 | 44.5 | 98 | 79.5 | 7 | 6 | 6 | 13 | 10.5 | 11.5 | 41.5 | 70 | 95 | 93.5
P95 | 10 | 7 | 7.5 | 8 | 10 | 10 | 88 | 84.5 | 181 | 150 | 30 | 27 | 24.5 | 35.5 | 32 | 30.5 | 107.5 | 144.5 | 171 | 190.5
VOMCOSTS - VOM Costs
MEAN | 302308.6833 | 270213.5021 | 264384.933 | 345969.4854 | 358228.5124 | 371429.6291 | 365639.3033 | 324464.8372 | 302672.9799 | 307377.589 | 320998.5029 | 321258.7064 | 316390.7637 | 309878.5576 | 305669.107 | 283543.5199 | 255953.8238 | 247135.6133 | 241642.3424 | 224275.3057
P5 | 196594.009 | 155406.758 | 140090.8463 | 139925.605 | 170086.0779 | 179692.4162 | 153984.7388 | 173148.0043 | 128547.8355 | 171246.2424 | 186005.349 | 181985.5791 | 187755.1874 | 148404.0654 | 159842.0321 | 133431.6375 | 140778.7295 | 130492.3124 | 142825.7767 | 109942.2075
P95 | 388735.6501 | 362559.328 | 354633.8768 | 542767.5853 | 539378.7537 | 529469.9631 | 540165.0579 | 497873.4352 | 501820.5301 | 468151.4437 | 487375.3133 | 482452.9604 | 494153.767 | 498342.0015 | 449930.7071 | 399704.236 | 392445.4221 | 367348.9304 | 373550.5195 | 336697.6099
Simple HR 2018 Colstrip 3 must run
CAPACITYFACTOR - Net Generation Capacity Factor
MEAN | 1 | 1 | 1 | 1 | 1 | 1 | 1 | 1 | 1 | 1 | 1 | 1 | 1 | 1 | 1 | 1 | 1 | 1 | 1 | 1
P5 | 1 | 1 | 1 | 1 | 1 | 1 | 1 | 1 | 1 | 1 | 1 | 1 | 1 | 1 | 1 | 1 | 1 | 1 | 1 | 1
P95 | 1 | 1 | 1 | 1 | 1 | 1 | 1 | 1 | 1 | 1 | 1 | 1 | 1 | 1 | 1 | 1 | 1 | 1 | 1 | 1
FUELCONSUMED - Fuel Consumed
MEAN | 1450835.55 | 1276782.75 | 1446862.5 | 1445100.75 | 1246128.3 | 1452427.2 | 1456983.45 | 1271473.2 | 1454002.65 | 1458068.85 | 1255605.3 | 1445453.1 | 1456898.4 | 1269845.1 | 1447214.85 | 1449689.4 | 1250530.65 | 1454719.5 | 1451925 | 1265847.75
P5 | 1370925 | 1189080 | 1371937.5 | 1358167.5 | 1164375 | 1360800 | 1388947.5 | 1204065 | 1377810 | 1371735 | 1163767.5 | 1361407.5 | 1372545 | 1191510 | 1367887.5 | 1381860 | 1168830 | 1392592.5 | 1359990 | 1201635
P95 | 1521990 | 1342170 | 1527660 | 1516117.5 | 1318072.5 | 1522597.5 | 1519762.5 | 1334070 | 1517332.5 | 1529077.5 | 1313415 | 1510245 | 1521585 | 1332450 | 1516522.5 | 1517332.5 | 1319692.5 | 1521382.5 | 1518142.5 | 1329615
FUELCOST - Fuel Cost
MEAN | 1392802.128 | 1200175.785 | 1432393.875 | 1676316.87 | 1370741.13 | 1626718.464 | 1660961.133 | 1487623.644 | 1730263.1535 | 1764263.3085 | 1556950.572 | 1821270.906 | 1879398.936 | 1663497.081 | 1939267.899 | 1986074.478 | 1750742.91 | 2065701.69 | 2105291.25 | 1873454.67
P5 | 1316088 | 1117735.2 | 1358218.125 | 1575474.3 | 1280812.5 | 1524096 | 1583400.15 | 1408756.05 | 1639593.9 | 1659799.35 | 1443071.7 | 1715373.45 | 1770583.05 | 1560878.1 | 1832969.25 | 1893148.2 | 1636362 | 1977481.35 | 1971985.5 | 1778419.8
P95 | 1461110.4 | 1261639.8 | 1512383.4 | 1758696.3 | 1449879.75 | 1705309.2 | 1732529.25 | 1560861.9 | 1805625.675 | 1850183.775 | 1628634.6 | 1902908.7 | 1962844.65 | 1745509.5 | 2032140.15 | 2078745.525 | 1847569.5 | 2160363.15 | 2201306.625 | 1967830.2
NETPOS - Net Position (MWh)
MEAN | 107469.3 | 94576.5 | 107175 | 107044.5 | 92305.8 | 107587.2 | 107924.7 | 94183.2 | 107703.9 | 108005.1 | 93007.8 | 107070.6 | 107918.4 | 94062.6 | 107201.1 | 107384.4 | 92631.9 | 107757 | 107550 | 93766.5
P5 | 101550 | 88080 | 101625 | 100605 | 86250 | 100800 | 102885 | 89190 | 102060 | 101610 | 86205 | 100845 | 101670 | 88260 | 101325 | 102360 | 86580 | 103155 | 100740 | 89010
P95 | 112740 | 99420 | 113160 | 112305 | 97635 | 112785 | 112575 | 98820 | 112395 | 113265 | 97290 | 111870 | 112710 | 98700 | 112335 | 112395 | 97755 | 112695 | 112455 | 98490
NETREVENUE - Net Revenue $
MEAN | -1621970.5847 | -1051986.6805 | -1339070.5699 | -1687763.4457 | -1323486.2798 | -1822541.4588 | -1970121.21 | -1757805.3428 | -2272698.3894 | -2315121.6117 | -1907181.1839 | -2399774.6621 | -2481407.2418 | -2085214.8669 | -2568012.0853 | -2624389.5676 | -2178814.4593 | -2753792.1302 | -2804703.9576 | -2364466.2651
P5 | -2019519.9919 | -1500209.3987 | -1860317.59 | -2258329.1709 | -1761228.0426 | -2283806.603 | -2411958.5905 | -2134111.2327 | -2598624.5978 | -2673843.5906 | -2240043.4109 | -2764389.1084 | -2836275.3404 | -2414376.9127 | -2911875.5412 | -2954471.2257 | -2466052.4856 | -3046959.6919 | -3132855.9471 | -2712034.5808
P95 | -1193069.9454 | -615641.9995 | -718320.2633 | -1080590.0032 | -757812.9289 | -1382680.6984 | -1515307.9488 | -1228390.0597 | -1692535.0388 | -1883493.3101 | -1409084.9871 | -1998655.741 | -2082090.2199 | -1622773.1334 | -2245250.7465 | -2239139.3956 | -1771498.0193 | -2404463.2701 | -2439849.7346 | -2036935.0436
STARTS - Number Starts
MEAN | 2.29 | 2.8 | 2.21 | 2.22 | 2.89 | 2.37 | 1.94 | 2.88 | 1.81 | 2.05 | 2.71 | 2.07 | 2.13 | 2.91 | 2.15 | 2.12 | 2.74 | 2.15 | 2.17 | 2.9
P5 | 0 | 1 | 0 | 0 | 1 | 0 | 0 | 1 | 0 | 0 | 1 | 0 | 0 | 1 | 0 | 0 | 1 | 0 | 0 | 1
P95 | 5 | 5 | 5 | 5 | 5 | 5.5 | 4 | 5 | 4 | 5 | 5 | 4.5 | 5 | 5.5 | 5 | 4.5 | 5 | 5 | 5 | 5
VOMCOSTS - VOM Costs
MEAN | 362171.541 | 324397.395 | 375112.5 | 382148.865 | 335993.112 | 400224.384 | 409034.613 | 364488.984 | 424353.366 | 434180.502 | 381331.98 | 448625.814 | 460811.568 | 409172.31 | 475972.884 | 486451.332 | 427959.378 | 507535.47 | 517315.5 | 459455.85
P5 | 342223.5 | 302114.4 | 355687.5 | 359159.85 | 313950 | 374976 | 389934.15 | 345165.3 | 402116.4 | 408472.2 | 353440.5 | 422540.55 | 434130.9 | 383931 | 449883 | 463690.8 | 399999.6 | 485860.05 | 484559.4 | 436149
P95 | 379933.8 | 341010.6 | 396060 | 400928.85 | 355391.4 | 419560.2 | 426659.25 | 382433.4 | 442836.3 | 455325.3 | 398889 | 468735.3 | 481271.7 | 429345 | 498767.4 | 509149.35 | 451628.1 | 530793.45 | 540908.55 | 482601
Simple HR 2018 Colstrip 4 economic dispatch
CAPACITYFACTOR - Net Generation Capacity Factor
MEAN | 0.34818 | 0.26888 | 0.25891 | 0.38496 | 0.34786 | 0.34221 | 0.37879 | 0.29096 | 0.26732 | 0.30843 | 0.27097 | 0.26247 | 0.28965 | 0.24596 | 0.24027 | 0.25426 | 0.18888 | 0.1775 | 0.19697 | 0.16046
P5 | 0.22745 | 0.15496 | 0.14091 | 0.17067 | 0.17384 | 0.16457 | 0.16845 | 0.15264 | 0.11449 | 0.17037 | 0.14215 | 0.14393 | 0.16983 | 0.12214 | 0.11755 | 0.12277 | 0.10687 | 0.095877 | 0.11647 | 0.078254
P95 | 0.44787 | 0.35387 | 0.34664 | 0.59345 | 0.51756 | 0.47997 | 0.54028 | 0.45837 | 0.44878 | 0.46795 | 0.40846 | 0.38571 | 0.44851 | 0.39578 | 0.3475 | 0.37352 | 0.28912 | 0.27407 | 0.29274 | 0.25134
CO2EMISSIONS - CO2 Emissions
MEAN | 103845.4164 | 92278.7367 | 88026.6563 | 111310.6964 | 118146.6308 | 116451.9292 | 112767.593 | 98693.3175 | 91216.5497 | 90775.9792 | 92663.7296 | 89859.2174 | 86896.5685 | 83536.772 | 82163.0899 | 74615.8888 | 64680.9794 | 61096.933 | 59293.365 | 55073.2
P5 | 67308.668 | 54970.0365 | 48545.5017 | 52395.5405 | 58893.341 | 57262.5183 | 52334.1055 | 53766.8396 | 39217.2961 | 49630.1698 | 49165.7045 | 48668.0133 | 49899.0877 | 42683.127 | 40007.6715 | 36092.3215 | 37686.9708 | 33486.0508 | 34842.9117 | 26756.5828
P95 | 136032.1385 | 123949.8211 | 116043.6206 | 168581.1532 | 173666.4125 | 162549.9897 | 164726.7402 | 152958.6635 | 153033.6807 | 136972.362 | 141680.1805 | 133211.379 | 135430.996 | 131007.3613 | 121953.5747 | 110260.7608 | 100180.8323 | 95174.2365 | 87376.8602 | 84288.2812
FUELCONSUMED - Fuel Consumed
MEAN | 939760.2814 | 833460.236 | 794791.1787 | 1007312.59 | 1068040.5065 | 1052526.7191 | 1020544.4255 | 890934.0327 | 823643.7663 | 820639.5606 | 835395.1156 | 809821.7159 | 784083.6121 | 752216.4695 | 739659.236 | 672210.1912 | 580502.5558 | 548031.7564 | 533005.6516 | 493424.7306
P5 | 606110.9388 | 492392.0897 | 434035.7243 | 469428.6681 | 527632.0278 | 512631.0988 | 469231.2003 | 480698.5694 | 349130.1867 | 445264.7198 | 438491.8046 | 434350.9562 | 446482.8072 | 379188.6919 | 355089.2351 | 320764.3613 | 334133.3459 | 295890.3961 | 309797.1929 | 234775.6149
P95 | 1233497.7634 | 1123249.2113 | 1051205.2694 | 1529469.7372 | 1574463.5977 | 1472848.0158 | 1494416.5857 | 1385935.1527 | 1387200.7885 | 1241834.2421 | 1282558.6236 | 1204959.4584 | 1226778.896 | 1185500.784 | 1102557.8203 | 997495.6396 | 904314.1015 | 859065.6943 | 789345.0307 | 760068.0326
FUELCOST - Fuel Cost
MEAN | 902169.8702 | 783452.6218 | 786843.2669 | 1168482.6044 | 1174844.5571 | 1178829.9254 | 1163420.6451 | 1042392.8183 | 980136.0818 | 992973.8683 | 1035889.9433 | 1020375.362 | 1011467.8596 | 985403.575 | 991143.3763 | 920927.962 | 812703.5781 | 778205.0941 | 772858.1948 | 730268.6013
P5 | 581866.5013 | 462848.5644 | 429695.3671 | 544537.2549 | 580395.2306 | 574146.8307 | 534923.5684 | 562417.3262 | 415464.9221 | 538770.311 | 543729.8377 | 547282.2048 | 575962.8212 | 496737.1863 | 475819.5751 | 439447.175 | 467786.6843 | 420164.3625 | 449205.9296 | 347467.9101
P95 | 1184157.8529 | 1055854.2587 | 1040693.2167 | 1774184.8952 | 1731909.9574 | 1649589.7777 | 1703634.9077 | 1621544.1286 | 1650768.9383 | 1502619.433 | 1590372.6932 | 1518248.9176 | 1582544.7758 | 1553006.027 | 1477427.4791 | 1366569.0262 | 1266039.7421 | 1219873.2859 | 1144550.2946 | 1124900.6883
NETPOS - Net Position (MWh)
MEAN | 88499.4742 | 78413.6398 | 74764.266 | 94947.1229 | 100683.1753 | 99224.9958 | 96217.5956 | 83990.3316 | 77645.1764 | 77360.2081 | 78754.4671 | 76341.2847 | 73914.3232 | 70910.3242 | 69724.934 | 63367.341 | 54722.9583 | 51661.3976 | 50245.5191 | 46511.6423
P5 | 57055.3636 | 46314.8235 | 40814.1452 | 44201.7418 | 49705.654 | 48289.5602 | 44209.5505 | 45292.8418 | 32893.8545 | 41958.6622 | 41323.6413 | 40930.8113 | 42079.3307 | 35732.0892 | 33456.8684 | 30224.53 | 31490.9945 | 27885.0156 | 29200.6433 | 22123.7049
P95 | 116189.4134 | 105687.4603 | 98879.3545 | 144221.3049 | 148462.1277 | 138880.7699 | 140924.2392 | 130685.4791 | 130808.0587 | 117100.109 | 120927.607 | 113618.094 | 115669.6628 | 111786.8592 | 103961.7936 | 94039.1085 | 85260.4059 | 80993.8895 | 74423.7614 | 71657.3328
NETREVENUE - Net Revenue $
MEAN | -99728.9896 | 105936.6578 | 130550.7253 | 230695.7184 | 217715.1473 | 131195.8486 | 42842.6556 | 12817.9287 | -39580.5819 | -31569.7246 | -2258.917 | -14254.7334 | -3552.2144 | 22935.7154 | 27696.9936 | 100179.7582 | 125551.6668 | 132499.7951 | 129667.7252 | 136500.3307
P5 | -302036.529 | -188802.4175 | -166805.1984 | -176245.1274 | -187448.8347 | -176901.9896 | -211746.8853 | -173649.3057 | -224020.2143 | -182648.7382 | -190044.624 | -158702.6809 | -153199.0508 | -143357.0617 | -134925.0401 | -46559.2445 | -37045.7494 | -18457.9088 | -11016.8671 | -13638.6986
P95 | 257946.9493 | 519430.3603 | 625785.5791 | 1023023.898 | 907632.8436 | 594256.88 | 500848.5556 | 563708.6881 | 536708.2322 | 291744.2169 | 420264.7674 | 229955.3809 | 251298.2363 | 403636.3029 | 347738.4416 | 339244.9977 | 413028.3133 | 401398.5039 | 366239.702 | 364868.8478
STARTS - Number Starts
MEAN | 7.53 | 5.11 | 6.05 | 6 | 6.11 | 6.2 | 63.71 | 62.29 | 141.79 | 111.61 | 15.63 | 15.09 | 14.99 | 23.49 | 23.46 | 20.26 | 74.52 | 105.33 | 125.88 | 143.2
P5 | 4 | 2 | 3 | 2.5 | 1 | 2 | 45 | 42 | 109 | 76 | 7 | 5.5 | 6.5 | 15 | 12 | 12 | 45 | 72 | 84.5 | 93
P95 | 13 | 10 | 10 | 10.5 | 11 | 10 | 84 | 83 | 177.5 | 144.5 | 27 | 25 | 27 | 36.5 | 36 | 31 | 98.5 | 147 | 172.5 | 191
VOMCOSTS - VOM Costs
MEAN | 298243.228 | 268958.7844 | 261674.9309 | 338961.2287 | 366486.7581 | 369116.9844 | 364664.6872 | 325042.5831 | 305921.9951 | 310988.0368 | 322893.3151 | 319869.9829 | 315614.1602 | 308459.9104 | 309578.707 | 287054.0546 | 252820.0672 | 243325.1825 | 241680.9469 | 227907.047
P5 | 192276.5752 | 158859.8445 | 142849.5083 | 157800.2183 | 180928.5806 | 179637.1638 | 167554.1963 | 175283.2979 | 129601.7866 | 168673.822 | 169426.9292 | 171500.0992 | 179678.7421 | 155434.5881 | 148548.4956 | 136917.121 | 145488.3948 | 131338.4235 | 140455.0941 | 108406.1539
P95 | 391558.3231 | 362507.9889 | 346077.7408 | 514870.0585 | 540402.1449 | 516636.4639 | 534102.8666 | 505752.804 | 515383.7514 | 470742.4381 | 495803.1886 | 476059.8138 | 493909.4603 | 486272.8376 | 461590.3638 | 425997.1615 | 393903.0755 | 381481.2197 | 357978.2924 | 351120.9308
Simple HR 2018 Colstrip 4 must run
CAPACITYFACTOR - Net Generation Capacity Factor
MEAN | 1 | 1 | 1 | 1 | 1 | 1 | 1 | 1 | 1 | 1 | 1 | 1 | 1 | 1 | 1 | 1 | 1 | 1 | 1 | 1
P5 | 1 | 1 | 1 | 1 | 1 | 1 | 1 | 1 | 1 | 1 | 1 | 1 | 1 | 1 | 1 | 1 | 1 | 1 | 1 | 1
P95 | 1 | 1 | 1 | 1 | 1 | 1 | 1 | 1 | 1 | 1 | 1 | 1 | 1 | 1 | 1 | 1 | 1 | 1 | 1 | 1
FUELCONSUMED - Fuel Consumed
MEAN | 1276312.95 | 1454213.25 | 1445177.7 | 1229211.45 | 1456019.55 | 1458793.8 | 1278678.15 | 1454974.65 | 1442970.45 | 1253256.3 | 1453500.45 | 1446591.15 | 1269723.6 | 1443841.2 | 1446024.15 | 1243665.9 | 1451649.6 | 1458384.75 | 1265649.3 | 1455339.15
P5 | 1200420 | 1377607.5 | 1362622.5 | 1138657.5 | 1370520 | 1382670 | 1210747.5 | 1370520 | 1364850 | 1160122.5 | 1362825 | 1348447.5 | 1185840 | 1349460 | 1358370 | 1162350 | 1359787.5 | 1375177.5 | 1196167.5 | 1356547.5
P95 | 1342777.5 | 1530900 | 1526242.5 | 1299442.5 | 1535962.5 | 1531912.5 | 1339335 | 1529077.5 | 1517737.5 | 1318882.5 | 1531305 | 1529887.5 | 1337107.5 | 1526647.5 | 1522800 | 1322932.5 | 1508827.5 | 1542645 | 1331640 | 1520977.5
FUELCOST - Fuel Cost
MEAN | 1225260.432 | 1366960.455 | 1430725.923 | 1425885.282 | 1601621.505 | 1633849.056 | 1457693.091 | 1702320.3405 | 1717134.8355 | 1516440.123 | 1802340.558 | 1822704.849 | 1637943.444 | 1891431.972 | 1937672.361 | 1703822.283 | 2032309.44 | 2070906.345 | 1835191.485 | 2153901.942
P5 | 1152403.2 | 1294951.05 | 1348996.275 | 1320842.7 | 1507572 | 1548590.4 | 1380252.15 | 1603508.4 | 1624171.5 | 1403748.225 | 1689903 | 1699043.85 | 1529733.6 | 1767792.6 | 1820215.8 | 1592419.5 | 1903702.5 | 1952752.05 | 1734442.875 | 2007690.3
P95 | 1289066.4 | 1439046 | 1510980.075 | 1507353.3 | 1689558.75 | 1715742 | 1526841.9 | 1789020.675 | 1806107.625 | 1595847.825 | 1898818.2 | 1927658.25 | 1724868.675 | 1999908.225 | 2040552 | 1812417.525 | 2112358.5 | 2190555.9 | 1930878 | 2251046.7
NETPOS - Net Position (MWh)
MEAN | 94541.7 | 107719.5 | 107050.2 | 91052.7 | 107853.3 | 108058.8 | 94716.9 | 107775.9 | 106886.7 | 92833.8 | 107666.7 | 107154.9 | 94053.6 | 106951.2 | 107112.9 | 92123.4 | 107529.6 | 108028.5 | 93751.8 | 107802.9
P5 | 88920 | 102045 | 100935 | 84345 | 101520 | 102420 | 89685 | 101520 | 101100 | 85935 | 100950 | 99885 | 87840 | 99960 | 100620 | 86100 | 100725 | 101865 | 88605 | 100485
P95 | 99465 | 113400 | 113055 | 96255 | 113775 | 113475 | 99210 | 113265 | 112425 | 97695 | 113430 | 113325 | 99045 | 113085 | 112800 | 97995 | 111765 | 114270 | 98640 | 112665
NETREVENUE - Net Revenue $
MEAN | -1329290.5263 | -1317716.2919 | -1344627.2681 | -1322570.3912 | -1688454.9503 | -1830265.5875 | -1616200.6837 | -2131115.9114 | -2263304.8321 | -1867549.9102 | -2374408.5682 | -2400866.3131 | -2052695.1399 | -2500398.093 | -2569044.0064 | -2100349.5422 | -2692731.2918 | -2762150.63 | -2314929.3708 | -2862952.6669
P5 | -1680104.6695 | -1794624.2624 | -1849085.1897 | -1892138.9169 | -2154130.7716 | -2262540.6568 | -2076679.9155 | -2507173.9819 | -2631143.3207 | -2151505.7307 | -2718677.0503 | -2759162.0075 | -2359895.5049 | -2879286.0689 | -2874905.3354 | -2478822.892 | -3006200.3747 | -3109347.9231 | -2597844.28 | -3194861.4314
P95 | -951857.686 | -840306.0137 | -737701.5957 | -723968.1244 | -1139716.2748 | -1402575.6648 | -1199352.1276 | -1603847.8013 | -1669603.1113 | -1463550.4207 | -1880939.3378 | -2062706.2565 | -1709837.383 | -1994381.4054 | -2228934.1143 | -1674638.0702 | -2401221.9301 | -2389649.9681 | -1973243.8795 | -2434212.9636
STARTS - Number Starts
MEAN | 3.1 | 2.4 | 2.39 | 3.02 | 2.36 | 2.16 | 2.68 | 2.19 | 2.61 | 2.92 | 2.39 | 2.38 | 3.07 | 2.48 | 2.26 | 2.73 | 2.35 | 2.07 | 3.08 | 2.09
P5 | 1 | 0 | 0 | 1 | 0 | 0 | 1 | 0 | 0 | 1 | 0 | 0 | 1 | 0 | 0 | 1 | 0 | 0 | 1 | 0
P95 | 6 | 5 | 4.5 | 6 | 5 | 4 | 5 | 5 | 5.5 | 5 | 5 | 5 | 5 | 5 | 5 | 5.5 | 5 | 4 | 6 | 5
VOMCOSTS - VOM Costs
MEAN | 318605.529 | 369477.885 | 374675.7 | 325058.139 | 392586.012 | 401978.736 | 358977.051 | 417092.733 | 421133.598 | 373191.876 | 441433.47 | 448979.031 | 401608.872 | 465237.72 | 475581.276 | 417319.002 | 496786.752 | 508814.235 | 450946.158 | 528234.21
P5 | 299660.4 | 350014.35 | 353272.5 | 301111.65 | 369532.8 | 381002.4 | 339906.15 | 392882.4 | 398334 | 345458.7 | 413895 | 418518.15 | 375076.8 | 434826 | 446752.8 | 390033 | 465349.5 | 479784.15 | 426190.05 | 492376.5
P95 | 335197.05 | 388962 | 395692.5 | 343630.35 | 414141 | 422127 | 376005.9 | 438335.55 | 442954.5 | 392733.9 | 465063 | 474831.75 | 422922.15 | 491919.75 | 500832 | 443917.35 | 516354.3 | 538211.7 | 474458.4 | 552058.5
Simple HR 2018 David Gates Generating Station updated HRs
CAPACITYFACTOR - Net Generation Capacity Factor
MEAN | 0.067314 | 0.083454 | 0.078224 | 0.050684 | 0.051331 | 0.044491 | 0.040463 | 0.03569 | 0.02715 | 0.032481 | 0.032419 | 0.027258 | 0.029637 | 0.029485 | 0.024707 | 0.029081 | 0.016973 | 0.014056 | 0.014124 | 0.012383
P5 | 0.044197 | 0.047522 | 0.039922 | 0.038857 | 0.040915 | 0.034073 | 0.02048 | 0.020602 | 0.010601 | 0.019253 | 0.017549 | 0.013389 | 0.016689 | 0.016396 | 0.012413 | 0.017596 | 0.008541 | 0.006792 | 0.006848 | 0.004833
P95 | 0.092316 | 0.11798 | 0.11565 | 0.065756 | 0.063628 | 0.053171 | 0.062785 | 0.057824 | 0.05462 | 0.052474 | 0.055548 | 0.043291 | 0.042824 | 0.04603 | 0.040506 | 0.040406 | 0.028793 | 0.024262 | 0.0223 | 0.020199
CO2EMISSIONS - CO2 Emissions
MEAN | 43586.4776 | 52625.7564 | 47958.5927 | 39511.1801 | 40434.6328 | 35189.2522 | 25952.2025 | 23323.0696 | 16056.0564 | 19629.0064 | 19393.7994 | 15475.9607 | 17652.3922 | 17605.389 | 14042.4027 | 17149.1746 | 9365.7408 | 7722.681 | 7882.5138 | 7089.4532
P5 | 32433.6115 | 35852.6215 | 29634.3688 | 30844.2677 | 32661.7202 | 27309.2312 | 14598.4095 | 13966.187 | 6533.3912 | 11777.5885 | 10942.1745 | 8056.4902 | 11033.3653 | 10800.7575 | 7443.5565 | 11215.8077 | 4780.0673 | 3929.2775 | 4213.3218 | 2952.4733
P95 | 55472.4563 | 67777.9225 | 64379.432 | 50327.1648 | 49269.6235 | 42006.2185 | 37464.4077 | 35783.7622 | 31879.6682 | 31157.3553 | 31300.2782 | 24536.8057 | 25781.421 | 26949.9783 | 22331.0347 | 23007.5885 | 15246.0173 | 13046.0768 | 12707.4197 | 11726.6345
FUELCONSUMED - Fuel Consumed
MEAN | 738715.7846 | 891922.7092 | 812825.3928 | 669088.8877 | 684658.1135 | 595741.2365 | 439839.6253 | 395060.4915 | 272236.7926 | 332716.1324 | 328689.8873 | 262166.2134 | 299088.5318 | 298328.7424 | 238052.1746 | 290572.6118 | 158741.0972 | 130934.5021 | 133584.3301 | 120170.6043
P5 | 549686.2481 | 607627.529 | 502244.6542 | 522421.5295 | 553101.596 | 462593.5893 | 247404.4892 | 236639.1003 | 110763.624 | 199604.8185 | 185497.0907 | 136529.0945 | 186960.9609 | 183047.6076 | 126210.9836 | 190118.3975 | 81051.3413 | 66610.724 | 71389.8368 | 50043.7074
P95 | 940183.7736 | 1148706.8939 | 1091123.5529 | 851885.2488 | 834172.1474 | 710923.609 | 634873.7028 | 606101.572 | 540501.8539 | 528140.0796 | 530528.8196 | 415622.8638 | 436740.436 | 456672.8933 | 378612.1445 | 389766.6867 | 258427.5332 | 221214.8449 | 215393.9367 | 198821.1229
FUELCOST - Fuel Cost
MEAN | 1037873.5823 | 1245487.188 | 1197082.7539 | 978946.6678 | 1058864.8247 | 976314.07 | 795783.8956 | 729137.4134 | 570589.6113 | 666913.2111 | 683558.9311 | 573777.6224 | 643953.9553 | 661343.7289 | 553804.7413 | 653760.2871 | 383514.0925 | 337720.3788 | 344116.4886 | 323976.8196
P5 | 579224.1529 | 575372.3015 | 509190.8902 | 491035.7243 | 607256.5425 | 536567.8923 | 288536.563 | 322374.7333 | 161074.9898 | 317079.3026 | 283450.5256 | 209901.6994 | 308446.0358 | 294443.3339 | 215488.3768 | 325937.8885 | 163895.1206 | 126295.5974 | 146913.1911 | 99752.9385
P95 | 1602686.4801 | 1930897.6435 | 2030375.4525 | 1642716.261 | 1685265.9618 | 1478417.8835 | 1392729.8372 | 1508631.3344 | 1512730.4467 | 1338525.7765 | 1365787.4983 | 1090181.6043 | 1155271.8008 | 1340658.7179 | 1026058.3363 | 1077382.6897 | 735908.2375 | 650201.3898 | 623297.0842 | 637367.5817
NETPOS - Net Position (MWh)
MEAN | 37718.6902 | 46799.1888 | 43588.2311 | 28285.1411 | 28746.3858 | 24985.5312 | 22654.2392 | 19982.1403 | 15123.9159 | 18302.4891 | 18163.8769 | 15251.1813 | 16592.317 | 16474.8542 | 13782.6608 | 16279.1446 | 9508.0284 | 7882.5432 | 7906.3799 | 6902.0895
P5 | 24752.9781 | 26590.1005 | 22248.6231 | 21687.6136 | 22919.4664 | 19090.9563 | 11444.1058 | 11486.0175 | 5928.2989 | 10810.9199 | 9846.0128 | 7458.614 | 9357.921 | 9148.2138 | 6897.5231 | 9828.4491 | 4755.3746 | 3822.5491 | 3828.0655 | 2706.4104
P95 | 51840.0515 | 66477.7201 | 64304.0582 | 36548.8625 | 35440.6585 | 30030.6833 | 35325.9469 | 32234.2179 | 30355.5115 | 29471.8617 | 31216.0042 | 24309.9781 | 23991.8761 | 25761.1819 | 22600.4684 | 22491.8264 | 16210.3928 | 13573.0834 | 12490.946 | 11278.8977
NETREVENUE - Net Revenue $
MEAN | -1100068.6057 | -1148225.3731 | -1014185.204 | -1181487.8921 | -1292795.3968 | -1177499.9067 | -665375.1768 | -657322.711 | -378832.1605 | -501261.0205 | -497808.1035 | -329716.1836 | -464733.0758 | -486033.1774 | -324333.7873 | -475511.7847 | -176919.91 | -143065.6843 | -168840.7105 | -179500.546
P5 | -1365494.1385 | -1408899.314 | -1261816.1336 | -1625407.7216 | -1698544.0725 | -1531280.7641 | -952861.8867 | -1057583.7127 | -856292.209 | -870810.9313 | -783950.2551 | -598243.3923 | -734403.3097 | -827273.1096 | -569978.9603 | -698062.8483 | -336793.9324 | -284919.7608 | -331761.4135 | -368631.7157
P95 | -838184.6263 | -896125.2744 | -725425.5093 | -873223.1095 | -969071.1043 | -861798.4152 | -373811.1744 | -396138.5438 | -143523.0384 | -271041.6784 | -276963.2789 | -144337.04 | -280746.1495 | -276442.6402 | -168840.2218 | -292178.0029 | -49421.0353 | -44891.706 | -64566.1114 | -43826.1674
STARTS - Number Starts
MEAN | 2211.26 | 2340.02 | 2195.02 | 2408.77 | 2490.78 | 2555.42 | 1624.55 | 1531.42 | 828.99 | 1075 | 1088.66 | 816.24 | 1003.44 | 966.33 | 746.49 | 957.29 | 578.07 | 498.05 | 495.41 | 458.47
P5 | 2030 | 2198.5 | 1948.5 | 2084 | 2237.5 | 2306.5 | 1094 | 1089 | 480.5 | 784.5 | 719.5 | 510.5 | 731.5 | 699 | 491.5 | 684.5 | 340.5 | 283 | 287.5 | 222.5
P95 | 2350.5 | 2461 | 2342 | 2693 | 2732 | 2727 | 2028.5 | 2078 | 1263.5 | 1427 | 1413 | 1104 | 1284 | 1311 | 1060 | 1232.5 | 858 | 736.5 | 759 | 724
VOMCOSTS - VOM Costs
MEAN | 342485.7074 | 433360.4887 | 411472.9019 | 272385.909 | 282289.5088 | 250355.0225 | 231526.3247 | 208413.7236 | 160767.2257 | 198582.0067 | 200892.4784 | 172185.837 | 190977.5683 | 193414.7878 | 165116.2769 | 198931.147 | 118470.0333 | 100187.1242 | 102466.6831 | 91245.6234
P5 | 224757.0412 | 246224.3304 | 210027.0022 | 208851.7188 | 225069.1596 | 191291.3824 | 116958.7617 | 119799.1628 | 63017.8169 | 117298.4804 | 108896.9018 | 84207.7524 | 107709.6709 | 107400.0304 | 82632.3272 | 120103.6483 | 59251.968 | 48584.5987 | 49611.7288 | 35778.7455
P95 | 470707.6676 | 615583.6883 | 607030.3098 | 351965.5458 | 348027.2665 | 300907.4468 | 361031.1773 | 336202.8924 | 322679.0869 | 319769.6991 | 345249.0066 | 274459.6532 | 276146.4942 | 302436.276 | 270753.6114 | 274850.1188 | 201981.4942 | 172513.8896 | 161882.6598 | 149107.0281
Simple HR 2018 YELP 2015 v2
CAPACITYFACTOR - Net Generation Capacity Factor
MEAN | 1 | 1 | 1 | 1 | 1 | 1 | 1 | 1 | 1 | 1
P5 | 1 | 1 | 1 | 1 | 1 | 1 | 1 | 1 | 1 | 1
P95 | 1 | 1 | 1 | 1 | 1 | 1 | 1 | 1 | 1 | 1
NETPOS - Net Position (MWh)
MEAN | 193828.96 | 194754.56 | 193468.08 | 192903.88 | 193879.4 | 194975.04 | 193937.12 | 194259 | 193346.4 | 195608.92
P5 | 188864 | 187928 | 187980 | 187590 | 188318 | 190268 | 188136 | 188084 | 188084 | 189904
P95 | 198146 | 199342 | 197392 | 197990 | 198328 | 198978 | 198848 | 198510 | 197340 | 199368
NETREVENUE - Net Revenue $
MEAN | -16175779.9149 | -16193276.7471 | -16487447.6874 | -17013831.365 | -17671734.6764 | -19019672.9395 | -20189333.9068 | -21577974.7259 | -21402111.8784 | -21643777.2337
P5 | -17002223.3467 | -17286063.3837 | -17468023.2966 | -18025111.0618 | -18702601.4894 | -20055129.3267 | -21231261.8012 | -22498358.8324 | -22276795.9881 | -22416857.4065
P95 | -15250370.6759 | -15000583.1465 | -15425037.4158 | -15795408.9131 | -16688689.3739 | -18148488.3333 | -19031880.9054 | -20536317.001 | -20509623.7277 | -20802682.8645
STARTS - Number Starts
MEAN | 1.59 | 1.45 | 1.47 | 1.71 | 1.69 | 1.61 | 1.76 | 1.74 | 1.55 | 1.45
P5 | 0 | 0 | 0 | 0 | 0 | 0 | 0 | 0 | 0 | 0
P95 | 4 | 4 | 3 | 4 | 4 | 4 | 4 | 5 | 3.5 | 4
Generation Asset - Total
CAPACITYFACTOR - Net Generation Capacity Factor
MEAN | 0.40746 | 0.40007 | 0.39246 | 0.41664 | 0.41607 | 0.38446 | 0.36219 | 0.34596 | 0.33285 | 0.33565 | 0.25255 | 0.24781 | 0.24501 | 0.24114 | 0.238 | 0.22988 | 0.21921 | 0.21499 | 0.21058 | 0.20468
P5 | 0.37184 | 0.35538 | 0.34371 | 0.35814 | 0.35867 | 0.32663 | 0.29398 | 0.29495 | 0.27971 | 0.2953 | 0.20037 | 0.19983 | 0.19999 | 0.18971 | 0.19099 | 0.18209 | 0.18088 | 0.17817 | 0.18022 | 0.17001
P95 | 0.44014 | 0.4349 | 0.42823 | 0.47073 | 0.46973 | 0.42982 | 0.42051 | 0.41089 | 0.40322 | 0.39004 | 0.31481 | 0.30319 | 0.30618 | 0.3038 | 0.2863 | 0.27 | 0.26548 | 0.25285 | 0.24912 | 0.24152
CO2EMISSIONS - CO2 Emissions
MEAN | 254234.8145 | 238376.3925 | 225919.3257 | 271882.1841 | 276630.9383 | 270597.4035 | 253801.5979 | 221825.8178 | 198701.9869 | 201623.0628 | 205526.0658 | 196874.8823 | 193052.4344 | 185974.6066 | 178335.5099 | 166654.6294 | 143823.3421 | 134655.8271 | 130371.6698 | 119452.1208
P5 | 174371.5517 | 148330.7878 | 130520.7111 | 140090.445 | 155203.202 | 147493.1915 | 118955.0237 | 125008.3245 | 87366.0877 | 116544.071 | 117168.7297 | 113261.8083 | 118255.7358 | 93969.7812 | 92411.2538 | 83167.9373 | 83739.4945 | 73921.5315 | 78712.5965 | 60201.2845
P95 | 321819.3689 | 310391.9522 | 300055.5833 | 389183.3337 | 397049.6092 | 370529.0807 | 367326.1417 | 344444.4872 | 340054.0437 | 304766.1995 | 310950.2462 | 295011.7115 | 300648.2562 | 295554.8242 | 262787.8505 | 231379.2337 | 220344.76 | 204322.28 | 195635.098 | 180136.6698
FUELCONSUMED - Fuel Consumed
MEAN | 5381678.4084 | 5308240.7362 | 5318557.1246 | 5502365.943 | 5544521.9542 | 5648639.4046 | 5251043.7224 | 4925876.4872 | 4827303.6547 | 4698012.7878 | 4729162.9535 | 4799317.3991 | 4617051.3719 | 4537802.1106 | 4618058.6306 | 4337342.8875 | 4105042.8582 | 4213063.9472 | 3981348.0109 | 3875031.5237
P5 | 4609148.9 | 4321699.193 | 4252764.6755 | 4298984.0127 | 4386594.245 | 4500185.8489 | 3944049.6606 | 3986573.178 | 3740330.1128 | 3907482.9239 | 3850221.0257 | 3919674.6934 | 3854742.7934 | 3695813.7124 | 3800350.3802 | 3525047.0383 | 3418229.092 | 3574738.0965 | 3460167.3671 | 3278810.6533
P95 | 6081733.7721 | 6022347.1475 | 6100764.2964 | 6669712.0924 | 6661825.8304 | 6575818.783 | 6406936.7488 | 6161657.0702 | 6242378.5781 | 5691073.4583 | 5765485.3962 | 5766476.9023 | 5705761.4279 | 5543825.6385 | 5516047.7686 | 4992310.9244 | 4888435.2325 | 4894048.6493 | 4625402.157 | 4500693.7403
FUELCOST - Fuel Cost
MEAN | 5497252.6191 | 5398020.2492 | 5659005.1135 | 6593041.1969 | 6409031.3611 | 6639480.9843 | 6296922.5543 | 6045044.5602 | 6006363.5315 | 5966700.7322 | 6159208.6228 | 6308353.6217 | 6232146.4711 | 6231843.3515 | 6438859.0448 | 6215011.8173 | 5980430.5777 | 6203078.7474 | 5992629.1789 | 5944422.4941
P5 | 4482976.8493 | 4079330.4856 | 4226742.7631 | 4842280.9004 | 4817350.7566 | 5067563.3421 | 4507441.2691 | 4723870.862 | 4477345.3658 | 4814432.0107 | 4824728.2607 | 5003957.3366 | 5042235.2195 | 4895351.6045 | 5133268.2407 | 4883165.8073 | 4860586.3712 | 5136500.8189 | 5098303.454 | 4906177.3534
P95 | 6544816.4425 | 6613281.5207 | 7019325.0388 | 8416341.4195 | 8092591.9975 | 8030049.231 | 8019874.3249 | 8075960.2741 | 8353162.7142 | 7597590.4328 | 7946742.9842 | 7972537.0923 | 7956797.5698 | 8114644.3914 | 7923425.8879 | 7380048.1341 | 7334042.2613 | 7436885.8477 | 7162568.1354 | 7105220.2963
NETPOS - Net Position (MWh)
MEAN | 745032.8833 | 733576.637 | 733518.4703 | 754963.193 | 757654.74 | 702678.2974 | 615445.239 | 586707.4006 | 579697.4915 | 571038.7341 | 378718.1785 | 384929.2503 | 368934.4776 | 361625.6723 | 368531.0756 | 343657.7097 | 328234.2992 | 334955.5026 | 316832.4745 | 306832.7111
P5 | 673318.5461 | 647574.4293 | 645816.1844 | 650787.9717 | 653475.9415 | 599369.1872 | 498304.9979 | 502643.6559 | 481559.8284 | 499205.3093 | 300573.9164 | 307319.7126 | 303059.0301 | 285743.3611 | 295409.1345 | 271225.3872 | 267371.4502 | 277605.4731 | 270140.5455 | 252340.475
P95 | 805771.0486 | 801991.2498 | 799573.0432 | 857522.6983 | 851640.7895 | 786519.0069 | 715210.6848 | 697509.3414 | 702633.2226 | 658142.1933 | 471023.0877 | 472676.661 | 467738.6081 | 452883.9237 | 447900.1866 | 400635.0211 | 398533 | 396414.5342 | 375556.7378 | 361052.5188
NETREVENUE - Net Revenue $
MEAN | -30989545.9779 | -30143706.9686 | -30911886.5379 | -32249043.4535 | -33679262.5181 | -30063943.8206 | -24305876.4535 | -26053654.6397 | -26357860.3133 | -26335172.4179 | -4723103.8099 | -5102836.6278 | -4955057.9313 | -4975180.8391 | -5360090.3942 | -4953557.7936 | -4704709.0106 | -5310583.9012 | -4950477.7372 | -5069729.1878
P5 | -33450617.3892 | -33119318.2292 | -33893109.4311 | -35613497.6411 | -36940069.5089 | -32015976.6086 | -26227881.6994 | -27694458.4968 | -27821132.4652 | -27607555.9604 | -5544344.6165 | -5895856.4946 | -5759323.8613 | -5797069.4923 | -6093094.7455 | -5714299.025 | -5529555.8133 | -6165549.6116 | -5699640.641 | -5934345.6458
P95 | -27931651.5362 | -26838712.0673 | -26961246.135 | -28003952.6413 | -29556278.858 | -27589561.2661 | -21701367.7852 | -23080067.7574 | -23574883.1177 | -24386921.3901 | -3022340.8329 | -4061672.5268 | -4031089.6857 | -3555023.4491 | -4202583.806 | -4003822.6583 | -3503742.8815 | -4163101.9261 | -3935673.0987 | -3959052.6962
STARTS - Number Starts
MEAN | 2254.84 | 2386.7 | 2249.01 | 2492.95 | 2537.56 | 2590.83 | 1781.03 | 1679.79 | 1133.07 | 1325.02 | 1149.58 | 870.71 | 1058.21 | 1034.82 | 810.72 | 1016.11 | 787.56 | 758.36 | 803.26 | 789.02
P5 | 2084 | 2258 | 2079 | 2183.5 | 2320.5 | 2373 | 1313.5 | 1254.5 | 809.5 | 1036.5 | 791 | 567 | 804 | 768 | 560.5 | 748.5 | 518 | 504.5 | 543.5 | 496
P95 | 2402 | 2506 | 2404.5 | 2740.5 | 2754 | 2748 | 2190 | 2198 | 1553.5 | 1657.5 | 1481 | 1159.5 | 1350.5 | 1369.5 | 1122 | 1286 | 1096 | 1046 | 1119.5 | 1075
VOMCOSTS - VOM Costs
MEAN | 1635580.5566 | 1673836.6172 | 1695588.2229 | 1730307.7663 | 1760391.6186 | 1809736.4553 | 1747758.4436 | 1653390.188 | 1626354.6481 | 1637637.1126 | 1683159.6686 | 1724624.0896 | 1698923.6681 | 1697806.2125 | 1743052.8219 | 1684918.152 | 1604405.8824 | 1652292.925 | 1600184.3138 | 1571179.3631
P5 | 1348861.3721 | 1283772.9503 | 1262940.1903 | 1316345.5613 | 1358028.0521 | 1408986.759 | 1241144.82 | 1285182.3599 | 1190509.7067 | 1305282.946 | 1305243.4704 | 1353122.3341 | 1353560.9258 | 1307166.5311 | 1365282.4641 | 1307690.2473 | 1295067.6468 | 1346650.4673 | 1346804.9033 | 1272446.4956
P95 | 1903810.4955 | 1987157.8887 | 2051722.9582 | 2111134.0755 | 2152257.5486 | 2138830.4958 | 2209551.6532 | 2155316.2746 | 2215881.052 | 2069002.2886 | 2150348.9774 | 2165736.8029 | 2167918.2049 | 2171396.6696 | 2159918.795 | 1997681.8251 | 1976452.7363 | 1977522.4097 | 1916013.0491 | 1885660.7155
Hydro
IRP Black Eagle 2018
NETPOS - Net Position (MWh)
MEAN | 57040.7834 | 57192.4599 | 56760.1129 | 56782.3464 | 56982.4346 | 57116.281 | 57023.0601 | 57065.2962 | 56735.0128 | 57267.0927 | 56960.2578 | 57016.9848 | 57060.623 | 56859.6721 | 56774.4643 | 56991.3847 | 56998.5095 | 57163.6258 | 57086.7874 | 56717.7712
P5 | 52743.5277 | 53033.8711 | 52177.989 | 52528.0242 | 53026.4635 | 52320.3188 | 52932.7189 | 53370.7813 | 51775.8709 | 52948.2509 | 52532.2801 | 52942.395 | 52306.8955 | 52585.5857 | 53136.7755 | 52315.4126 | 52585.6073 | 53302.1897 | 51436.5992 | 53017.1151
P95 | 61097.7235 | 60843.7916 | 60980.4071 | 60291.521 | 60726.0926 | 61142.0114 | 61289.2754 | 60864.5249 | 60279.0432 | 61051.9001 | 60921.5498 | 60413.4034 | 60708.9999 | 60687.1849 | 61440.2634 | 61624.6362 | 60930.7599 | 60839.1028 | 61836.9125 | 60773.0473
NETREVENUE - Net Revenue $
MEAN | 532423.972 | 684898.3882 | 696366.3571 | 657155.479 | 623648.76 | 569790.4644 | 511626.7251 | 460987.3138 | 402057.9723 | 406312.4702 | 399140.7318 | 401001.2235 | 397374.8463 | 397014.7448 | 391538.3022 | 393780.3345 | 393358.7255 | 390542.4564 | 385848.277 | 377311.3321
P5 | 335208.1209 | 442292.3433 | 435083.6102 | 360695.2996 | 364313.3962 | 322832.7922 | 281617.3085 | 282441.8266 | 222488.4754 | 267018.4385 | 233377.9736 | 221013.0342 | 255979.6191 | 231719.9705 | 228143.1436 | 226316.3491 | 247423.3662 | 244518.8344 | 249934.7297 | 223623.5192
P95 | 738747.3648 | 943846.229 | 970324.8528 | 952490.9983 | 927549.8824 | 810580.0479 | 742301.6015 | 726438.5806 | 684974.9515 | 623196.3756 | 625059.221 | 574669.3273 | 589429.4534 | 627865.385 | 555315.5165 | 587979.7775 | 589308.1871 | 565276.5271 | 554578.9742 | 535780.7241
IRP Black Eagle 2018 Upgrade U1
NETPOS - Net Position (MWh)
MEAN | 8.6686 | 8.6709 | 3716.6272 | 3691.3536 | 3716.7824 | 3730.6589 | 3728.9011 | 3724.7658 | 3706.5228 | 3740.724 | 3711.4652 | 3718.3851 | 3729.2503 | 3718.9546 | 3701.1776 | 3720.7059 | 3724.2857 | 3734.6555 | 3720.7441 | 3710.9791
P5 | 7.8204 | 7.4405 | 3607.8529 | 3545.5208 | 3556.7167 | 3588.342 | 3589.4774 | 3561.7485 | 3588.9532 | 3584.7881 | 3573.4538 | 3599.1929 | 3597.3341 | 3586.2611 | 3604.447 | 3561.1637 | 3583.2403 | 3585.0604 | 3588.1667 | 3585.8916
P95 | 9.6973 | 9.6525 | 3801.2493 | 3797.7533 | 3807.9399 | 3812.9114 | 3809.0964 | 3813.8904 | 3790.3907 | 3829.5123 | 3814.705 | 3812.2744 | 3814.3945 | 3807.2778 | 3796.0492 | 3802.8564 | 3809.4778 | 3814.0137 | 3804.6498 | 3791.9492
NETREVENUE - Net Revenue $
MEAN | 73.5361 | 118.6177 | 47816.6236 | 44808.032 | 42935.7781 | 39491.743 | 35774.983 | 32422.3266 | 28683.4563 | 29012.4467 | 28630.8168 | 28672.4566 | 28600.407 | 28568.71 | 28196.9126 | 28447.8552 | 28268.7478 | 28200.6218 | 27884.2693 | 27683.4464
P5 | 39.7552 | 67.4076 | 30624.207 | 25442.3755 | 26429.0474 | 23076.5881 | 20083.7421 | 20309.7666 | 16680.1266 | 19285.9908 | 17270.8364 | 17609.5696 | 18608.7997 | 17015.8321 | 17405.6824 | 17618.9561 | 18127.5337 | 18019.8421 | 18905.211 | 16942.8038
P95 | 119.7887 | 192.9167 | 66962.9744 | 65403.7104 | 64623.3461 | 55138.3248 | 50221.267 | 52222.7373 | 48680.5812 | 43584.2329 | 44018.7093 | 40134.634 | 41477.2212 | 45005.8643 | 38599.9497 | 40900.254 | 40870.2859 | 39940.7482 | 39655.5877 | 38130.2805
IRP Cochrane 2018
NETPOS - Net Position (MWh)
MEAN | 118246.8074 | 118373.6086 | 117567.077 | 117683.4156 | 118058.407 | 118234.9692 | 118011.1549 | 118349.0739 | 117587.4051 | 118655.8522 | 117995.4063 | 118243.531 | 118187.4123 | 117516.5142 | 117755.2788 | 118072.0517 | 118200.9502 | 118398.9899 | 118166.4873 | 117651.2372
P5 | 109795.9571 | 110965.7037 | 109247.0428 | 110860.725 | 110326.8799 | 109979.7147 | 110665.0989 | 111125.4716 | 110193.4813 | 109856.4957 | 110701.1659 | 108981.6718 | 110948.2469 | 109447.1618 | 110519.0703 | 110400.9469 | 110191.0034 | 111616.9868 | 109852.3624 | 110613.6043
P95 | 126404.8449 | 125344.1551 | 124742.2318 | 123677.6958 | 124484.8796 | 124781.9144 | 127183.7773 | 125210.1485 | 124032.7683 | 126116.855 | 126056.826 | 125706.781 | 125632.1886 | 124006.2044 | 126168.8918 | 125805.7018 | 125943.7194 | 126109.3515 | 126636.4256 | 125446.9408
NETREVENUE - Net Revenue $
MEAN | 1061919.6149 | 1373637.6158 | 1398628.1351 | 1313691.0344 | 1247779.6294 | 1135026.5236 | 1011671.6307 | 909317.552 | 785019.1869 | 793277.5128 | 781042.1077 | 781145.3898 | 772101.6687 | 769945.8711 | 757762.8325 | 763875.2698 | 762166.0265 | 750974.5515 | 740089.274 | 721301.9132
P5 | 674108.8994 | 877140.9093 | 865234.0918 | 722136.1538 | 731005.6098 | 656413.4636 | 526317.2472 | 544859.9427 | 425229.1563 | 508057.1109 | 442942.2713 | 421024.5968 | 468099.0807 | 455779.517 | 432793.7331 | 434339.2333 | 482593.7738 | 458838.7033 | 456936.8654 | 430814.0274
P95 | 1509054.8088 | 1898923.4284 | 2001586.9895 | 1937525.0932 | 1877644.3362 | 1603176.1863 | 1457160.9454 | 1461497.1205 | 1366796.3166 | 1229059.8377 | 1222731.8747 | 1120827.3244 | 1172013.1307 | 1253563.5051 | 1064958.2968 | 1169359.58 | 1153800.3619 | 1109451.2426 | 1073368.1085 | 1054735.4174
IRP Hauser 2018
NETPOS - Net Position (MWh)
MEAN | 54062.5544 | 54143.3134 | 53819.1128 | 53819.3905 | 54051.2456 | 54143.2362 | 54063.5633 | 54072.8402 | 53826.1912 | 54363.5446 | 54055.7341 | 54062.3152 | 54074.615 | 53899.3107 | 53827.1224 | 54055.5191 | 54069.2261 | 54166.3207 | 54069.1768 | 53811.8031
P5 | 49462.943 | 49222.2572 | 49168.0615 | 49304.3582 | 49594.7448 | 49631.0304 | 49379.696 | 50078.664 | 48556.0938 | 50329.7841 | 49118.949 | 49592.4577 | 49946.0004 | 49129.4953 | 48164.2074 | 49020.1633 | 49707.7465 | 50012.428 | 48999.138 | 49711.6404
P95 | 58130.4023 | 57618.0005 | 57518.5458 | 57409.5596 | 57701.3758 | 57702.995 | 58010.6517 | 57713.2706 | 57113.5899 | 57612.5983 | 57793.1402 | 57579.0508 | 57863.8877 | 57999.2099 | 57921.8821 | 58093.0606 | 57920.5485 | 58121.3227 | 58055.2167 | 57461.5374
NETREVENUE - Net Revenue $
MEAN | 538074.0682 | 680939.9186 | 693815.0606 | 654762.5822 | 624297.3146 | 574025.1769 | 519838.652 | 469633.3947 | 415340.7651 | 421722.0792 | 415954.0251 | 416973.5903 | 414708.6003 | 413944.9801 | 409617.8253 | 412739.6432 | 413084.2352 | 408650.3591 | 406422.1349 | 401983.7959
P5 | 352968.6864 | 447743.1995 | 432902.0004 | 355538.5485 | 361436.3164 | 322285.4312 | 288845.8098 | 303998.5584 | 235950.91 | 286029.681 | 249052.7094 | 242924.518 | 272906.1559 | 244858.1887 | 247961.4431 | 248366.9303 | 269100.2392 | 263375.2548 | 275328.332 | 245234.2743
P95 | 746812.3166 | 921545.9036 | 967827.445 | 969241.6739 | 922943.3278 | 804583.3413 | 753970.673 | 728420.2792 | 704221.8702 | 660938.2438 | 643545.5191 | 592252.3267 | 598966.7195 | 643132.4394 | 563669.0038 | 606786.7149 | 603297.9246 | 591070.4746 | 579529.384 | 550500.2228
IRP Hauser 2018 Upgrade U2 & U5
NETPOS - Net Position (MWh)
MEAN | 20.1544 | 2787.731 | 4725.7656 | 5079.916 | 5085.3941 | 5096.3727 | 5099.3016 | 5099.5255 | 5070.0933 | 5101.565 | 5099.7732 | 5100.5207 | 5100.4789 | 5066.1122 | 5080.6538 | 5086.1254 | 5101.1503 | 5097.6133 | 5099.6434 | 5068.9043
P5 | 18.6482 | 2518.6309 | 4303.0422 | 4621.4937 | 4697.4412 | 4678.4928 | 4663.3297 | 4733.923 | 4583.5542 | 4724.7351 | 4643.1755 | 4671.2759 | 4703.1996 | 4610.9847 | 4566.111 | 4599.203 | 4677.2802 | 4689.8792 | 4610.9566 | 4640.2892
P95 | 21.9931 | 2962.9667 | 5055.5384 | 5435.0141 | 5464.3477 | 5451.7719 | 5488.6647 | 5455.77 | 5385.8176 | 5425.0257 | 5517.8848 | 5443.2318 | 5470.8765 | 5435.6868 | 5509.0066 | 5467.1031 | 5458.8955 | 5485.4082 | 5467.5344 | 5424.5967
NETREVENUE - Net Revenue $
MEAN | 173.8382 | 33405.1919 | 56214.3354 | 58156.6635 | 54914.636 | 50103.2361 | 45127.1996 | 40334.3342 | 35173.6611 | 35460.5674 | 35140.9835 | 35112.1845 | 34851.144 | 34577.4551 | 34293.7398 | 34317.7269 | 34403.4215 | 33769.6479 | 33597.5248 | 33081.3949
P5 | 85.7321 | 23286.007 | 35001.4236 | 30547.8238 | 31171.4112 | 27818.819 | 24268.4584 | 25240.5763 | 19227.0447 | 23121.0519 | 20629.2182 | 19744.9035 | 22375.1645 | 20040.9449 | 20278.6147 | 20098.2027 | 21860.0746 | 21381.7056 | 21957.6918 | 19634.8518
P95 | 271.9668 | 48168.0188 | 78230.823 | 86459.725 | 81472.8798 | 71174.7835 | 65463.0985 | 63877.804 | 60086.106 | 56798.6076 | 54839.8938 | 50179.2417 | 51810.9477 | 55377.7266 | 47918.5835 | 50851.0509 | 50245.5076 | 49332.4429 | 48730.916 | 45177.5568
IRP Holter 2018
NETPOS - Net Position (MWh)
MEAN | 124170.4351 | 124403.0616 | 123680.9426 | 123897.8368 | 124076.4426 | 124568.4087 | 124416.7498 | 123994.0691 | 123752.3921 | 124886.4609 | 124372.5565 | 124195.1108 | 124050.1719 | 124005.476 | 123065.8963 | 124382.2926 | 123820.3266 | 124530.596 | 124503.3664 | 123759.9058
P5 | 64202.334 | 64788.1819 | 64151.8872 | 71298.3769 | 64668.4596 | 63336.8587 | 70825.4639 | 73970.2455 | 66179.4206 | 76048.023 | 72363.8014 | 63605.0419 | 66733.1716 | 66473.0551 | 70206.639 | 62897.9834 | 68477.2121 | 64204.6852 | 64097.9428 | 63921.3245
P95 | 177900.0467 | 175829.1348 | 170954.9722 | 176408.0486 | 180332.6241 | 183359.4875 | 182553.6627 | 183001.7745 | 178031.1206 | 179461.9377 | 180286.2356 | 175862.5871 | 189273.914 | 176205.7174 | 178746.8984 | 181697.3776 | 180884.3455 | 183744.2709 | 186993.6496 | 172595.9823
NETREVENUE - Net Revenue $
MEAN | 1175704.0068 | 1503854.3896 | 1539845.8509 | 1462442.041 | 1388163.5865 | 1268847.2487 | 1145403.0748 | 1010681.978 | 888807.4748 | 908579.0866 | 897379.349 | 895000.1277 | 883893.2742 | 886472.6927 | 877759.1827 | 892398.1625 | 882753.3245 | 874194.8227 | 865273.5509 | 847371.4081
P5 | 554257.309 | 771989.1028 | 756892.8266 | 636027.0098 | 571281.6924 | 605633.5313 | 491631.3787 | 550305.2754 | 384214.0921 | 505698.9913 | 432068.9394 | 397674.176 | 431535.3281 | 463107.6925 | 411240.6663 | 420567.5217 | 401030.9327 | 386781.4085 | 368440.0692 | 465672.8791
P95 | 1940211.7981 | 2529614.0537 | 2414187.6433 | 2595323.7893 | 2362927.8777 | 2340229.4846 | 1970346.8202 | 1702942.6244 | 1548527.5386 | 1630126.7261 | 1503139.1239 | 1428285.6426 | 1619080.8003 | 1522020.6245 | 1480524.0078 | 1654004.0244 | 1462064.141 | 1493909.9929 | 1432190.2375 | 1428227.752
IRP Madison 2018
NETPOS - Net Position (MWh)
MEAN | 26766.2004 | 26831.6528 | 26652.7861 | 26651.4869 | 26752.5961 | 26818.2114 | 26766.1772 | 26771.8094 | 26649.2326 | 26926.7321 | 26744.7419 | 26762.4146 | 26770.0315 | 26704.0311 | 26656.7498 | 26755.1429 | 26753.0963 | 26835.7939 | 26773.2333 | 26648.0763
P5 | 25879.5208 | 25925.982 | 25732.2316 | 25960.5078 | 25988.3936 | 25929.1759 | 25973.9205 | 26085.4665 | 25666.6233 | 26118.0486 | 25775.5952 | 25875.0298 | 25937.8068 | 25984.233 | 25806.308 | 25848.8307 | 25924.51 | 26041.269 | 25732.4231 | 25893.4443
P95 | 27675.1664 | 27541.0664 | 27478.3803 | 27366.991 | 27517.5966 | 27546.1186 | 27671.2184 | 27451.1627 | 27325.8713 | 27699.5963 | 27506.4969 | 27480.7738 | 27479.9827 | 27478.5606 | 27590.5509 | 27633.9415 | 27553.0217 | 27640.3617 | 27531.4786 | 27411.1403
NETREVENUE - Net Revenue $
MEAN | 266307.396 | 337856.988 | 343531.3087 | 323884.552 | 309141.7429 | 284600.5023 | 257588.7788 | 233334.8352 | 206148.7817 | 208889.8753 | 206252.0127 | 206531.809 | 205423.4367 | 205729.7911 | 203075.0542 | 204690.5455 | 204272.0904 | 202992.8545 | 201335.697 | 198977.2697
P5 | 172747.0184 | 227165.1083 | 217831.1229 | 182033.9984 | 187105.0849 | 173176.5508 | 143082.7835 | 147675.9238 | 119834.4943 | 139636.3747 | 125506.9808 | 126447.3441 | 132602.7947 | 125802.1674 | 124958.8522 | 123140.5632 | 130213.9519 | 129297.2067 | 133419.2886 | 122091.3981
P95 | 367625.9449 | 460902.9874 | 481187.4942 | 474896.0952 | 460486.5179 | 400245.6328 | 365903.7883 | 369423.0958 | 351548.2682 | 315187.8058 | 316323.9095 | 291512.0929 | 295760.4724 | 327969.0331 | 275290.2866 | 301859.3375 | 293305.7316 | 291305.8866 | 283285.0727 | 273795.7454
IRP Morony 2018
NETPOS - Net Position (MWh)
MEAN | 115586.1311 | 115833.5258 | 115119.758 | 115144.7227 | 115627.3204 | 115695.1296 | 115462.766 | 115626.5106 | 115061.704 | 116229.9878 | 115522.5683 | 115573.2623 | 115557.0039 | 115116.9234 | 115226.331 | 115623.6768 | 115577.1176 | 115875.8326 | 115553.6611 | 115093.1729
P5 | 108244.5007 | 108954.3715 | 107004.9218 | 109090.3232 | 107994.4382 | 107800.3686 | 108807.6892 | 110075.0893 | 107649.4698 | 107159.3891 | 108473.1107 | 108775.0396 | 108453.4003 | 107663.6375 | 107973.6038 | 108767.3751 | 108614.4629 | 109904.9713 | 107555.0101 | 107959.5351
P95 | 122726.9271 | 122209.7532 | 122156.2408 | 120739.3525 | 121986.4733 | 122687.8201 | 123958.3047 | 122101.1091 | 121121.1558 | 123792.6347 | 122386.4604 | 121791.6234 | 122167.1539 | 121469.5271 | 123327.1117 | 122265.1076 | 122713.3872 | 122411.7761 | 123124.1078 | 121929.9887
NETREVENUE - Net Revenue $
MEAN | 1087826.7791 | 1396062.6271 | 1421902.024 | 1339521.5527 | 1275051.2242 | 1165664.7532 | 1046239.7129 | 944221.8692 | 824784.8506 | 833940.6293 | 822886.631 | 823192.1243 | 815429.6388 | 815893.7969 | 805095.3282 | 808989.8761 | 809951.64 | 801341.0003 | 791973.8291 | 774284.7824
P5 | 703430.9549 | 919711.489 | 893912.6292 | 738216.0228 | 756119.2111 | 684724.4854 | 565717.8279 | 580727.8328 | 466962.9779 | 551945.4934 | 486457.7302 | 462889.0291 | 517145.2054 | 505494.5449 | 473571.4261 | 470685.8983 | 512228.7706 | 497614.5737 | 505956.1112 | 466966.9406
P95 | 1512713.333 | 1909070.6748 | 1985328.4753 | 1952313.1724 | 1887925.2948 | 1633401.9497 | 1513218.6036 | 1491562.1178 | 1420394.4199 | 1273172.4851 | 1269430.2372 | 1166087.7092 | 1217473.6171 | 1292770.4282 | 1117606.7406 | 1218063.2303 | 1199995.2877 | 1156874.4383 | 1140971.1174 | 1115984.8041
IRP Mystic 2018
NETPOS - Net Position (MWh)
MEAN | 20999.5628 | 20969.9527 | 20835.1718 | 20900.1122 | 21001.1188 | 20968.7532 | 21019.9608 | 20995.4743 | 20824.7661 | 21120.3429 | 21012.3408 | 21030.5324 | 21069.8421 | 20803.0329 | 20911.6917 | 20962.6147 | 21024.762 | 21057.891 | 20951.6529 | 20827.5123
P5 | 20332.2705 | 20306.1408 | 20137.4133 | 20335.157 | 20479.2103 | 20391.3546 | 20369.7464 | 20484.7154 | 20215.8938 | 20425.4131 | 20456.6919 | 20368.4175 | 20459.2226 | 20224.9922 | 20253.0203 | 20345.1617 | 20404.6988 | 20564.2511 | 20309.0744 | 20152.3603
P95 | 21746.882 | 21684.4816 | 21551.2729 | 21521.4672 | 21558.7935 | 21581.8712 | 21655.2501 | 21535.6919 | 21389.7104 | 21858.9455 | 21601.1745 | 21684.5106 | 21568.3908 | 21336.3319 | 21574.4705 | 21466.1332 | 21590.0839 | 21602.1316 | 21634.0109 | 21587.3494
NETREVENUE - Net Revenue $
MEAN | 224858.2154 | 262475.1423 | 269528.6416 | 255446.9536 | 246836.7192 | 226600.1903 | 208176.5758 | 188810.4973 | 168460.7108 | 171925.1274 | 171263.994 | 170675.5871 | 170009.4417 | 169535.5971 | 166722.3175 | 170629.7041 | 169672.2209 | 168003.6775 | 165404.237 | 164335.6679
P5 | 151779.6363 | 181133.3602 | 177719.2702 | 147582.7877 | 154236.1126 | 143051.6126 | 123890.3071 | 123743.8131 | 99205.1527 | 114298.7687 | 105309.1741 | 109540.8854 | 110517.2272 | 111148.089 | 104796.1435 | 110259.8634 | 109134.7007 | 109332.2089 | 115372.855 | 102178.363
P95 | 306064.4387 | 355549.5625 | 370408.3936 | 360218.2064 | 351783.0557 | 305856.8485 | 292925.7376 | 293839.286 | 276398.2933 | 252524.8713 | 265722.4484 | 239036.4704 | 247362.3974 | 259366.8536 | 224352.2014 | 238965.7737 | 243228.0503 | 243011.8217 | 225682.7774 | 234450.0851
IRP Rainbow 2018
NETPOS - Net Position (MWh)
MEAN | 156998.1972 | 157271.8304 | 156290.1623 | 156331.9808 | 156893.6116 | 157097.5417 | 156798.1899 | 157025.3841 | 156227.5787 | 157732.8861 | 156691.2778 | 156996.2734 | 157066.8329 | 156370.1103 | 156441.1019 | 156914.6405 | 156913.0102 | 157311.7815 | 157006.0027 | 156259.5593
P5 | 148687.3243 | 149862.6082 | 148231.6467 | 150031.2157 | 148258.7615 | 150458.6105 | 150342.9762 | 150760.64 | 148224.9959 | 149477.5681 | 149528.9842 | 149461.6366 | 149430.0873 | 148774.9817 | 148935.9749 | 149008.3331 | 149792.3821 | 151544.6755 | 147788.5947 | 149176.6465
P95 | 165253.4282 | 163881.5687 | 163044.4398 | 161924.322 | 163311.7943 | 164144.8183 | 163802.1448 | 162880.9273 | 162763.0948 | 165173.7256 | 163957.2702 | 164112.2043 | 163337.273 | 162869.6441 | 164400.4524 | 163750.3236 | 163984.9859 | 163562.9079 | 164774.0155 | 164101.581
NETREVENUE - Net Revenue $
MEAN | 1453623.9748 | 1873668.8214 | 1906061.8255 | 1791033.8485 | 1704002.9971 | 1554979.9484 | 1394104.6803 | 1256759.4769 | 1093753.6175 | 1103848.0274 | 1087562.5908 | 1088610.5022 | 1078816.061 | 1078345.1998 | 1062126.7947 | 1067161.461 | 1064735.9357 | 1057635.5972 | 1041379.0297 | 1021464.2415
P5 | 930927.0227 | 1214596.657 | 1200084.9304 | 1001176.0093 | 1014430.2669 | 902663.4926 | 751728.1792 | 765193.8012 | 622925.8448 | 720856.4868 | 634593.7165 | 620093.2677 | 673983.7794 | 654666.9573 | 631366.0268 | 625268.2305 | 685231.2393 | 641906.392 | 657518.5109 | 612626.1439
P95 | 2039824.8993 | 2573594.8026 | 2679703.863 | 2610342.6019 | 2578290.4389 | 2179334.6709 | 1999491.7963 | 1996128.7037 | 1876034.1348 | 1667225.589 | 1691025.7263 | 1550381.2978 | 1625396.4541 | 1754983.8388 | 1473151.9779 | 1615709.5574 | 1570297.47 | 1555800.4024 | 1487238.5014 | 1463480.4659
IRP Ryan 2018
NETPOS - Net Position (MWh)
MEAN | 187503.496 | 187957.0589 | 186808.2514 | 186795.3777 | 187582.711 | 187811.5667 | 187326.869 | 187634.1688 | 186722.7115 | 188486.2458 | 187409.3684 | 187590.0113 | 187648.1014 | 186952.2209 | 186931.2129 | 187521.8879 | 187531.0236 | 187969.1921 | 187629.4249 | 186712.8402
P5 | 181344.6409 | 181818.356 | 180316.0449 | 182173.3551 | 182146.523 | 181872.4063 | 182622.9795 | 183619.0581 | 180371.9848 | 182480.9318 | 182414.9579 | 182069.098 | 182020.2563 | 181596.2304 | 181369.984 | 181985.2132 | 182251.6887 | 183840.4852 | 180533.1438 | 181497.4568
P95 | 193251.9343 | 193252.6296 | 192596.56 | 191537.9016 | 192266.5835 | 193336.0002 | 193150.7156 | 192143.697 | 191736.378 | 193850.2795 | 192968.3577 | 192871.2971 | 192100.0988 | 192351.3443 | 193131.927 | 193087.1759 | 192570.5677 | 191947.6045 | 193483.5843 | 192571.8993
NETREVENUE - Net Revenue $
MEAN | 1790747.9854 | 2300348.112 | 2338314.286 | 2201248.9894 | 2097561.7241 | 1922452.7258 | 1731704.3017 | 1564108.6225 | 1369527.954 | 1385788.9482 | 1371098.3497 | 1371671.8281 | 1359160.5236 | 1359366.5934 | 1341404.5388 | 1349006.1654 | 1346970.9822 | 1337531.5858 | 1319829.3258 | 1301567.1163
P5 | 1164113.2085 | 1515739.1326 | 1476973.7393 | 1239094.9736 | 1273449.8915 | 1151447.941 | 957035.6018 | 967433.8767 | 785197.0235 | 919065.2914 | 817551.3019 | 815301.172 | 866343.2404 | 835214.6113 | 807820.8707 | 809409.0143 | 860918.4449 | 824615.0516 | 848636.8074 | 786076.4691
P95 | 2491063.5041 | 3133314.3495 | 3287975.5716 | 3235722.0055 | 3153260.2845 | 2682224.1165 | 2469259.9724 | 2474368.4685 | 2332758.4015 | 2083609.2318 | 2132595.4539 | 1950094.0952 | 2004871.9592 | 2175235.0187 | 1817800.4401 | 2024930.9426 | 1963154.2552 | 1930968.3006 | 1882661.1068 | 1844740.2275
IRP Thompson 2018
NETPOS - Net Position (MWh)
MEAN | 219863.3899 | 220321.3745 | 218611.8112 | 219200.9667 | 220069.2219 | 220146.3253 | 219585.4596 | 219916.8894 | 218590.4121 | 221069.3756 | 219805.8998 | 219712.8616 | 219893.7392 | 218686.5596 | 219302.0496 | 220145.1602 | 219981.9577 | 220264.7713 | 219810.6247 | 218515.8287
P5 | 202314.2947 | 203967.1453 | 199073.9283 | 203644.1048 | 205610.7411 | 204535.9124 | 204111.1001 | 206144.2101 | 201741.194 | 205615.9416 | 203721.0131 | 205859.2166 | 205154.1673 | 203303.1986 | 203554.8836 | 202849.6185 | 204956.4755 | 207573.9366 | 199670.1466 | 204819.6862
P95 | 235459.5602 | 235442.2399 | 236152.591 | 231403.6919 | 235100.289 | 234453.4369 | 237597.0323 | 234356.9508 | 233102.5838 | 235363.095 | 234126.5285 | 232228.1771 | 233594.7093 | 234209.7143 | 238004.1464 | 234818.236 | 233484.527 | 234406.5378 | 237034.7427 | 234347.386
NETREVENUE - Net Revenue $
MEAN | 1943750.9224 | 2563546.1869 | 2606980.4941 | 2455072.2809 | 2333527.2162 | 2117207.8804 | 1888958.3611 | 1692810.2708 | 1462211.351 | 1480788.1878 | 1449205.3878 | 1453654.0997 | 1437019.2872 | 1433401.8132 | 1413750.659 | 1420040.659 | 1418302.4931 | 1399542.382 | 1383039.7498 | 1335903.7751
P5 | 1226082.3547 | 1653540.4939 | 1620477.6299 | 1341462.169 | 1327431.2367 | 1196309.1076 | 1003370.1543 | 1015463.5899 | 785257.1286 | 936883.2278 | 842878.2157 | 752124.7565 | 877658.2862 | 834777.2076 | 810367.6061 | 786685.4341 | 874628.6537 | 852785.5239 | 844925.5406 | 763568.149
P95 | 2729017.0588 | 3538649.8082 | 3679759.4951 | 3615051.2938 | 3569129.8138 | 3042818.2301 | 2801367.937 | 2749835.7137 | 2545974.6178 | 2304986.3843 | 2283605.1576 | 2081942.4281 | 2189111.6501 | 2316623.1046 | 2066999.1345 | 2215806.1972 | 2145324.3316 | 2044571.9811 | 2035086.6113 | 1943473.8512
Hydro - Total
NETPOS - Net Position (MWh)
MEAN | 1081266.3807 | 1086094.2406 | 1084587.5789 | 1085978.9059 | 1089897.2861 | 1091427.4547 | 1089302.1534 | 1090275.8074 | 1084754.0222 | 1095580.8098 | 1089381.39 | 1090002.2032 | 1090208.1025 | 1085698.9182 | 1085673.7302 | 1090231.2026 | 1089695.416 | 1092407.0636 | 1090370.805 | 1084777.5904
P5 | 973179.7046 | 982688.3012 | 980463.3536 | 992289.0639 | 995523.296 | 985322.3014 | 990772.5534 | 999916.4324 | 971136.4196 | 1002771.5804 | 984692.5318 | 993335.3158 | 987611.4761 | 989927.9927 | 987084.8969 | 978015.0779 | 1002421.207 | 998548.1154 | 965503.8924 | 982054.4698
P95 | 1186217.0965 | 1177442.0041 | 1175110.5705 | 1177098.0882 | 1181321.3805 | 1190677.694 | 1200792.8796 | 1189857.9388 | 1173126.0111 | 1188288.2216 | 1195542.774 | 1179986.9207 | 1188657.1299 | 1182101.6253 | 1187603.2543 | 1183347.7181 | 1192070.3397 | 1194949.4311 | 1202158.6831 | 1182776.427
NETREVENUE - Net Revenue $
MEAN | 10075484.3093 | 13010811.9996 | 13319004.9427 | 12557224.0094 | 11947861.3284 | 10908790.3932 | 9796214.6758 | 8803422.4711 | 7679969.7822 | 7779544.9582 | 7665556.9799 | 7672240.9228 | 7597388.3294 | 7592797.2454 | 7491343.4876 | 7546077.4031 | 7527939.8435 | 7453379.5568 | 7362076.8993 | 7205266.1436
P5 | 6470715.8575 | 8391446.0051 | 8271600.0934 | 6844978.0447 | 6795154.5983 | 6223951.8321 | 5260903.1079 | 5590019.51 | 4327515.6488 | 5191261.0787 | 4482236.4499 | 4188591.7434 | 4855591.4469 | 4632884.3484 | 4397789.2033 | 4374201.447 | 4756794.757 | 4491435.9292 | 4714017.1023 | 4321003.0003
P95 | 13985444.1116 | 17765312.6804 | 18437164.0658 | 18593546.6497 | 17936731.2951 | 15538142.7269 | 14230224.1201 | 14204565.8811 | 13207741.348 | 12093069.6427 | 11907874.4815 | 10784287.112 | 11279559.95 | 12108741.8433 | 10593485.932 | 11394101.7487 | 11174129.1063 | 10982719.7275 | 10714820.8336 | 10417121.164
Load
NWE Load 2018 incl DSM and NEM main - with EPD
NETPOS - Net Position (MWh)
MEAN | -2444003.885 | -2440075.5536 | -2436170.0063 | -2439122.528 | -2468987.3777 | -2465969.6153 | -2483297.6921 | -2490180.7961 | -2489028.3446 | -2519515.404 | -2522466.7901 | -2535676.5628 | -2545681.407 | -2535039.8665 | -2559072.1313 | -2587570.4115 | -2600366.2259 | -2601468.0039 | -2640070.8706 | -2650661.0329
P5 | -2475819.07 | -2476619.455 | -2468524.945 | -2481587.8 | -2506395.805 | -2500491.83 | -2524625.485 | -2534425.46 | -2528264.42 | -2558095.38 | -2559192.75 | -2573304.175 | -2590871.625 | -2566916.785 | -2605014.865 | -2630035.68 | -2634503.975 | -2653206.765 | -2677936.525 | -2689622.125
P95 | -2413246.83 | -2406223.53 | -2406551.56 | -2402353.91 | -2436398.255 | -2436524.685 | -2449587.285 | -2450968.54 | -2457261.555 | -2483507.74 | -2490295.03 | -2502393.985 | -2509248.325 | -2494072.86 | -2518589.98 | -2545235.405 | -2563316.88 | -2563237.26 | -2600528.575 | -2615006.905
NETREVENUE - Net Revenue $
MEAN | -40662660.0649 | -46750932.1638 | -47703133.0413 | -48361664.669 | -50232607.661 | -47937071.5646 | -45848674.5704 | -43671874.2758 | -41280613.775 | -41944608.2064 | -42012199.3092 | -42230651.6459 | -42289038.4676 | -42220607.7591 | -42238785.7795 | -42995451.2295 | -43063642.9602 | -42838100.8892 | -43429482.4013 | -43529572.0287
P5 | -50167321.0028 | -58937275.6885 | -61050382.9357 | -62881772.3373 | -64783443.1257 | -58665985.3595 | -56631620.4556 | -57347209.5639 | -56020524.6078 | -52338245.5794 | -53799795.4012 | -51279432.7028 | -51503765.4808 | -54288488.1164 | -50412948.487 | -51694982.2255 | -52308910.8129 | -51143402.1223 | -51754652.0169 | -51760234.7587
P95 | -31963777.0441 | -36142703.5725 | -35701231.4686 | -34973025.5475 | -38366735.6117 | -37361535.8515 | -35049073.2144 | -35132379.9558 | -32701048.5487 | -34640039.924 | -33837654.3282 | -34208180.7829 | -35184862.4308 | -34305130.0015 | -33765965.909 | -35084292.7037 | -35511897.4435 | -34860740.5187 | -36001666.56 | -34893422.9283
Load - Total
NETPOS - Net Position (MWh)
MEAN | -2444003.885 | -2440075.5536 | -2436170.0063 | -2439122.528 | -2468987.3777 | -2465969.6153 | -2483297.6921 | -2490180.7961 | -2489028.3446 | -2519515.404 | -2522466.7901 | -2535676.5628 | -2545681.407 | -2535039.8665 | -2559072.1313 | -2587570.4115 | -2600366.2259 | -2601468.0039 | -2640070.8706 | -2650661.0329
P5 | -2475819.07 | -2476619.455 | -2468524.945 | -2481587.8 | -2506395.805 | -2500491.83 | -2524625.485 | -2534425.46 | -2528264.42 | -2558095.38 | -2559192.75 | -2573304.175 | -2590871.625 | -2566916.785 | -2605014.865 | -2630035.68 | -2634503.975 | -2653206.765 | -2677936.525 | -2689622.125
P95 | -2413246.83 | -2406223.53 | -2406551.56 | -2402353.91 | -2436398.255 | -2436524.685 | -2449587.285 | -2450968.54 | -2457261.555 | -2483507.74 | -2490295.03 | -2502393.985 | -2509248.325 | -2494072.86 | -2518589.98 | -2545235.405 | -2563316.88 | -2563237.26 | -2600528.575 | -2615006.905
NETREVENUE - Net Revenue $
MEAN | -40662660.0649 | -46750932.1638 | -47703133.0413 | -48361664.669 | -50232607.661 | -47937071.5646 | -45848674.5704 | -43671874.2758 | -41280613.775 | -41944608.2064 | -42012199.3092 | -42230651.6459 | -42289038.4676 | -42220607.7591 | -42238785.7795 | -42995451.2295 | -43063642.9602 | -42838100.8892 | -43429482.4013 | -43529572.0287
P5 | -50167321.0028 | -58937275.6885 | -61050382.9357 | -62881772.3373 | -64783443.1257 | -58665985.3595 | -56631620.4556 | -57347209.5639 | -56020524.6078 | -52338245.5794 | -53799795.4012 | -51279432.7028 | -51503765.4808 | -54288488.1164 | -50412948.487 | -51694982.2255 | -52308910.8129 | -51143402.1223 | -51754652.0169 | -51760234.7587
P95 | -31963777.0441 | -36142703.5725 | -35701231.4686 | -34973025.5475 | -38366735.6117 | -37361535.8515 | -35049073.2144 | -35132379.9558 | -32701048.5487 | -34640039.924 | -33837654.3282 | -34208180.7829 | -35184862.4308 | -34305130.0015 | -33765965.909 | -35084292.7037 | -35511897.4435 | -34860740.5187 | -36001666.56 | -34893422.9283
Physical Instrument
2018 Small QF - Aggregated Hydro Esc
NETPOS - Net Position (MWh)
MEAN | 42285.8826 | 42265.4199 | 41911.6185 | 42248.8615 | 42288.0334 | 32149.4219 | 19156.6102 | 19053.6806 | 18828.6831 | 19038.3123 | 19095.3443 | 19052.4913 | 19156.6102 | 2900.365
P5 | 42285.8826 | 42265.4199 | 41911.6185 | 42248.8615 | 42288.0334 | 32149.4219 | 19156.6102 | 19053.6806 | 18828.6831 | 19038.3123 | 19095.3443 | 19052.4913 | 19156.6102 | 2900.365
P95 | 42285.8826 | 42265.4199 | 41911.6185 | 42248.8615 | 42288.0334 | 32149.4219 | 19156.6102 | 19053.6806 | 18828.6831 | 19038.3123 | 19095.3443 | 19052.4913 | 19156.6102 | 2900.365
NETREVENUE - Net Revenue $
MEAN | -2570443.7413 | -2479581.936 | -2447518.3288 | -2492863.1677 | -2526883.5337 | -1998075.4475 | -1206999.5758 | -1217576.9017 | -1222683.9969 | -1237246.7768 | -1241540.7848 | -1241512.5697 | -1248957.487 | -202971.42
P5 | -2694373.0108 | -2636281.7959 | -2619907.1629 | -2694364.9639 | -2690834.4539 | -2107495.0471 | -1262715.9879 | -1260484.5153 | -1263247.7104 | -1272441.6102 | -1283344.2355 | -1279495.1295 | -1285813.4002 | -206889.6799
P95 | -2430928.8303 | -2306789.3607 | -2248233.8313 | -2292480.669 | -2324747.4011 | -1896588.3948 | -1149538.6689 | -1154797.4211 | -1162240.3582 | -1186570.6686 | -1186141.6758 | -1193223.222 | -1203360.1779 | -197118.4262
2018 Small QF - Aggregated Hydro Fixed
NETPOS - Net Position (MWh)
MEAN | 3005.5614 | 2901.0948 | 2531.4131 | 2540.015 | 2541.9723 | 2544.5425 | 2547.8321 | 2546.1998 | 2531.4131 | 2547.277 | 2545.5216 | 2545.2159 | 2547.8321 | 2529.4752 | 2540.015 | 2444.2245 | 2356.9569 | 2358.4725 | 113.473
P5 | 3005.5614 | 2901.0948 | 2531.4131 | 2540.015 | 2541.9723 | 2544.5425 | 2547.8321 | 2546.1998 | 2531.4131 | 2547.277 | 2545.5216 | 2545.2159 | 2547.8321 | 2529.4752 | 2540.015 | 2444.2245 | 2356.9569 | 2358.4725 | 113.473
P95 | 3005.5614 | 2901.0948 | 2531.4131 | 2540.015 | 2541.9723 | 2544.5425 | 2547.8321 | 2546.1998 | 2531.4131 | 2547.277 | 2545.5216 | 2545.2159 | 2547.8321 | 2529.4752 | 2540.015 | 2444.2245 | 2356.9569 | 2358.4725 | 113.473
NETREVENUE - Net Revenue $
MEAN | -157052.5319 | -145062.0487 | -125908.4715 | -128047.4467 | -130117.1659 | -132363.5753 | -135118.9182 | -137397.6091 | -139067.3095 | -140295.8333 | -140182.9356 | -140015.2247 | -140417.9897 | -139366.7817 | -140360.8677 | -135179.0041 | -130467.3457 | -130664.0458 | -6886.329
P5 | -165634.4651 | -155801.3025 | -136382.8578 | -140178.7731 | -139910.4558 | -141108.0349 | -144137.0087 | -144083.8806 | -146159.5143 | -145766.214 | -146242.4 | -146148.1548 | -146175.4938 | -145430.1606 | -146538.4256 | -140915.7834 | -135649.5601 | -135870.4655 | -7549.9209
P95 | -147485.7424 | -133374.3121 | -113860.3664 | -116199.8259 | -118003.9536 | -123618.5312 | -126347.5612 | -126296.8709 | -127895.0981 | -132321.0284 | -131254.5094 | -132557.9632 | -132726.9894 | -130244.4494 | -134082.552 | -128714.8963 | -124062.9292 | -125091.238 | -5970.2855
2018 Small QF - Aggregated Hydro Index
NETPOS - Net Position (MWh)
MEAN | 576.3671 | 576.7627 | 573.1266 | 209.7873
P5 | 576.3671 | 576.7627 | 573.1266 | 209.7873
P95 | 576.3671 | 576.7627 | 573.1266 | 209.7873
NETREVENUE - Net Revenue $
MEAN | -5878.4436 | -5777.4776 | -5771.1371 | -1996.8891
P5 | -7443.4111 | -7824.2515 | -7993.0346 | -2996.3609
P95 | -4124.5817 | -3530.4998 | -3198.4909 | -765.4907
2018 Small QF - Aggregated Wind Fixed
NETPOS - Net Position (MWh)
MEAN | 13117.2031 | 13101.2922 | 13072.5383 | 13034.103 | 13123.8658 | 13108.6284 | 8176.9863 | 2339.9749 | 2332.4948 | 2350.5312 | 2337.1002 | 2341.5604 | 2340.3501 | 2328.1365 | 2325.4481 | 2338.5313 | 2337.1002 | 2338.8218 | 2339.9749 | 2332.4948
P5 | 13117.2031 | 13101.2922 | 13072.5383 | 13034.103 | 13123.8658 | 13108.6284 | 8176.9863 | 2339.9749 | 2332.4948 | 2350.5312 | 2337.1002 | 2341.5604 | 2340.3501 | 2328.1365 | 2325.4481 | 2338.5313 | 2337.1002 | 2338.8218 | 2339.9749 | 2332.4948
P95 | 13117.2031 | 13101.2922 | 13072.5383 | 13034.103 | 13123.8658 | 13108.6284 | 8176.9863 | 2339.9749 | 2332.4948 | 2350.5312 | 2337.1002 | 2341.5604 | 2340.3501 | 2328.1365 | 2325.4481 | 2338.5313 | 2337.1002 | 2338.8218 | 2339.9749 | 2332.4948
NETREVENUE - Net Revenue $
MEAN | -544651.1343 | -505441.4753 | -500387.3027 | -508441.3893 | -519729.8761 | -531597.0413 | -356941.4646 | -98843.9714 | -100808.0733 | -101518.946 | -100900.304 | -101039.5104 | -100971.7094 | -100401.654 | -100375.1014 | -100825.7351 | -100774.9452 | -100910.2088 | -100989.8787 | -100682.5857
P5 | -584616.9752 | -562292.4068 | -567125.3991 | -579905.1336 | -581895.978 | -587968.9896 | -393701.7816 | -107163.2667 | -109435.4872 | -108180.592 | -108850.4307 | -108956.7375 | -108409.4395 | -108145.4346 | -108151.94 | -108582.4497 | -107776.0033 | -108143.0821 | -107754.2888 | -108732.4571
P95 | -499469.4983 | -441808.2573 | -425191.6684 | -429641.7362 | -443211.0947 | -475085.6669 | -323139.6879 | -85347.757 | -85699.6474 | -91814.3892 | -89659.6925 | -92125.0129 | -91577.3475 | -89078.0465 | -92882.7565 | -91792.9132 | -92453.0057 | -92757.1658 | -92458.692 | -93324.8927
2018 Small QF - Aggregated Wind Index
NETPOS - Net Position (MWh)
MEAN | 4596.2179 | 4612.8058 | 4579.4642 | 4604.2814 | 4606.1022 | 4594.1555 | 4617.699 | 4614.8682 | 4579.4642 | 4622.1473 | 4606.9523 | 4596.2179 | 4617.699 | 4573.731 | 4604.2814 | 4606.1022 | 4606.9523 | 4615.6366 | 4614.8682 | 4579.4642
P5 | 4596.2179 | 4612.8058 | 4579.4642 | 4604.2814 | 4606.1022 | 4594.1555 | 4617.699 | 4614.8682 | 4579.4642 | 4622.1473 | 4606.9523 | 4596.2179 | 4617.699 | 4573.731 | 4604.2814 | 4606.1022 | 4606.9523 | 4615.6366 | 4614.8682 | 4579.4642
P95 | 4596.2179 | 4612.8058 | 4579.4642 | 4604.2814 | 4606.1022 | 4594.1555 | 4617.699 | 4614.8682 | 4579.4642 | 4622.1473 | 4606.9523 | 4596.2179 | 4617.699 | 4573.731 | 4604.2814 | 4606.1022 | 4606.9523 | 4615.6366 | 4614.8682 | 4579.4642
NETREVENUE - Net Revenue $
MEAN | -241514.8577 | -232335.0681 | -229336.5437 | -234051.2303 | -237099.4454 | -241000.2848 | -246671.3236 | -250868.009 | -253500.6708 | -255984.4496 | -255374.2828 | -255053.5863 | -256421.6494 | -254047.1725 | -256310.3698 | -259787.8583 | -263545.2169 | -267970.6063 | -271721.4022 | -273389.9462
P5 | -254933.29 | -250760.1514 | -249757.7682 | -257138.2176 | -256762.0862 | -258040.1712 | -264532.6396 | -264753.1275 | -267607.7482 | -267102.0079 | -267675.0826 | -267040.8573 | -267821.0704 | -266509.953 | -268658.3297 | -271982.0596 | -274912.77 | -279174.5721 | -282061.0512 | -286086.2763
P95 | -226409.2001 | -212456.0548 | -205421.7767 | -209807.9307 | -213149.9759 | -223952.6696 | -229830.3434 | -228726.3681 | -230995.6997 | -239617.1737 | -237506.6322 | -241197.713 | -241260.3748 | -235449.3592 | -244892.4976 | -245946.4575 | -250089.6182 | -255263.7931 | -258286.6515 | -261275.688
Physical Instrument - Total
NETPOS - Net Position (MWh)
MEAN | 63581.2321 | 63457.3753 | 62668.1606 | 62637.0482 | 62559.9736 | 52396.7482 | 34499.1276 | 28554.7235 | 28272.0552 | 28558.2677 | 28584.9185 | 28535.4855 | 28662.4914 | 12331.7077 | 9469.7445 | 9388.858 | 9301.0094 | 9312.9309 | 7068.3161 | 6911.9589
P5 | 63581.2321 | 63457.3753 | 62668.1606 | 62637.0482 | 62559.9736 | 52396.7482 | 34499.1276 | 28554.7235 | 28272.0552 | 28558.2677 | 28584.9185 | 28535.4855 | 28662.4914 | 12331.7077 | 9469.7445 | 9388.858 | 9301.0094 | 9312.9309 | 7068.3161 | 6911.9589
P95 | 63581.2321 | 63457.3753 | 62668.1606 | 62637.0482 | 62559.9736 | 52396.7482 | 34499.1276 | 28554.7235 | 28272.0552 | 28558.2677 | 28584.9185 | 28535.4855 | 28662.4914 | 12331.7077 | 9469.7445 | 9388.858 | 9301.0094 | 9312.9309 | 7068.3161 | 6911.9589
NETREVENUE - Net Revenue $
MEAN | -3519540.7089 | -3368198.0058 | -3308921.7839 | -3365400.1231 | -3413830.0211 | -2903036.3489 | -1945731.2822 | -1704686.4912 | -1716060.0504 | -1735046.0057 | -1737998.3072 | -1737620.891 | -1746768.8355 | -696787.0283 | -497046.3388 | -495792.5975 | -494787.5077 | -499544.861 | -379597.6098 | -374072.5319
P5 | -3706848.123 | -3612828.2284 | -3582903.5253 | -3670552.3878 | -3669513.7726 | -3087728.426 | -2064987.4499 | -1775311.8167 | -1786620.3083 | -1795639.8608 | -1803083.9407 | -1799473.27 | -1806812.3675 | -727122.0043 | -523474.615 | -521480.2927 | -518552.1766 | -523517.5288 | -397430.7234 | -394942.5608
P95 | -3311265.921 | -3103126.8109 | -2992746.8909 | -3048788.3295 | -3095546.8082 | -2723547.8651 | -1830251.8758 | -1597527.0552 | -1607670.7436 | -1650493.3484 | -1645536.9042 | -1662142.2315 | -1670024.2018 | -651373.1497 | -471924.5483 | -466151.7876 | -466780.6761 | -473001.4696 | -356190.127 | -354646.1588
Transmission Line
NETREVENUE - Net Revenue $
MEAN | -4271264.2639 | -3471806.1219 | -3603098.5964 | -1712820.9102 | -1910925.9979 | -2839402.5707 | -4799104.7603 | -4957612.9282 | -6155998.2875 | -6638149.4119 | -8242685.4405 | -8764821.8934 | -8780944.8854 | -9300005.6032 | -9311458.7534 | -8296265.5953 | -6873925.5323 | -6026102.6812 | -6442549.659 | -5880363.2625
P5 | -5423068.779 | -4474275.4129 | -4752368.8185 | -2389786.609 | -2830233.699 | -4198151.8209 | -6928588.1936 | -6960493.5302 | -8978722.5059 | -8895398.0976 | -11026146.1071 | -11814378.6147 | -11476040.2292 | -12973777.4088 | -11633657.4848 | -11044304.5818 | -9548839.5924 | -7961175.5957 | -8901778.9985 | -8239962.1753
P95 | -3304936.6715 | -2611122.1277 | -2504277.6071 | -1157377.4194 | -1129061.9712 | -1711237.6923 | -3098657.403 | -3285589.6186 | -4358610.0105 | -4638125.4536 | -5922695.9436 | -5995492.5575 | -6426064.9197 | -6596669.7549 | -6861877.4007 | -6028050.0679 | -4786493.573 | -4028126.6321 | -4431872.8994 | -4251324.0706
Wind Asset
15931: New 2022JAN IRP Wind - GF #1
NETPOS - Net Position (MWh)
MEAN |  |  |  | 172722.0067 | 173535.0416 | 172919.4962 | 173944.1979 | 174034.4075 | 173112.8173 | 174167.3099 | 173049.1794 | 173113.4526 | 173861.365 | 172591.2523 | 172893.0974 | 173678.7327 | 172720.9761 | 173788.7402 | 173988.1048 | 173504.1868
P5 |  |  |  | 154855.8377 | 157789.0426 | 155306.0165 | 157994.3018 | 156288.0459 | 155648.0548 | 156370.1988 | 155241.4917 | 157173.4709 | 158619.8883 | 157207.9581 | 157075.8231 | 158282.6306 | 155682.0206 | 158027.3719 | 157171.8909 | 159261.484
P95 |  |  |  | 187915.284 | 188804.7271 | 188308.3402 | 190971.5781 | 192299.6335 | 192826.2717 | 192408.1617 | 190448.2866 | 188063.5531 | 189911.351 | 190776.7259 | 188711.4139 | 189243.2196 | 187598.5543 | 189203.9613 | 191187.8625 | 187308.7771
NETREVENUE - Net Revenue $
MEAN |  | -124.298 | -128.0494 | 2186754.2567 | 2109500.0989 | 1938690.8815 | 1778871.2811 | 1628098.2287 | 1437525.2296 | 1469012.1894 | 1455784.8742 | 1449875.0274 | 1449889.3281 | 1444584.0798 | 1441503.8456 | 1441984.0561 | 1434546.4328 | 1429975.1725 | 1435940.9774 | 1427491.1278
P5 |  | -124.298 | -128.0494 | 1227478.144 | 1182828.6601 | 1187807.0584 | 1004169.9539 | 948120.5429 | 793669.8278 | 934423.5395 | 840987.4237 | 832546.7551 | 917128.2309 | 851078.9788 | 896884.7352 | 928098.5391 | 929663.9169 | 871401.0542 | 932203.0421 | 825247.438
P95 |  | -124.298 | -128.0494 | 3321029.6674 | 3156553.519 | 2719766.3188 | 2601530.3423 | 2572930.164 | 2475081.7075 | 2241489.0985 | 2289993.3099 | 2113463.9583 | 2136222.8956 | 2278803.1189 | 2034256.8481 | 2058023.4625 | 2024930.549 | 2142345.4877 | 2216853.9301 | 2001138.5175
15931: New 2022JAN IRP Wind - GF #2
NETPOS - Net Position (MWh)
MEAN |  |  |  | 172722.0067 | 173535.0416 | 172919.4962 | 173944.1979 | 174034.4075 | 173112.8173 | 174167.3099 | 173049.1794 | 173113.4526 | 173861.365 | 172591.2523 | 172893.0974 | 173678.7327 | 172720.9761 | 173788.7402 | 173988.1048 | 173504.1868
P5 |  |  |  | 154855.8377 | 157789.0426 | 155306.0165 | 157994.3018 | 156288.0459 | 155648.0548 | 156370.1988 | 155241.4917 | 157173.4709 | 158619.8883 | 157207.9581 | 157075.8231 | 158282.6306 | 155682.0206 | 158027.3719 | 157171.8909 | 159261.484
P95 |  |  |  | 187915.284 | 188804.7271 | 188308.3402 | 190971.5781 | 192299.6335 | 192826.2717 | 192408.1617 | 190448.2866 | 188063.5531 | 189911.351 | 190776.7259 | 188711.4139 | 189243.2196 | 187598.5543 | 189203.9613 | 191187.8625 | 187308.7771
NETREVENUE - Net Revenue $
MEAN |  | -124.298 | -128.0494 | 2186754.2567 | 2109500.0989 | 1938690.8815 | 1778871.2811 | 1628098.2287 | 1437525.2296 | 1469012.1894 | 1455784.8742 | 1449875.0274 | 1449889.3281 | 1444584.0798 | 1441503.8456 | 1441984.0561 | 1434546.4328 | 1429975.1725 | 1435940.9774 | 1427491.1278
P5 |  | -124.298 | -128.0494 | 1227478.144 | 1182828.6601 | 1187807.0584 | 1004169.9539 | 948120.5429 | 793669.8278 | 934423.5395 | 840987.4237 | 832546.7551 | 917128.2309 | 851078.9788 | 896884.7352 | 928098.5391 | 929663.9169 | 871401.0542 | 932203.0421 | 825247.438
P95 |  | -124.298 | -128.0494 | 3321029.6674 | 3156553.519 | 2719766.3188 | 2601530.3423 | 2572930.164 | 2475081.7075 | 2241489.0985 | 2289993.3099 | 2113463.9583 | 2136222.8956 | 2278803.1189 | 2034256.8481 | 2058023.4625 | 2024930.549 | 2142345.4877 | 2216853.9301 | 2001138.5175
15931: New 2023JAN IRP Wind - GF #1
NETPOS - Net Position (MWh)
MEAN |  |  |  |  | 173535.0416 | 172919.4962 | 173944.1979 | 174034.4075 | 173112.8173 | 174167.3099 | 173049.1794 | 173113.4526 | 173861.365 | 172591.2523 | 172893.0974 | 173678.7327 | 172720.9761 | 173788.7402 | 173988.1048 | 173504.1868
P5 |  |  |  |  | 157789.0426 | 155306.0165 | 157994.3018 | 156288.0459 | 155648.0548 | 156370.1988 | 155241.4917 | 157173.4709 | 158619.8883 | 157207.9581 | 157075.8231 | 158282.6306 | 155682.0206 | 158027.3719 | 157171.8909 | 159261.484
P95 |  |  |  |  | 188804.7271 | 188308.3402 | 190971.5781 | 192299.6335 | 192826.2717 | 192408.1617 | 190448.2866 | 188063.5531 | 189911.351 | 190776.7259 | 188711.4139 | 189243.2196 | 187598.5543 | 189203.9613 | 191187.8625 | 187308.7771
NETREVENUE - Net Revenue $
MEAN |  | -124.298 | -128.0494 | -132.7725 | 2109500.0989 | 1938690.8815 | 1778871.2811 | 1628098.2287 | 1437525.2296 | 1469012.1894 | 1455784.8742 | 1449875.0274 | 1449889.3281 | 1444584.0798 | 1441503.8456 | 1441984.0561 | 1434546.4328 | 1429975.1725 | 1435940.9774 | 1427491.1278
P5 |  | -124.298 | -128.0494 | -132.7725 | 1182828.6601 | 1187807.0584 | 1004169.9539 | 948120.5429 | 793669.8278 | 934423.5395 | 840987.4237 | 832546.7551 | 917128.2309 | 851078.9788 | 896884.7352 | 928098.5391 | 929663.9169 | 871401.0542 | 932203.0421 | 825247.438
P95 |  | -124.298 | -128.0494 | -132.7725 | 3156553.519 | 2719766.3188 | 2601530.3423 | 2572930.164 | 2475081.7075 | 2241489.0985 | 2289993.3099 | 2113463.9583 | 2136222.8956 | 2278803.1189 | 2034256.8481 | 2058023.4625 | 2024930.549 | 2142345.4877 | 2216853.9301 | 2001138.5175
15931: New 2034JAN IRP Wind - GF #1
NETPOS - Net Position (MWh)
MEAN | [15 empty] | 173678.7327 | 172720.9761 | 173788.7402 | 173988.1048 | 173504.1868
P5 | [15 empty] | 158282.6306 | 155682.0206 | 158027.3719 | 157171.8909 | 159261.484
P95 | [15 empty] | 189243.2196 | 187598.5543 | 189203.9613 | 191187.8625 | 187308.7771
NETREVENUE - Net Revenue $
MEAN |  | -124.298 | -128.0494 | -132.7725 | -142.294 | -147.4923 | -152.8551 | -158.1045 | -163.2105 | -170.2855 | -174.4656 | -178.6823 | -183.9532 | -187.8113 | -193.1237 | 1441984.0561 | 1434546.4328 | 1429975.1725 | 1435940.9774 | 1427491.1278
P5 |  | -124.298 | -128.0494 | -132.7725 | -142.294 | -147.4923 | -152.8551 | -158.1045 | -163.2105 | -170.2855 | -174.4656 | -178.6823 | -183.9532 | -187.8113 | -193.1237 | 928098.5391 | 929663.9169 | 871401.0542 | 932203.0421 | 825247.438
P95 |  | -124.298 | -128.0494 | -132.7725 | -142.294 | -147.4923 | -152.8551 | -158.1045 | -163.2105 | -170.2855 | -174.4656 | -178.6823 | -183.9532 | -187.8113 | -193.1237 | 2058023.4625 | 2024930.549 | 2142345.4877 | 2216853.9301 | 2001138.5175
15931: New 2034JAN IRP Wind - GF #2
NETPOS - Net Position (MWh)
MEAN | [15 empty] | 173678.7327 | 172720.9761 | 173788.7402 | 173988.1048 | 173504.1868
P5 | [15 empty] | 158282.6306 | 155682.0206 | 158027.3719 | 157171.8909 | 159261.484
P95 | [15 empty] | 189243.2196 | 187598.5543 | 189203.9613 | 191187.8625 | 187308.7771
NETREVENUE - Net Revenue $
MEAN |  | -124.298 | -128.0494 | -132.7725 | -142.294 | -147.4923 | -152.8551 | -158.1045 | -163.2105 | -170.2855 | -174.4656 | -178.6823 | -183.9532 | -187.8113 | -193.1237 | 1441984.0561 | 1434546.4328 | 1429975.1725 | 1435940.9774 | 1427491.1278
P5 |  | -124.298 | -128.0494 | -132.7725 | -142.294 | -147.4923 | -152.8551 | -158.1045 | -163.2105 | -170.2855 | -174.4656 | -178.6823 | -183.9532 | -187.8113 | -193.1237 | 928098.5391 | 929663.9169 | 871401.0542 | 932203.0421 | 825247.438
P95 |  | -124.298 | -128.0494 | -132.7725 | -142.294 | -147.4923 | -152.8551 | -158.1045 | -163.2105 | -170.2855 | -174.4656 | -178.6823 | -183.9532 | -187.8113 | -193.1237 | 2058023.4625 | 2024930.549 | 2142345.4877 | 2216853.9301 | 2001138.5175
15931: New 2035JAN IRP Wind - GF #1
NETPOS - Net Position (MWh)
MEAN | [16 empty] | 172720.9761 | 173788.7402 | 173988.1048 | 173504.1868
P5 | [16 empty] | 155682.0206 | 158027.3719 | 157171.8909 | 159261.484
P95 | [16 empty] | 187598.5543 | 189203.9613 | 191187.8625 | 187308.7771
NETREVENUE - Net Revenue $
MEAN |  | -124.298 | -128.0494 | -132.7725 | -142.294 | -147.4923 | -152.8551 | -158.1045 | -163.2105 | -170.2855 | -174.4656 | -178.6823 | -183.9532 | -187.8113 | -193.1237 | -199.2116 | 1434546.4328 | 1429975.1725 | 1435940.9774 | 1427491.1278
P5 |  | -124.298 | -128.0494 | -132.7725 | -142.294 | -147.4923 | -152.8551 | -158.1045 | -163.2105 | -170.2855 | -174.4656 | -178.6823 | -183.9532 | -187.8113 | -193.1237 | -199.2116 | 929663.9169 | 871401.0542 | 932203.0421 | 825247.438
P95 |  | -124.298 | -128.0494 | -132.7725 | -142.294 | -147.4923 | -152.8551 | -158.1045 | -163.2105 | -170.2855 | -174.4656 | -178.6823 | -183.9532 | -187.8113 | -193.1237 | -199.2116 | 2024930.549 | 2142345.4877 | 2216853.9301 | 2001138.5175
15931: New 2035JAN IRP Wind - GF #2
NETPOS - Net Position (MWh)
MEAN | [16 empty] | 172720.9761 | 173788.7402 | 173988.1048 | 173504.1868
P5 | [16 empty] | 155682.0206 | 158027.3719 | 157171.8909 | 159261.484
P95 | [16 empty] | 187598.5543 | 189203.9613 | 191187.8625 | 187308.7771
NETREVENUE - Net Revenue $
MEAN |  | -124.298 | -128.0494 | -132.7725 | -142.294 | -147.4923 | -152.8551 | -158.1045 | -163.2105 | -170.2855 | -174.4656 | -178.6823 | -183.9532 | -187.8113 | -193.1237 | -199.2116 | 1434546.4328 | 1429975.1725 | 1435940.9774 | 1427491.1278
P5 |  | -124.298 | -128.0494 | -132.7725 | -142.294 | -147.4923 | -152.8551 | -158.1045 | -163.2105 | -170.2855 | -174.4656 | -178.6823 | -183.9532 | -187.8113 | -193.1237 | -199.2116 | 929663.9169 | 871401.0542 | 932203.0421 | 825247.438
P95 |  | -124.298 | -128.0494 | -132.7725 | -142.294 | -147.4923 | -152.8551 | -158.1045 | -163.2105 | -170.2855 | -174.4656 | -178.6823 | -183.9532 | -187.8113 | -193.1237 | -199.2116 | 2024930.549 | 2142345.4877 | 2216853.9301 | 2001138.5175
15931: New 2035JAN IRP Wind - GF #3
NETPOS - Net Position (MWh)
MEAN | [16 empty] | 172720.9761 | 173788.7402 | 173988.1048 | 173504.1868
P5 | [16 empty] | 155682.0206 | 158027.3719 | 157171.8909 | 159261.484
P95 | [16 empty] | 187598.5543 | 189203.9613 | 191187.8625 | 187308.7771
NETREVENUE - Net Revenue $
MEAN |  | -124.298 | -128.0494 | -132.7725 | -142.294 | -147.4923 | -152.8551 | -158.1045 | -163.2105 | -170.2855 | -174.4656 | -178.6823 | -183.9532 | -187.8113 | -193.1237 | -199.2116 | 1434546.4328 | 1429975.1725 | 1435940.9774 | 1427491.1278
P5 |  | -124.298 | -128.0494 | -132.7725 | -142.294 | -147.4923 | -152.8551 | -158.1045 | -163.2105 | -170.2855 | -174.4656 | -178.6823 | -183.9532 | -187.8113 | -193.1237 | -199.2116 | 929663.9169 | 871401.0542 | 932203.0421 | 825247.438
P95 |  | -124.298 | -128.0494 | -132.7725 | -142.294 | -147.4923 | -152.8551 | -158.1045 | -163.2105 | -170.2855 | -174.4656 | -178.6823 | -183.9532 | -187.8113 | -193.1237 | -199.2116 | 2024930.549 | 2142345.4877 | 2216853.9301 | 2001138.5175
15931: New 2035JAN IRP Wind - GF #4
NETPOS - Net Position (MWh)
MEAN | [16 empty] | 172720.9761 | 173788.7402 | 173988.1048 | 173504.1868
P5 | [16 empty] | 155682.0206 | 158027.3719 | 157171.8909 | 159261.484
P95 | [16 empty] | 187598.5543 | 189203.9613 | 191187.8625 | 187308.7771
NETREVENUE - Net Revenue $
MEAN |  | -124.298 | -128.0494 | -132.7725 | -142.294 | -147.4923 | -152.8551 | -158.1045 | -163.2105 | -170.2855 | -174.4656 | -178.6823 | -183.9532 | -187.8113 | -193.1237 | -199.2116 | 1434546.4328 | 1429975.1725 | 1435940.9774 | 1427491.1278
P5 |  | -124.298 | -128.0494 | -132.7725 | -142.294 | -147.4923 | -152.8551 | -158.1045 | -163.2105 | -170.2855 | -174.4656 | -178.6823 | -183.9532 | -187.8113 | -193.1237 | -199.2116 | 929663.9169 | 871401.0542 | 932203.0421 | 825247.438
P95 |  | -124.298 | -128.0494 | -132.7725 | -142.294 | -147.4923 | -152.8551 | -158.1045 | -163.2105 | -170.2855 | -174.4656 | -178.6823 | -183.9532 | -187.8113 | -193.1237 | -199.2116 | 2024930.549 | 2142345.4877 | 2216853.9301 | 2001138.5175
15931: New 2036JAN IRP Wind - GF #1
NETPOS - Net Position (MWh)
MEAN | [17 empty] | 173788.7402 | 173988.1048 | 173504.1868
P5 | [17 empty] | 158027.3719 | 157171.8909 | 159261.484
P95 | [17 empty] | 189203.9613 | 191187.8625 | 187308.7771
NETREVENUE - Net Revenue $
MEAN |  | -124.298 | -128.0494 | -132.7725 | -142.294 | -147.4923 | -152.8551 | -158.1045 | -163.2105 | -170.2855 | -174.4656 | -178.6823 | -183.9532 | -187.8113 | -193.1237 | -199.2116 | -204.5096 | 1429975.1725 | 1435940.9774 | 1427491.1278
P5 |  | -124.298 | -128.0494 | -132.7725 | -142.294 | -147.4923 | -152.8551 | -158.1045 | -163.2105 | -170.2855 | -174.4656 | -178.6823 | -183.9532 | -187.8113 | -193.1237 | -199.2116 | -204.5096 | 871401.0542 | 932203.0421 | 825247.438
P95 |  | -124.298 | -128.0494 | -132.7725 | -142.294 | -147.4923 | -152.8551 | -158.1045 | -163.2105 | -170.2855 | -174.4656 | -178.6823 | -183.9532 | -187.8113 | -193.1237 | -199.2116 | -204.5096 | 2142345.4877 | 2216853.9301 | 2001138.5175
15931: New 2036JAN IRP Wind - GF #2
NETPOS - Net Position (MWh)
MEAN | [17 empty] | 173788.7402 | 173988.1048 | 173504.1868
P5 | [17 empty] | 158027.3719 | 157171.8909 | 159261.484
P95 | [17 empty] | 189203.9613 | 191187.8625 | 187308.7771
NETREVENUE - Net Revenue $
MEAN |  | -124.298 | -128.0494 | -132.7725 | -142.294 | -147.4923 | -152.8551 | -158.1045 | -163.2105 | -170.2855 | -174.4656 | -178.6823 | -183.9532 | -187.8113 | -193.1237 | -199.2116 | -204.5096 | 1429975.1725 | 1435940.9774 | 1427491.1278
P5 |  | -124.298 | -128.0494 | -132.7725 | -142.294 | -147.4923 | -152.8551 | -158.1045 | -163.2105 | -170.2855 | -174.4656 | -178.6823 | -183.9532 | -187.8113 | -193.1237 | -199.2116 | -204.5096 | 871401.0542 | 932203.0421 | 825247.438
P95 |  | -124.298 | -128.0494 | -132.7725 | -142.294 | -147.4923 | -152.8551 | -158.1045 | -163.2105 | -170.2855 | -174.4656 | -178.6823 | -183.9532 | -187.8113 | -193.1237 | -199.2116 | -204.5096 | 2142345.4877 | 2216853.9301 | 2001138.5175
15931: New 2036JAN IRP Wind - GF #3
NETPOS - Net Position (MWh)
MEAN | [17 empty] | 173788.7402 | 173988.1048 | 173504.1868
P5 | [17 empty] | 158027.3719 | 157171.8909 | 159261.484
P95 | [17 empty] | 189203.9613 | 191187.8625 | 187308.7771
NETREVENUE - Net Revenue $
MEAN |  | -124.298 | -128.0494 | -132.7725 | -142.294 | -147.4923 | -152.8551 | -158.1045 | -163.2105 | -170.2855 | -174.4656 | -178.6823 | -183.9532 | -187.8113 | -193.1237 | -199.2116 | -204.5096 | 1429975.1725 | 1435940.9774 | 1427491.1278
P5 |  | -124.298 | -128.0494 | -132.7725 | -142.294 | -147.4923 | -152.8551 | -158.1045 | -163.2105 | -170.2855 | -174.4656 | -178.6823 | -183.9532 | -187.8113 | -193.1237 | -199.2116 | -204.5096 | 871401.0542 | 932203.0421 | 825247.438
P95 |  | -124.298 | -128.0494 | -132.7725 | -142.294 | -147.4923 | -152.8551 | -158.1045 | -163.2105 | -170.2855 | -174.4656 | -178.6823 | -183.9532 | -187.8113 | -193.1237 | -199.2116 | -204.5096 | 2142345.4877 | 2216853.9301 | 2001138.5175
15931: New 2038JAN IRP Wind - GF #1
NETPOS - Net Position (MWh)
MEAN | [19 empty] | 173504.1868
P5 | [19 empty] | 159261.484
P95 | [19 empty] | 187308.7771
NETREVENUE - Net Revenue $
MEAN |  | -124.298 | -128.0494 | -132.7725 | -142.294 | -147.4923 | -152.8551 | -158.1045 | -163.2105 | -170.2855 | -174.4656 | -178.6823 | -183.9532 | -187.8113 | -193.1237 | -199.2116 | -204.5096 | -210.1765 | -216.0761 | 1427491.1278
P5 |  | -124.298 | -128.0494 | -132.7725 | -142.294 | -147.4923 | -152.8551 | -158.1045 | -163.2105 | -170.2855 | -174.4656 | -178.6823 | -183.9532 | -187.8113 | -193.1237 | -199.2116 | -204.5096 | -210.1765 | -216.0761 | 825247.438
P95 |  | -124.298 | -128.0494 | -132.7725 | -142.294 | -147.4923 | -152.8551 | -158.1045 | -163.2105 | -170.2855 | -174.4656 | -178.6823 | -183.9532 | -187.8113 | -193.1237 | -199.2116 | -204.5096 | -210.1765 | -216.0761 | 2001138.5175
15931: New 2038JAN IRP Wind - GF #2
NETPOS - Net Position (MWh)
MEAN | [19 empty] | 173504.1868
P5 | [19 empty] | 159261.484
P95 | [19 empty] | 187308.7771
NETREVENUE - Net Revenue $
MEAN |  | -124.298 | -128.0494 | -132.7725 | -142.294 | -147.4923 | -152.8551 | -158.1045 | -163.2105 | -170.2855 | -174.4656 | -178.6823 | -183.9532 | -187.8113 | -193.1237 | -199.2116 | -204.5096 | -210.1765 | -216.0761 | 1427491.1278
P5 |  | -124.298 | -128.0494 | -132.7725 | -142.294 | -147.4923 | -152.8551 | -158.1045 | -163.2105 | -170.2855 | -174.4656 | -178.6823 | -183.9532 | -187.8113 | -193.1237 | -199.2116 | -204.5096 | -210.1765 | -216.0761 | 825247.438
P95 |  | -124.298 | -128.0494 | -132.7725 | -142.294 | -147.4923 | -152.8551 | -158.1045 | -163.2105 | -170.2855 | -174.4656 | -178.6823 | -183.9532 | -187.8113 | -193.1237 | -199.2116 | -204.5096 | -210.1765 | -216.0761 | 2001138.5175
15931: New 2038JAN IRP Wind - GF #3
NETPOS - Net Position (MWh)
MEAN | [19 empty] | 173504.1868
P5 | [19 empty] | 159261.484
P95 | [19 empty] | 187308.7771
NETREVENUE - Net Revenue $
MEAN |  | -124.298 | -128.0494 | -132.7725 | -142.294 | -147.4923 | -152.8551 | -158.1045 | -163.2105 | -170.2855 | -174.4656 | -178.6823 | -183.9532 | -187.8113 | -193.1237 | -199.2116 | -204.5096 | -210.1765 | -216.0761 | 1427491.1278
P5 |  | -124.298 | -128.0494 | -132.7725 | -142.294 | -147.4923 | -152.8551 | -158.1045 | -163.2105 | -170.2855 | -174.4656 | -178.6823 | -183.9532 | -187.8113 | -193.1237 | -199.2116 | -204.5096 | -210.1765 | -216.0761 | 825247.438
P95 |  | -124.298 | -128.0494 | -132.7725 | -142.294 | -147.4923 | -152.8551 | -158.1045 | -163.2105 | -170.2855 | -174.4656 | -178.6823 | -183.9532 | -187.8113 | -193.1237 | -199.2116 | -204.5096 | -210.1765 | -216.0761 | 2001138.5175
15931: New 2038JAN IRP Wind - GF #4
NETPOS - Net Position (MWh)
MEAN | [19 empty] | 173504.1868
P5 | [19 empty] | 159261.484
P95 | [19 empty] | 187308.7771
NETREVENUE - Net Revenue $
MEAN |  | -124.298 | -128.0494 | -132.7725 | -142.294 | -147.4923 | -152.8551 | -158.1045 | -163.2105 | -170.2855 | -174.4656 | -178.6823 | -183.9532 | -187.8113 | -193.1237 | -199.2116 | -204.5096 | -210.1765 | -216.0761 | 1427491.1278
P5 |  | -124.298 | -128.0494 | -132.7725 | -142.294 | -147.4923 | -152.8551 | -158.1045 | -163.2105 | -170.2855 | -174.4656 | -178.6823 | -183.9532 | -187.8113 | -193.1237 | -199.2116 | -204.5096 | -210.1765 | -216.0761 | 825247.438
P95 |  | -124.298 | -128.0494 | -132.7725 | -142.294 | -147.4923 | -152.8551 | -158.1045 | -163.2105 | -170.2855 | -174.4656 | -178.6823 | -183.9532 | -187.8113 | -193.1237 | -199.2116 | -204.5096 | -210.1765 | -216.0761 | 2001138.5175
15931: New 2039JAN IRP Wind - GF #1
NETPOS - Net Position (MWh)
MEAN
P5
P95
NETREVENUE - Net Revenue $
MEAN |  | -124.298 | -128.0494 | -132.7725 | -142.294 | -147.4923 | -152.8551 | -158.1045 | -163.2105 | -170.2855 | -174.4656 | -178.6823 | -183.9532 | -187.8113 | -193.1237 | -199.2116 | -204.5096 | -210.1765 | -216.0761 | -220.9377
P5 |  | -124.298 | -128.0494 | -132.7725 | -142.294 | -147.4923 | -152.8551 | -158.1045 | -163.2105 | -170.2855 | -174.4656 | -178.6823 | -183.9532 | -187.8113 | -193.1237 | -199.2116 | -204.5096 | -210.1765 | -216.0761 | -220.9377
P95 |  | -124.298 | -128.0494 | -132.7725 | -142.294 | -147.4923 | -152.8551 | -158.1045 | -163.2105 | -170.2855 | -174.4656 | -178.6823 | -183.9532 | -187.8113 | -193.1237 | -199.2116 | -204.5096 | -210.1765 | -216.0761 | -220.9377
15931: New 2042JAN IRP Wind - GF #1
NETPOS - Net Position (MWh)
MEAN
P5
P95
NETREVENUE - Net Revenue $
MEAN |  | -124.298 | -128.0494 | -132.7725 | -142.294 | -147.4923 | -152.8551 | -158.1045 | -163.2105 | -170.2855 | -174.4656 | -178.6823 | -183.9532 | -187.8113 | -193.1237 | -199.2116 | -204.5096 | -210.1765 | -216.0761 | -220.9377
P5 |  | -124.298 | -128.0494 | -132.7725 | -142.294 | -147.4923 | -152.8551 | -158.1045 | -163.2105 | -170.2855 | -174.4656 | -178.6823 | -183.9532 | -187.8113 | -193.1237 | -199.2116 | -204.5096 | -210.1765 | -216.0761 | -220.9377
P95 |  | -124.298 | -128.0494 | -132.7725 | -142.294 | -147.4923 | -152.8551 | -158.1045 | -163.2105 | -170.2855 | -174.4656 | -178.6823 | -183.9532 | -187.8113 | -193.1237 | -199.2116 | -204.5096 | -210.1765 | -216.0761 | -220.9377
15931: New 2042JAN IRP Wind - GF #2
NETPOS - Net Position (MWh)
MEAN
P5
P95
NETREVENUE - Net Revenue $
MEAN |  | -124.298 | -128.0494 | -132.7725 | -142.294 | -147.4923 | -152.8551 | -158.1045 | -163.2105 | -170.2855 | -174.4656 | -178.6823 | -183.9532 | -187.8113 | -193.1237 | -199.2116 | -204.5096 | -210.1765 | -216.0761 | -220.9377
P5 |  | -124.298 | -128.0494 | -132.7725 | -142.294 | -147.4923 | -152.8551 | -158.1045 | -163.2105 | -170.2855 | -174.4656 | -178.6823 | -183.9532 | -187.8113 | -193.1237 | -199.2116 | -204.5096 | -210.1765 | -216.0761 | -220.9377
P95 |  | -124.298 | -128.0494 | -132.7725 | -142.294 | -147.4923 | -152.8551 | -158.1045 | -163.2105 | -170.2855 | -174.4656 | -178.6823 | -183.9532 | -187.8113 | -193.1237 | -199.2116 | -204.5096 | -210.1765 | -216.0761 | -220.9377
15931: New 2042JAN IRP Wind - GF #3
NETPOS - Net Position (MWh)
MEAN
P5
P95
NETREVENUE - Net Revenue $
MEAN |  | -124.298 | -128.0494 | -132.7725 | -142.294 | -147.4923 | -152.8551 | -158.1045 | -163.2105 | -170.2855 | -174.4656 | -178.6823 | -183.9532 | -187.8113 | -193.1237 | -199.2116 | -204.5096 | -210.1765 | -216.0761 | -220.9377
P5 |  | -124.298 | -128.0494 | -132.7725 | -142.294 | -147.4923 | -152.8551 | -158.1045 | -163.2105 | -170.2855 | -174.4656 | -178.6823 | -183.9532 | -187.8113 | -193.1237 | -199.2116 | -204.5096 | -210.1765 | -216.0761 | -220.9377
P95 |  | -124.298 | -128.0494 | -132.7725 | -142.294 | -147.4923 | -152.8551 | -158.1045 | -163.2105 | -170.2855 | -174.4656 | -178.6823 | -183.9532 | -187.8113 | -193.1237 | -199.2116 | -204.5096 | -210.1765 | -216.0761 | -220.9377
15931: New 2043JAN IRP Wind - GF #1
NETPOS - Net Position (MWh)
MEAN
P5
P95
NETREVENUE - Net Revenue $
MEAN |  | -124.298 | -128.0494 | -132.7725 | -142.294 | -147.4923 | -152.8551 | -158.1045 | -163.2105 | -170.2855 | -174.4656 | -178.6823 | -183.9532 | -187.8113 | -193.1237 | -199.2116 | -204.5096 | -210.1765 | -216.0761 | -220.9377
P5 |  | -124.298 | -128.0494 | -132.7725 | -142.294 | -147.4923 | -152.8551 | -158.1045 | -163.2105 | -170.2855 | -174.4656 | -178.6823 | -183.9532 | -187.8113 | -193.1237 | -199.2116 | -204.5096 | -210.1765 | -216.0761 | -220.9377
P95 |  | -124.298 | -128.0494 | -132.7725 | -142.294 | -147.4923 | -152.8551 | -158.1045 | -163.2105 | -170.2855 | -174.4656 | -178.6823 | -183.9532 | -187.8113 | -193.1237 | -199.2116 | -204.5096 | -210.1765 | -216.0761 | -220.9377
15931: New 2043JAN IRP Wind - GF #2
NETPOS - Net Position (MWh)
MEAN
P5
P95
NETREVENUE - Net Revenue $
MEAN |  | -124.298 | -128.0494 | -132.7725 | -142.294 | -147.4923 | -152.8551 | -158.1045 | -163.2105 | -170.2855 | -174.4656 | -178.6823 | -183.9532 | -187.8113 | -193.1237 | -199.2116 | -204.5096 | -210.1765 | -216.0761 | -220.9377
P5 |  | -124.298 | -128.0494 | -132.7725 | -142.294 | -147.4923 | -152.8551 | -158.1045 | -163.2105 | -170.2855 | -174.4656 | -178.6823 | -183.9532 | -187.8113 | -193.1237 | -199.2116 | -204.5096 | -210.1765 | -216.0761 | -220.9377
P95 |  | -124.298 | -128.0494 | -132.7725 | -142.294 | -147.4923 | -152.8551 | -158.1045 | -163.2105 | -170.2855 | -174.4656 | -178.6823 | -183.9532 | -187.8113 | -193.1237 | -199.2116 | -204.5096 | -210.1765 | -216.0761 | -220.9377
15931: New 2043JAN IRP Wind - GF #3
NETPOS - Net Position (MWh)
MEAN
P5
P95
NETREVENUE - Net Revenue $
MEAN |  | -124.298 | -128.0494 | -132.7725 | -142.294 | -147.4923 | -152.8551 | -158.1045 | -163.2105 | -170.2855 | -174.4656 | -178.6823 | -183.9532 | -187.8113 | -193.1237 | -199.2116 | -204.5096 | -210.1765 | -216.0761 | -220.9377
P5 |  | -124.298 | -128.0494 | -132.7725 | -142.294 | -147.4923 | -152.8551 | -158.1045 | -163.2105 | -170.2855 | -174.4656 | -178.6823 | -183.9532 | -187.8113 | -193.1237 | -199.2116 | -204.5096 | -210.1765 | -216.0761 | -220.9377
P95 |  | -124.298 | -128.0494 | -132.7725 | -142.294 | -147.4923 | -152.8551 | -158.1045 | -163.2105 | -170.2855 | -174.4656 | -178.6823 | -183.9532 | -187.8113 | -193.1237 | -199.2116 | -204.5096 | -210.1765 | -216.0761 | -220.9377
IRP 2018 71 Ranch Wind
NETPOS - Net Position (MWh)
MEAN | 4950.395 | 4947.8239 | 4922.6209 | 4886.7561 | 4904.7132 | 4964.9544 | 4918.0774 | 4920.6824 | 4924.5656 | 4976.1618 | 4931.2482 | 4913.1189 | 4933.8104 | 4936.4468 | 4913.8922 | 4919.3146 | 4918.3049 | 4939.3365 | 4912.055 | 4917.133
P5 | 4558.2693 | 4563.2284 | 4562.91 | 4540.9216 | 4555.0934 | 4602.6852 | 4587.6857 | 4560.6443 | 4612.0425 | 4607.0644 | 4510.9402 | 4562.1297 | 4529.0485 | 4567.8184 | 4568.3127 | 4573.2636 | 4527.6596 | 4639.2422 | 4535.2647 | 4536.5999
P95 | 5348.6138 | 5257.6516 | 5240.1147 | 5208.8472 | 5309.7032 | 5336.6107 | 5251.2877 | 5251.646 | 5246.4469 | 5305.9266 | 5284.1815 | 5402.8546 | 5355.3523 | 5244.7113 | 5247.9203 | 5299.6356 | 5338.2857 | 5300.2253 | 5283.1911 | 5308.9172
NETREVENUE - Net Revenue $
MEAN | -215909.3724 | -200919.0714 | -198354.4798 | -201223.121 | -204054.2716 | -211719.2894 | -214239.5796 | -218784.7549 | -223647.3646 | -225773.203 | -223647.5771 | -223167.5012 | -224334.0628 | -223588.4638 | -223094.2062 | -223127.1368 | -223159.4583 | -224706.0849 | -223520.7752 | -223281.9282
P5 | -240860.3795 | -229987.6034 | -229509.1286 | -232315.3143 | -237390.6315 | -246065.2466 | -243288.7624 | -248830.2161 | -250526.2771 | -254437.2582 | -246936.3238 | -256818.1064 | -252535.5845 | -246151.0657 | -248162.8645 | -249415.8051 | -246913.5293 | -245570.6405 | -243760.4873 | -247927.3656
P95 | -192830.2512 | -174387.9653 | -167997.0886 | -165862.257 | -170855.6538 | -179563.5224 | -182774.5622 | -188522.6506 | -190576.0433 | -202062.9126 | -194553.8144 | -194946.1297 | -196398.8506 | -197318.6253 | -200155.0775 | -199892.0529 | -195640.9264 | -200757.2639 | -194858.8538 | -204012.8678
IRP 2018 Big Timber Wind
NETPOS - Net Position (MWh)
MEAN | 36798.0814 | 36767.5575 | 36629.941 | 36409.6338 | 36615.4993 | 36717.0875 | 36669.4211 | 36548.1668 | 36654.3326 | 36912.7159 | 36404.4295 | 36667.6806 | 36669.1307 | 36617.9268 | 36520.6176 | 36517.934 | 36487.7738 | 36757.6431 | 36717.242 | 36534.7713
P5 | 33618.7087 | 34064.6592 | 33896.1283 | 33316.1534 | 33351.1346 | 33939.4386 | 33394.1803 | 33753.136 | 33885.8368 | 33342.6426 | 33746.5204 | 33422.1767 | 33464.6908 | 33153.4878 | 33647.8478 | 33222.1748 | 33436.0043 | 33651.32 | 33752.6844 | 33488.2322
P95 | 40058.3339 | 39331.8838 | 39707.395 | 39187.2006 | 39820.0298 | 39972.8301 | 39350.2829 | 39928.3297 | 40036.152 | 40398.9663 | 39192.4058 | 39821.3054 | 40070.7805 | 40091.058 | 39723.2161 | 39549.1971 | 39963.8739 | 39679.5686 | 39417.5978 | 40093.1394
NETREVENUE - Net Revenue $
MEAN | -1300517.5288 | -1194014.3033 | -1180547.9788 | -1200890.0611 | -1224229.3974 | -1266081.3154 | -1298993.2069 | -1328637.0263 | -1366894.3358 | -1372923.0106 | -1355754.6163 | -1365395.9806 | -1365875.5235 | -1361780.5771 | -1365032.278 | -1361718.5253 | -1362114.3876 | -1374627.5923 | -1373745.1645 | -1367912.3086
P5 | -1488154.0015 | -1416884.2936 | -1383986.152 | -1446224.8741 | -1425200.1165 | -1510322.755 | -1516801.7622 | -1496804.2444 | -1579332.8589 | -1528738.7296 | -1511389.4272 | -1520692.5399 | -1525241.7213 | -1556507.0973 | -1530117.3431 | -1519958.3615 | -1535524.4146 | -1534929.7185 | -1531826.6576 | -1551413.187
P95 | -1127187.3156 | -995866.6464 | -947269.8038 | -966383.6681 | -985606.5118 | -1071386.0724 | -1081041.6143 | -1167622.8297 | -1089687.5358 | -1153438.1185 | -1177440.0166 | -1158733.1307 | -1164360.8294 | -1167399.9987 | -1203889.2376 | -1174764.8758 | -1180927.5112 | -1205627.3086 | -1218408.1099 | -1193101.7831
IRP 2018 Crazy Mountain
NETPOS - Net Position (MWh)
MEAN |  | 105796.6117 | 104900.1798 | 104629.5897 | 105415.551 | 105760.9236 | 105842.3901 | 105814.3802 | 105016.1489 | 106553.508 | 105277.8688 | 105094.1911 | 105392.3495 | 105294.9071 | 104919.0901 | 105562.0159 | 104915.4506 | 105720.5696 | 105636.4163 | 105389.2424
P5 |  | 98768.8396 | 95131.0026 | 94651.2359 | 97382.0355 | 95178.1907 | 97359.5762 | 94966.296 | 94060.4319 | 97583.2516 | 93784.5106 | 94326.857 | 95429.3091 | 96205.2658 | 94920.1577 | 96199.0277 | 95349.3126 | 96094.3241 | 95744.0209 | 97819.1024
P95 |  | 114824.8614 | 114413.2194 | 113902.0161 | 116654.7839 | 113961.3889 | 116362.2328 | 116784.2726 | 116309.0298 | 117483.0382 | 116659.3759 | 114062.8488 | 113547.3666 | 114895.9041 | 114790.5119 | 116842.573 | 114766.2679 | 116243.18 | 118394.4045 | 113281.5826
NETREVENUE - Net Revenue $
MEAN |  | -2517817.5022 | -2450204.7067 | -2539571.1392 | -2603343.424 | -2710737.1974 | -2818186.2233 | -2911095.6278 | -2996337.9259 | -3021260.7286 | -2976124.9851 | -2976016.6279 | -2994877.6741 | -2980747.5594 | -2981462.9242 | -2990983.619 | -2974584.791 | -3005855.4026 | -3002201.5142 | -2993703.9996
P5 |  | -3087717.9574 | -3059145.2298 | -3156269.9576 | -3144447.9028 | -3392947.5361 | -3335230.3954 | -3450651.4625 | -3581577.1907 | -3542046.4873 | -3586596.8682 | -3414130.7056 | -3493533.7907 | -3485589.6432 | -3422656.1429 | -3462800.5373 | -3478030.6109 | -3559496.9638 | -3509099.1483 | -3439429.507
P95 |  | -1929045.9018 | -1795702.3624 | -1942256.2178 | -1980072.7456 | -2088797.3947 | -2262398.4529 | -2332847.05 | -2267574.4143 | -2494157.0236 | -2446321.4155 | -2419038.6399 | -2430683.5186 | -2545854.4996 | -2462974.9285 | -2507537.7204 | -2416382.4668 | -2512852.9266 | -2492808.926 | -2523940.8329
IRP 2018 DA Wind
NETPOS - Net Position (MWh)
MEAN | 4950.395 | 4947.8239 | 4922.6209 | 4886.7561 | 4904.7132 | 4964.9544 | 4918.0774 | 4920.6824 | 4924.5656 | 4976.1618 | 4931.2482 | 4913.1189 | 4933.8104 | 4936.4468 | 4913.8922 | 4919.3146 | 4918.3049 | 4939.3365 | 4912.055 | 4917.133
P5 | 4558.2693 | 4563.2284 | 4562.91 | 4540.9216 | 4555.0934 | 4602.6852 | 4587.6857 | 4560.6443 | 4612.0425 | 4607.0644 | 4510.9402 | 4562.1297 | 4529.0485 | 4567.8184 | 4568.3127 | 4573.2636 | 4527.6596 | 4639.2422 | 4535.2647 | 4536.5999
P95 | 5348.6138 | 5257.6516 | 5240.1147 | 5208.8472 | 5309.7032 | 5336.6107 | 5251.2877 | 5251.646 | 5246.4469 | 5305.9266 | 5284.1815 | 5402.8546 | 5355.3523 | 5244.7113 | 5247.9203 | 5299.6356 | 5338.2857 | 5300.2253 | 5283.1911 | 5308.9172
NETREVENUE - Net Revenue $
MEAN | -215909.3724 | -200919.0714 | -198354.4798 | -201223.121 | -204054.2716 | -211719.2894 | -214239.5796 | -218784.7549 | -223647.3646 | -225773.203 | -223647.5771 | -223167.5012 | -224334.0628 | -223588.4638 | -223094.2062 | -223127.1368 | -223159.4583 | -224706.0849 | -223520.7752 | -223281.9282
P5 | -240860.3795 | -229987.6034 | -229509.1286 | -232315.3143 | -237390.6315 | -246065.2466 | -243288.7624 | -248830.2161 | -250526.2771 | -254437.2582 | -246936.3238 | -256818.1064 | -252535.5845 | -246151.0657 | -248162.8645 | -249415.8051 | -246913.5293 | -245570.6405 | -243760.4873 | -247927.3656
P95 | -192830.2512 | -174387.9653 | -167997.0886 | -165862.257 | -170855.6538 | -179563.5224 | -182774.5622 | -188522.6506 | -190576.0433 | -202062.9126 | -194553.8144 | -194946.1297 | -196398.8506 | -197318.6253 | -200155.0775 | -199892.0529 | -195640.9264 | -200757.2639 | -194858.8538 | -204012.8678
IRP 2018 Fairfield
NETPOS - Net Position (MWh)
MEAN | 13073.5062 | 13079.8976 | 12967.2624 | 12918.9089 | 13033.8348 | 13051.6085 | 13011.4417 | 12964.583 | 12993.1433 | 13189.8455 | 12961.1649 | 13035.775 | 13010.2274 | 13016.5348 | 12951.6033
P5 | 11676.6018 | 11816.9461 | 11588.55 | 11745.6016 | 11603.3277 | 11807.3595 | 11711.7825 | 11626.64 | 11673.2029 | 11875.7434 | 11613.3495 | 11599.8315 | 11532.4637 | 11395.9924 | 11787.3601
P95 | 14424.3417 | 14252.3112 | 14188.8306 | 14123.2182 | 14373.3871 | 14431.1578 | 14261.1462 | 14160.9463 | 14350.3352 | 14643.4331 | 14255.4657 | 14336.053 | 14511.1974 | 14381.3098 | 14214.8344
NETREVENUE - Net Revenue $
MEAN | -682848.6757 | -643863.3738 | -635112.075 | -641470.1748 | -654438.2279 | -668648.8306 | -678713.7464 | -688033.1567 | -702453.9765 | -711296.9776 | -698707.4532 | -702687.9459 | -701944.8927 | -701141.5039 | -699808.6018
P5 | -771775.4581 | -741677.522 | -743412.2577 | -728227.8701 | -751069.2589 | -765892.0095 | -765796.2357 | -771479.5739 | -796710.8664 | -783493.0189 | -787594.6619 | -790851.6824 | -801002.2808 | -789358.9069 | -786154.4352
P95 | -598444.2069 | -553470.535 | -538948.1884 | -557322.7153 | -547442.9968 | -577629.7849 | -584698.2148 | -600338.2397 | -587413.7212 | -617875.9898 | -624145.8699 | -597373.5211 | -614950.1568 | -598923.257 | -613374.5476
IRP 2018 Gordon Butte
NETPOS - Net Position (MWh)
MEAN | 17262.0569 | 17252.7027 | 17148.8284 | 17109.0065 | 17208.1689 | 17232.6768 | 17210.706 | 17158.9008 | 17196.9192 | 17365.3645 | 17121.6597 | 17219.2942 | 17201.0951 | 17197.2804 | 17118.4084 | 17157.3665 | 17125.7606 | 5208.7503
P5 | 15669.0781 | 16002.8957 | 15824.9586 | 15769.5022 | 15830.8188 | 16019.8957 | 15868.3799 | 15764.1291 | 15845.1719 | 16002.6693 | 15698.8433 | 15700.501 | 15767.2228 | 15785.7466 | 15912.9434 | 15676.7464 | 15803.8311 | 4566.2437
P95 | 18774.5797 | 18579.7346 | 18346.3124 | 18292.7805 | 18513.6934 | 18463.7946 | 18534.4422 | 18539.1682 | 18526.5766 | 18743.191 | 18448.5677 | 18770.8325 | 18687.2606 | 18395.4696 | 18216.7524 | 18331.838 | 18326.2199 | 5843.8483
NETREVENUE - Net Revenue $
MEAN | -1009809.9076 | -957444.819 | -947587.9105 | -958875.824 | -972638.5594 | -991628.0639 | -1006376.5012 | -1018507.6021 | -1037838.0835 | -1046399.088 | -1031533.2994 | -1036509.788 | -1036714.9556 | -1034982.7299 | -1033181.1647 | -1033713.2812 | -1031883.0191 | -302264.2888
P5 | -1126731.3554 | -1075731.4428 | -1070940.4945 | -1069809.8251 | -1090961.7587 | -1114271.6624 | -1130498.634 | -1119797.9717 | -1159471.19 | -1147904.8347 | -1135012.0012 | -1131590.1381 | -1147948.595 | -1144070.3021 | -1130632.9232 | -1129637.0287 | -1131611.7991 | -346363.8697
P95 | -912874.4999 | -838094.7442 | -820190.0638 | -852146.7645 | -838026.0882 | -877611.4688 | -881440.4311 | -924895.1103 | -891078.0956 | -928358.9497 | -923501.1597 | -907981.8748 | -921381.9001 | -924912.701 | -933312.4903 | -930047.2574 | -935130.2186 | -250681.5077
IRP 2018 Greenfield
NETPOS - Net Position (MWh)
MEAN | 34972.4324 | 34867.1826 | 34894.2814 | 34777.2644 | 35040.3026 | 34761.9337 | 34897.8656 | 34816.2126 | 34941.4675 | 35118.0995 | 34706.5804 | 34865.7413 | 34890.1154 | 34850.2507 | 34828.5218 | 34900.144 | 34801.0126 | 34967.6954 | 35015.274 | 34849.6133
P5 | 32034.4723 | 32309.3138 | 31513.384 | 31885.7874 | 31868.2121 | 31804.4077 | 31712.2393 | 31555.9379 | 31902.9255 | 32303.8846 | 31616.4426 | 31435.1148 | 31459.7754 | 31353.0992 | 32212.1255 | 31902.2446 | 32047.466 | 31873.0889 | 31601.1521 | 31976.4925
P95 | 38320.6027 | 37394.3454 | 38021.4007 | 37881.4399 | 38390.6809 | 37862.5943 | 37679.9798 | 38024.2919 | 38367.8671 | 38237.321 | 37717.7489 | 37492.2606 | 38109.5838 | 37986.9172 | 37201.863 | 37889.7664 | 38345.6655 | 37831.6082 | 38038.4984 | 38118.2039
NETREVENUE - Net Revenue $
MEAN | -1529991.9031 | -1420076.1816 | -1413359.3329 | -1431681.7771 | -1463504.9412 | -1487480.8357 | -1525270.2955 | -1553423.4697 | -1593281.2972 | -1599459.2851 | -1580857.2402 | -1586748.2571 | -1590011.1128 | -1584342.1024 | -1589712.0379 | -1590817.0134 | -1586978.1863 | -1595797.7063 | -1598036.4013 | -1592090.1091
P5 | -1732646.3135 | -1628090.4062 | -1625984.8414 | -1646647.2384 | -1681409.887 | -1711975.6125 | -1752333.6466 | -1770676.2515 | -1844198.5541 | -1782762.2127 | -1741254.9461 | -1770868.6989 | -1776248.4606 | -1798505.7541 | -1748565.4667 | -1763865.415 | -1788709.6563 | -1791256.5001 | -1785073.4329 | -1786550.8778
P95 | -1330615.3424 | -1207067.8336 | -1194461.8803 | -1187204.0547 | -1209775.7742 | -1261759.3301 | -1310577.031 | -1355011.803 | -1294088.088 | -1367055.0703 | -1395094.8696 | -1360086.6122 | -1360977.1868 | -1393566.7181 | -1432398.9784 | -1393016.4805 | -1426665.7824 | -1397122.0243 | -1447883.1747 | -1440543.5394
IRP 2018 Judith Gap
NETPOS - Net Position (MWh)
MEAN | 196830.5494 | 196573.776 | 195747.7193 | 195125.8532 | 196353.0226 | 196045.7687 | 195851.2396 | 195111.0103
P5 | 175392.3612 | 181877.6091 | 176837.2007 | 179213.0703 | 179878.2919 | 177939.4287 | 179813.0455 | 179333.0835
P95 | 216839.0844 | 210381.367 | 211335.4922 | 214661.6878 | 215610.0725 | 215969.901 | 212836.6371 | 213263.7449
NETREVENUE - Net Revenue $
MEAN | -2231354.3628 | -1642847.4479 | -1583059.7555 | -1732849.2788 | -1830874.621 | -2026139.2675 | -2209568.4237 | -2374172.6607
P5 | -3000416.5327 | -2661449.0451 | -2610576.6629 | -2901095.8634 | -2868019.4842 | -3001400.4978 | -3199771.4701 | -3154428.0326
P95 | -1471688.3407 | -632099.8497 | -329717.2339 | -570405.7971 | -672310.4975 | -1093299.6828 | -1315461.0625 | -1447249.9144
IRP 2018 Musselshell 1
NETPOS - Net Position (MWh)
MEAN | 10630.7646 | 10649.9964 | 10543.2072 | 10483.9477 | 10589.388 | 10626.8136 | 10549.0239 | 10509.0316 | 10551.7037 | 10753.5475 | 10528.9103 | 10591.7523 | 10558.7862 | 10620.4311 | 10521.7511 | 10561.3012 | 10538.5312 | 3427.0219
P5 | 9452.1011 | 9656.4419 | 9291.4568 | 9415.138 | 9444.4135 | 9494.2692 | 9535.6856 | 9384.5164 | 9496.821 | 9664.3558 | 9576.7101 | 9409.1123 | 9315.8855 | 9361.1788 | 9583.1671 | 9288.5811 | 9420.9642 | 2843.434
P95 | 11831.1398 | 11785.8947 | 11615.1925 | 11731.593 | 11740.703 | 11917.8741 | 11604.0866 | 11730.29 | 11756.7761 | 11964.3144 | 11754.4179 | 11680.4202 | 11890.8065 | 11716.0014 | 11373.5137 | 11776.6776 | 11583.5867 | 4041.8357
NETREVENUE - Net Revenue $
MEAN | -625232.8555 | -594093.7968 | -585343.3584 | -589518.2468 | -601035.3527 | -613601.1574 | -619227.3506 | -626394.3698 | -639451.4302 | -649910.0381 | -636146.5182 | -639724.4075 | -638534.6552 | -640925.37 | -637262.513 | -638567.067 | -637259.8566 | -199626.6972
P5 | -709520.2821 | -671259.2729 | -670487.5295 | -667210.8152 | -684034.1689 | -708832.7319 | -693785.2455 | -703582.695 | -727356.416 | -729676.3931 | -716980.3266 | -710033.5923 | -726123.7119 | -715755.3614 | -711629.7606 | -719432.0741 | -716579.4671 | -234653.7395
P95 | -552963.8202 | -508912.3686 | -495904.563 | -507446.4188 | -506390.4809 | -525779.3612 | -526128.7779 | -560557.9917 | -557747.5782 | -554137.9491 | -560910.3404 | -553079.4533 | -553693.8253 | -553713.705 | -582828.8759 | -553542.1708 | -568856.7742 | -160554.0336
IRP 2018 Musselshell 2
NETPOS - Net Position (MWh)
MEAN | 12733.7511 | 12695.9165 | 12628.776 | 12576.8982 | 12692.0807 | 12665.4966 | 12649.6702 | 12610.445 | 12642.1521 | 12803.1467 | 12618.8267 | 12686.5061 | 12655.0157 | 12653.4589 | 12606.3304 | 12655.0257 | 12629.573 | 3896.8489
P5 | 11368.173 | 11598.4384 | 11156.1888 | 11394.5152 | 11419.2032 | 11366.6614 | 11493.8254 | 11383.4391 | 11509.0176 | 11717.4526 | 11444.8801 | 11475.5393 | 11261.3263 | 11271.364 | 11652.2242 | 11246.1208 | 11446.0098 | 3296.7739
P95 | 14050.2632 | 13933.3819 | 13790.2317 | 13874.7704 | 13996.5911 | 14167.6492 | 13854.4381 | 14013.5693 | 13914.6712 | 14086.7744 | 13881.8805 | 13866.3347 | 14101.6733 | 13794.9346 | 13617.7768 | 13931.6621 | 13692.3337 | 4553.1272
NETREVENUE - Net Revenue $
MEAN | -749825.959 | -709008.376 | -701894.1251 | -707968.0924 | -721408.7577 | -732485.144 | -743577.7326 | -752594.4331 | -767309.8489 | -775379.2168 | -763808.5485 | -767517.8305 | -766867.9024 | -765407.583 | -764828.9327 | -766755.251 | -765304.4538 | -227453.6076
P5 | -851069.6618 | -794523.8722 | -791754.2524 | -799400.0411 | -817823.1071 | -837905.3294 | -837127.2741 | -838325.2202 | -867735.2586 | -859569.1335 | -853001.5129 | -846243.7147 | -865957.7738 | -847823.3827 | -850077.2372 | -853647.0017 | -844503.8516 | -263358.6896
P95 | -662874.7092 | -613614.6687 | -599535.9588 | -610496.5768 | -613609.8224 | -628223.332 | -629578.0062 | -674747.2114 | -676352.9076 | -667294.927 | -676820.6482 | -666116.1522 | -669689.5393 | -664414.7638 | -701241.1817 | -669484.5936 | -690918.1727 | -186305.6329
IRP 2018 Oversight Wind
NETPOS - Net Position (MWh)
MEAN | 4950.395 | 4947.8239 | 4922.6209 | 4886.7561 | 4904.7132 | 4964.9544 | 4918.0774 | 4920.6824 | 4924.5656 | 4976.1618 | 4931.2482 | 4913.1189 | 4933.8104 | 4936.4468 | 4913.8922 | 4919.3146 | 4918.3049 | 4939.3365 | 4912.055 | 4917.133
P5 | 4558.2693 | 4563.2284 | 4562.91 | 4540.9216 | 4555.0934 | 4602.6852 | 4587.6857 | 4560.6443 | 4612.0425 | 4607.0644 | 4510.9402 | 4562.1297 | 4529.0485 | 4567.8184 | 4568.3127 | 4573.2636 | 4527.6596 | 4639.2422 | 4535.2647 | 4536.5999
P95 | 5348.6138 | 5257.6516 | 5240.1147 | 5208.8472 | 5309.7032 | 5336.6107 | 5251.2877 | 5251.646 | 5246.4469 | 5305.9266 | 5284.1815 | 5402.8546 | 5355.3523 | 5244.7113 | 5247.9203 | 5299.6356 | 5338.2857 | 5300.2253 | 5283.1911 | 5308.9172
NETREVENUE - Net Revenue $
MEAN | -215909.3724 | -200919.0714 | -198354.4798 | -201223.121 | -204054.2716 | -211719.2894 | -214239.5796 | -218784.7549 | -223647.3646 | -225773.203 | -223647.5771 | -223167.5012 | -224334.0628 | -223588.4638 | -223094.2062 | -223127.1368 | -223159.4583 | -224706.0849 | -223520.7752 | -223281.9282
P5 | -240860.3795 | -229987.6034 | -229509.1286 | -232315.3143 | -237390.6315 | -246065.2466 | -243288.7624 | -248830.2161 | -250526.2771 | -254437.2582 | -246936.3238 | -256818.1064 | -252535.5845 | -246151.0657 | -248162.8645 | -249415.8051 | -246913.5293 | -245570.6405 | -243760.4873 | -247927.3656
P95 | -192830.2512 | -174387.9653 | -167997.0886 | -165862.257 | -170855.6538 | -179563.5224 | -182774.5622 | -188522.6506 | -190576.0433 | -202062.9126 | -194553.8144 | -194946.1297 | -196398.8506 | -197318.6253 | -200155.0775 | -199892.0529 | -195640.9264 | -200757.2639 | -194858.8538 | -204012.8678
IRP 2018 South Peak Wind 80 MW
NETPOS - Net Position (MWh)
MEAN | 19298.522 | 129000.9698 | 128442.356 | 127622.9114 | 128893.2176 | 128919.6386 | 128432.6236 | 128119.672 | 128611.9198 | 130167.8836 | 127926.2673 | 128599.7231 | 128474.8483 | 128979.6452 | 127771.9007 | 109062.4434
P5 | 15531.6149 | 118971.3189 | 116202.4988 | 117170.5888 | 120001.9654 | 119196.4188 | 119076.0329 | 117691.134 | 118546.2044 | 119906.9604 | 118354.3987 | 117489.8295 | 117268.9898 | 116656.0956 | 118402.6344 | 96327.1664
P95 | 22409.4282 | 138869.0803 | 139049.7763 | 138526.6712 | 140770.5444 | 140011.0554 | 138874.3033 | 139421.7358 | 139099.0151 | 140736.0214 | 137896.6045 | 138822.7748 | 139253.8496 | 138979.362 | 137684.1503 | 119750.3927
NETREVENUE - Net Revenue $
MEAN | -121736.3924 | -1098492.3574 | -1061927.8935 | -1158613.7852 | -1228692.5083 | -1354816.6187 | -1473524.3182 | -1584157.8876 | -1714683.9822 | -1721185.2559 | -1689260.2978 | -1688553.6098 | -1696784.9162 | -1688868.7701 | -1696163.7965 | -1566598.5693
P5 | -218572.1299 | -1756286.8057 | -1756635.1195 | -1941200.0975 | -1899128.3008 | -2058005.8206 | -2145494.091 | -2088998.3206 | -2242053.0117 | -2209035.405 | -2167050.2102 | -2161459.8432 | -2142342.0254 | -2171654.8506 | -2180040.0763 | -1963004.7837
P95 | -21159.331 | -428437.7283 | -243345.4998 | -385698.243 | -475099.6069 | -710580.4716 | -860085.3914 | -983893.1895 | -796619.7683 | -1215967.6891 | -1000272.5537 | -1052608.7099 | -1117878.9674 | -993971.0971 | -1276023.7259 | -1164845.1063
IRP 2018 Spion Kop
NETPOS - Net Position (MWh)
MEAN | 57023.5085 | 56871.7943 | 56600.7363 | 56367.5581 | 56811.5315 | 56795.2876 | 56742.5143 | 56561.8407 | 56674.7468 | 57387.1285 | 56483.8614 | 56841.102 | 56737.79 | 56658.457 | 56498.2291 | 56659.2782 | 56523.1747 | 56846.7713 | 56872.3257 | 56541.4309
P5 | 50694.7191 | 52221.7873 | 50791.3694 | 51555.6697 | 51966.1964 | 51476.7202 | 51639.2294 | 50643.1307 | 51868.6295 | 52335.4206 | 51598.9908 | 51547.1802 | 51056.2584 | 50380.1117 | 52035.6097 | 50512.315 | 51249.8178 | 51790.3345 | 51729.1499 | 51632.9838
P95 | 62567.8728 | 61951.6965 | 61441.6931 | 62211.8443 | 62001.1434 | 62915.754 | 61545.5689 | 62515.9322 | 61452.2815 | 63467.3985 | 61353.215 | 61423.34 | 62669.9413 | 61384.3558 | 60782.9753 | 62470.8749 | 61377.7461 | 61845.9986 | 61313.1974 | 62470.149
NETREVENUE - Net Revenue $
MEAN | 612175.0406 | 780896.9669 | 792227.2819 | 747030.4648 | 722067.215 | 663864.7386 | 611064.9762 | 558256.3101 | 503472.5745 | 516872.6829 | 510645.9581 | 516009.082 | 510740.5221 | 515603.5436 | 504854.3168 | 510933.8459 | 509711.9913 | 508937.5402 | 508355.9459 | 504170.4084
P5 | 373108.3779 | 505699.4737 | 485529.2985 | 422950.2516 | 427462.6136 | 421448.9595 | 352823.7115 | 341014.5979 | 319298.8732 | 335509.5107 | 314590.3209 | 295375.5394 | 341374.1091 | 320259.1225 | 320080.8865 | 320784.276 | 332877.6308 | 341288.0615 | 346477.7141 | 309796.8153
P95 | 821479.6327 | 1079792.3749 | 1142576.6983 | 1127931.2651 | 1104314.4455 | 929871.504 | 851915.3001 | 885940.5549 | 845489.48 | 775110.9441 | 795221.4693 | 710849.827 | 735603.5893 | 853387.2347 | 723767.5167 | 743010.4176 | 734355.3048 | 728947.6895 | 732969.2147 | 738800.1251
IRP 2018 Stillwater Wind
NETPOS - Net Position (MWh)
MEAN | 123818.6135 | 123522.0486 | 123796.9478 | 122887.2311 | 123865.983 | 124281.2988 | 123925.5593 | 123608.5632 | 123230.7651 | 124915.7564 | 123911.9455 | 124215.5824 | 123689.3976 | 123484.5558 | 123103.0339 | 124144.1562 | 123929.6712 | 124310.9697 | 123692.4848 | 123855.5789
P5 | 111398.4856 | 112768.0202 | 111190.6722 | 111935.3277 | 110813.7605 | 112638.8656 | 111157.832 | 110812.9844 | 112847.5302 | 113589.5184 | 111718.5927 | 114554.2075 | 109804.106 | 112030.797 | 112533.2917 | 112685.8751 | 111041.3043 | 112046.8424 | 113127.1639 | 112144.2507
P95 | 135699.7127 | 134503.8501 | 134657.8424 | 136274.546 | 136228.0607 | 135228.7047 | 135366.9452 | 137214.5618 | 136294.0218 | 136746.7875 | 133144.9445 | 134718.7218 | 137410.9854 | 135293.5767 | 133990.3661 | 137058.3326 | 133906.2095 | 133831.764 | 136062.5639 | 135585.7197
NETREVENUE - Net Revenue $
MEAN | -3371024.8516 | -3004473.1374 | -2965738.0168 | -3045111.1953 | -3130687.9344 | -3264627.0826 | -3369158.9741 | -3483497.5811 | -3593816.1857 | -3617369.8851 | -3590011.37 | -3613618.1355 | -3595592.4952 | -3586273.2819 | -3585217.7305 | -3606272.8363 | -3613842.1746 | -3627603.9722 | -3620015.0122 | -3621354.3828
P5 | -3915469.1616 | -3692267.354 | -3666533.4147 | -3909399.1431 | -3820461.9297 | -3992219.733 | -3913654.8844 | -4067963.0094 | -4205762.1964 | -4165400.606 | -4188881.7612 | -4134906.1103 | -4187676.6063 | -4129085.5485 | -4116526.1884 | -4146279.4504 | -4223876.1439 | -4238602.8839 | -4128175.2116 | -4239754.514
P95 | -2751132.2362 | -2338880.608 | -2183938.0156 | -2442669.3552 | -2346881.5218 | -2653807.5072 | -2700339.5941 | -2870465.5042 | -2983738.3098 | -3015415.1984 | -2955331.0485 | -3039627.1559 | -3058762.3409 | -2898914.2461 | -2957223.0949 | -3131341.2943 | -3065546.5762 | -2992628.3443 | -3095611.996 | -3069157.5782
IRP 2018 Two Dot Wind
NETPOS - Net Position (MWh)
MEAN | 13258.9771 | 13272.3695 | 13152.4709 | 13123.7231 | 13214.1583 | 13235.2413 | 13205.8141 | 13160.2477 | 13192.1233 | 13354.8358 | 13140.1415 | 13233.6867 | 13207.1782 | 13203.7113 | 13165.9204 | 13183.2677 | 13168.8033 | 13249.2877 | 13257.6555 | 13149.2768
P5 | 11707.1131 | 11922.7665 | 11662.1987 | 11635.3586 | 11977.3988 | 11942.2221 | 11816.4171 | 11756.4138 | 11873.7457 | 12021.6168 | 11795.4909 | 11836.6662 | 11765.7377 | 11743.6924 | 11971.4808 | 11720.1195 | 11895.8753 | 11767.5303 | 11810.7938 | 12015.089
P95 | 14704.6592 | 14572.6248 | 14511.8797 | 14532.1462 | 14688.5697 | 14723.6433 | 14466.3145 | 14719.3047 | 14526.3055 | 14656.9835 | 14470.5048 | 14615.5278 | 14860.7511 | 14498.1688 | 14376.2109 | 14602.5657 | 14651.4495 | 14548.4944 | 14532.1016 | 14641.5831
NETREVENUE - Net Revenue $
MEAN | 139579.4838 | 176438.259 | 177902.3746 | 168999.6561 | 163318.1338 | 150430.1043 | 137582.89 | 125134.6421 | 112833.7004 | 115575.6915 | 114419.6152 | 115558.7203 | 114215.8707 | 115495.9301 | 112303.0837 | 114174.1488 | 113669.1275 | 113790.0086 | 113383.2323 | 112315.6958
P5 | 83537.3623 | 111943.1426 | 109970.0246 | 96873.3761 | 94353.8672 | 97499.1609 | 74967.188 | 75465.1069 | 71576.6963 | 75465.6903 | 69320.016 | 66781.7526 | 76623.0874 | 67756.5723 | 68315.0739 | 70384.5828 | 72399.5125 | 76287.1169 | 76398.7967 | 67993.0585
P95 | 189470.4212 | 246595.862 | 258740.0848 | 253818.123 | 249760.297 | 213852.2524 | 194569.2996 | 201028.3456 | 189269.83 | 175334.59 | 171354.7602 | 163311.7409 | 172053.7245 | 192469.9424 | 158707.2264 | 166576.4386 | 167586.1933 | 163733.7939 | 167512.5319 | 168331.0257
IRP_2018 Black Eagle Solar
NETPOS - Net Position (MWh)
MEAN | 1017.1605 | 1056.4444 | 1004.1249 | 1028.2 | 1029.1918 | 1030.6745 | 1035.5178 | 1026.4393 | 1018.5569 | 1039.4766 | 1023.92 | 1008.2179 | 1033.3788 | 1013.2983 | 1015.5887 | 1026.4704 | 1017.556 | 1029.2687 | 1016.4969 | 1005.1507
P5 | 538.4799 | 495.7383 | 494.1108 | 542.669 | 516.8781 | 495.3681 | 539.5307 | 483.3236 | 563.1026 | 556.2309 | 526.3593 | 508.0401 | 468.6661 | 526.3095 | 465.8316 | 537.3812 | 484.1399 | 548.2202 | 530.2124 | 553.0602
P95 | 1555.5427 | 1633.6542 | 1567.62 | 1683.6241 | 1599.1391 | 1654.0351 | 1606.5586 | 1550.2172 | 1625.8294 | 1630.8778 | 1627.9629 | 1609.8574 | 1676.5613 | 1617.2337 | 1596.6189 | 1636.5267 | 1614.9113 | 1608.3819 | 1569.7038 | 1569.1019
NETREVENUE - Net Revenue $
MEAN | -52465.896 | -55182.1001 | -51487.3394 | -53146.0038 | -53313.2519 | -54173.1758 | -55509.0888 | -55767.0914 | -55744.7712 | -56910.7541 | -55842.2455 | -54925.2608 | -56483.5047 | -55146.7386 | -55664.1929 | -56081.2427 | -55727.8528 | -56707.8827 | -55935.8418 | -54992.6672
P5 | -83620.8465 | -85793.2769 | -81122.7045 | -86656.2123 | -84825.9842 | -84689.8017 | -84249.437 | -86394.8745 | -87591.2742 | -90317.2193 | -88341.2755 | -88210.0317 | -90287.3693 | -89237.3515 | -87793.5641 | -89020.3042 | -88251.861 | -86647.0115 | -86642.1424 | -87507.5385
P95 | -26561.4309 | -25894.1485 | -25676.8623 | -26460.8491 | -24566.5295 | -25867.1817 | -27021.6811 | -27150.5796 | -31086.2741 | -27144.7583 | -28280.4071 | -25774.7398 | -26427.2393 | -27476.42 | -24514.1204 | -29142.5977 | -25078.0867 | -29467.9884 | -27422.1288 | -27423.2739
IRP_2018 Energy of Utah MTSUN
NETPOS - Net Position (MWh)
MEAN | 1130.1139 | 32512.6893 | 31839.8533 | 32261.1348 | 32285.3019 | 32393.1403 | 32443.1102 | 32473.4863 | 31607.9268 | 32401.0371 | 32230.486 | 32454.5568 | 32440.219 | 31622.6276 | 32402.088 | 31230.6743
P5 | 719.792 | 12594.7723 | 11921.7237 | 12668.3897 | 12787.8159 | 11968.7295 | 11696.1303 | 12000.7951 | 13230.1173 | 12122.4238 | 11730.1919 | 13156.16 | 12139.1472 | 12561.7769 | 11732.4816 | 12024.5452
P95 | 1773.8283 | 51787.1285 | 50509.8106 | 51435.4798 | 51209.4109 | 51186.9121 | 50759.5116 | 51965.6743 | 50118.5434 | 50936.6111 | 51392.378 | 51180.6066 | 51825.2896 | 49915.3709 | 52072.2977 | 50386.4128
NETREVENUE - Net Revenue $
MEAN | -5094.6886 | -386851.5328 | -347490.9602 | -360284.1901 | -366495.6493 | -393664.9309 | -429344.7809 | -459236.1482 | -457258.9569 | -462970.5332 | -455716.7792 | -461658.0323 | -464712.4545 | -441719.5253 | -467701.5014 | -455907.0292
P5 | -13254.1409 | -720904.3526 | -627738.7987 | -666303.6697 | -640178.7684 | -720646.1149 | -768168.8166 | -846699.9678 | -779356.5503 | -788697.6501 | -792974.1396 | -781192.3052 | -758867.5322 | -819285.8277 | -831929.5635 | -797314.0123
P95 | 1745.9242 | -120537.8898 | -95900.0089 | -136295.6113 | -134544.3975 | -93743.3457 | -157174.5178 | -127085.694 | -184057.5315 | -148903.6137 | -144057.9312 | -128375.5216 | -138757.4695 | -161625.073 | -152651.4412 | -174974.3085
IRP_2018 Great Divide Solar
NETPOS - Net Position (MWh)
MEAN | 1189.3888 | 1215.8257 | 1180.3167 | 1198.0359 | 1192.7161 | 1191.2931 | 1207.6291 | 1202.5966 | 1172.366 | 1198.3464 | 1187.4584 | 1184.9773 | 1200.9584 | 1168.1279 | 1199.505 | 1190.8469 | 1192.8332 | 1191.9452 | 1199.7043 | 1166.0776
P5 | 415.3305 | 433.418 | 372.4205 | 434.1513 | 452.0065 | 373.8991 | 427.873 | 412.1943 | 394.8089 | 430.7449 | 439.7345 | 440.5726 | 455.2274 | 416.6631 | 436.8905 | 452.2069 | 441.2924 | 463.1757 | 454.3657 | 376.4773
P95 | 1823.7962 | 1860.6793 | 1791.8782 | 1784.0965 | 1839.3236 | 1796.4573 | 1808.8427 | 1864.7408 | 1751.2877 | 1816.592 | 1791.6594 | 1799.569 | 1820.4234 | 1743.9686 | 1806.6102 | 1790.82 | 1799.2625 | 1810.0779 | 1801.0617 | 1786.4725
NETREVENUE - Net Revenue $
MEAN | -61653.5381 | -63605.6551 | -60554.4294 | -61729.9432 | -61747.9044 | -62756.3348 | -64769.8097 | -65661.3113 | -64291.6623 | -65819.6798 | -65005.3345 | -64824.2959 | -65826.3183 | -63701.1546 | -65937.9027 | -65061.1288 | -65710.7797 | -65960.5542 | -66454.7221 | -64331.3143
P5 | -93331.9341 | -97912.4021 | -93150.2401 | -94869.3944 | -93655.2673 | -96530.8022 | -96835.3292 | -100803.6458 | -95761.1637 | -99188.4453 | -98382.1239 | -97024.2039 | -96882.6149 | -95636.9083 | -100549.5065 | -97775.2752 | -101871.2246 | -100352.9999 | -98797.8744 | -99297.6815
P95 | -20455.1795 | -21273.6365 | -18856.4551 | -23925.8557 | -25034.3763 | -19996.9292 | -24161.925 | -21501.881 | -22250.395 | -23683.1843 | -25986.4365 | -22927.9333 | -24529.1162 | -22999.4737 | -25027.1582 | -24675.5617 | -23741.8077 | -25887.8567 | -23570.8266 | -21471.0267
IRP_2018 Green Meadow Solar
NETPOS - Net Position (MWh)
MEAN | 1135.163 | 1141.392 | 1118.9721 | 1140.6501 | 1131.3738 | 1133.7641 | 1139.6622 | 1136.3775 | 1110.5004 | 1141.6768 | 1125.6142 | 1133.8276 | 1141.2376 | 1115.0929 | 1135.5891 | 1131.3273 | 1123.5081 | 1143.1083 | 1137.4772 | 1109.7703
P5 | 493.5523 | 477.0401 | 429.4043 | 503.3573 | 528.203 | 483.5779 | 496.8079 | 479.9006 | 488.5298 | 454.5774 | 461.772 | 538.7102 | 486.8252 | 465.4316 | 480.2736 | 523.5873 | 442.6015 | 485.4672 | 517.47 | 444.8166
P95 | 1957.7568 | 1938.8487 | 1881.4466 | 1832.0354 | 1927.6315 | 1873.3979 | 1842.6835 | 1890.2187 | 1859.973 | 1890.1732 | 1863.4933 | 1844.4626 | 1908.713 | 1870.6648 | 1945.4267 | 1882.8411 | 1905.7223 | 1894.5014 | 1887.5732 | 1879.1723
NETREVENUE - Net Revenue $
MEAN | -59061.8348 | -60200.647 | -57828.375 | -59589.6375 | -59541.6476 | -60618.8913 | -62230.2427 | -63119.4271 | -62022.3001 | -63792.0604 | -62736.5792 | -63313.6844 | -63893.8178 | -62126.7903 | -63592.1345 | -63199.0342 | -63104.5859 | -64470.7202 | -64167.6763 | -62450.4634
P5 | -99281.9709 | -103694.0843 | -99035.6465 | -98283.0008 | -99585.632 | -101508.7325 | -105129.4944 | -106553.3746 | -103475.6596 | -109888.556 | -105007.5969 | -105196.8256 | -108715.4868 | -105718.9302 | -111467.3745 | -105689.7529 | -108679.8766 | -106920.0661 | -107541.873 | -107640.8046
P95 | -23024.7139 | -24599.3929 | -22625.4978 | -26048.2923 | -25741.6639 | -25162.7719 | -26534.2627 | -25219.8485 | -26159.1024 | -25112.9649 | -26177.7965 | -28213.6362 | -26133.8173 | -24947.4444 | -26019.2433 | -30390.2131 | -23551.5622 | -26659.5976 | -28000.6569 | -23634.7425
IRP_2018 Magpie Solar
NETPOS - Net Position (MWh)
MEAN | 1146.2447 | 1150.5279 | 1125.5477 | 1151.5085 | 1147.8843 | 1142.3333 | 1144.1867 | 1141.5094 | 1124.3887 | 1145.1851 | 1139.8579 | 1142.5544 | 1150.9747 | 1111.7255 | 1154.7713 | 1149.261 | 1150.2217 | 1148.2095 | 1140.7389 | 1112.0374
P5 | 514.1154 | 466.0756 | 426.378 | 447.8319 | 482.1912 | 443.3545 | 427.9723 | 492.2005 | 466.9505 | 465.7616 | 428.1705 | 487.258 | 390.6768 | 484.1235 | 475.6762 | 450.2994 | 443.0241 | 496.7266 | 484.2536 | 455.4123
P95 | 1806.1792 | 1820.2447 | 1763.5111 | 1816.029 | 1836.4018 | 1792.0552 | 1773.473 | 1806.4781 | 1797.8772 | 1792.5368 | 1823.6465 | 1793.0817 | 1837.8327 | 1752.2374 | 1846.4919 | 1787.1772 | 1829.0267 | 1824.6435 | 1771.9638 | 1767.0381
NETREVENUE - Net Revenue $
MEAN | -59270.4306 | -60472.7408 | -58163.3613 | -59837.3202 | -60111.713 | -60783.6982 | -62165.3064 | -62972.9814 | -62503.1804 | -63499.6904 | -63032.5304 | -63321.8232 | -63961.2509 | -61440.2812 | -64298.611 | -63726.5458 | -64133.5385 | -64361.5116 | -63906.6047 | -62091.627
P5 | -94431.5329 | -98115.428 | -96824.2393 | -93904.8341 | -94752.2182 | -98490.5609 | -100342.4971 | -101980.4746 | -101535.5678 | -100993.0528 | -100483.5345 | -101407.2517 | -105055.9607 | -100647.9914 | -106759.1965 | -101121.2291 | -105936.9088 | -103984.2645 | -103356.5664 | -103234.0486
P95 | -26273.7603 | -24379.8425 | -23287.7212 | -23138.7009 | -25576.0298 | -21415.3052 | -22300.2324 | -26614.7588 | -24329.6779 | -24922.5747 | -23252.5434 | -26050.0968 | -21447.5608 | -24891.1125 | -25805.8656 | -24145.9986 | -22064.2586 | -25420.1831 | -26794.9936 | -24556.6905
IRP_2018 River Bend Solar
NETPOS - Net Position (MWh)
MEAN | 652.5065 | 672.6146 | 639.0379 | 657.4812 | 665.4992 | 656.9057 | 664.7827 | 656.188 | 640.3678 | 663.7979 | 655.9269 | 655.8175 | 664.1093 | 648.2386 | 667.5595 | 660.1231 | 650.6556 | 659.8907 | 661.6463 | 635.3836
P5 | 320.3513 | 291.6117 | 331.8807 | 298.2107 | 350.7433 | 301.2842 | 285.3093 | 321.3229 | 317.3209 | 316.6402 | 332.2409 | 320.7801 | 347.1442 | 316.1665 | 326.4494 | 326.7254 | 296.6579 | 336.1746 | 348.9076 | 296.311
P95 | 977.1796 | 1023.7841 | 940.6919 | 975.4874 | 999.2902 | 1004.8196 | 1007.5554 | 995.6158 | 946.3354 | 1003.6775 | 989.4692 | 974.3022 | 985.2085 | 960.3321 | 1000.2907 | 978.8666 | 969.2666 | 985.3559 | 972.3092 | 958.7792
NETREVENUE - Net Revenue $
MEAN | -33291.8816 | -35130.7993 | -32649.1417 | -33793.6875 | -34392.4873 | -34417.9938 | -35624.4595 | -35755.8081 | -35046.7936 | -36358.7851 | -35746.9669 | -35743.2447 | -36340.0201 | -35272.3407 | -36598.3013 | -36053.4291 | -35643.4897 | -36376.9389 | -36583.7602 | -34917.1381
P5 | -50852.1772 | -53609.2777 | -49294.6268 | -49217.3169 | -52005.6419 | -52008.5676 | -54047.313 | -53949.1794 | -52759.6144 | -55620.9876 | -53213.6452 | -52938.9848 | -52656.4472 | -52637.1706 | -56029.6792 | -54121.5062 | -54168.1508 | -53949.5292 | -53795.9159 | -52931.202
P95 | -15888.0844 | -15326.5992 | -16148.7794 | -15446.9503 | -17608.5409 | -14246.1619 | -14609.3194 | -17388.7041 | -17520.6434 | -16722.4622 | -18627.2591 | -17145.9691 | -19170.0695 | -16765.1559 | -17482.9628 | -17558.3344 | -15258.4473 | -16794.3171 | -18433.8682 | -15812.9082
IRP_2018 South Mills Solar
NETPOS - Net Position (MWh)
MEAN | 1007.9819 | 1021.6026 | 975.6705 | 1004.5178 | 1001.5106 | 1006.3299 | 1016.3759 | 1015.4603 | 981.0173 | 1006.3419 | 992.5226 | 1008.671 | 1004.5362 | 987.6617 | 997.4904 | 999.5294 | 994.7323 | 1003.0352 | 1015.3734 | 976.1221
P5 | 442.8412 | 380.0104 | 395.1268 | 425.2491 | 425.2565 | 396.9287 | 385.2515 | 370.5469 | 408.5973 | 374.3479 | 429.4941 | 432.4705 | 420.3202 | 402.2888 | 434.4507 | 413.5188 | 365.9863 | 395.929 | 448.4351 | 399.7992
P95 | 1653.615 | 1658.5146 | 1594.7979 | 1626.8519 | 1613.4987 | 1670.9485 | 1695.7824 | 1669.2573 | 1618.5132 | 1626.6437 | 1651.5314 | 1628.0131 | 1631.6514 | 1603.09 | 1640.9246 | 1632.5206 | 1632.1486 | 1649.8859 | 1649.0897 | 1610.5692
NETREVENUE - Net Revenue $
MEAN | -51277.8403 | -52885.4282 | -49407.0051 | -51102.5322 | -51150.3416 | -52201.2498 | -53849.0511 | -54507.1276 | -52938.9471 | -54171.565 | -53166.4721 | -54185.6326 | -54029.7797 | -52784.1471 | -53711.2602 | -53658.356 | -53630.9433 | -54229.3171 | -54980.9106 | -52641.3371
P5 | -87304.0395 | -87022.7564 | -84317.6 | -83606.8493 | -84845.8949 | -87079.2492 | -93960.1618 | -92577.7241 | -88951.033 | -88431.318 | -89710.2035 | -90503.5394 | -88322.2333 | -88019.6164 | -89074.9516 | -90519.461 | -90389.0774 | -89771.7047 | -90686.2276 | -89137.593
P95 | -21300.7491 | -19407.863 | -18857.0865 | -20989.8423 | -21060.7791 | -17844.9752 | -18705.883 | -19179.9549 | -21444.9124 | -19890.4089 | -22152.9016 | -22213.2509 | -22492.0207 | -20901.1666 | -22190.0721 | -21510.21 | -17536.4223 | -20823.2454 | -22902.3369 | -20300.5059
Wind Asset - Total
NETPOS - Net Position (MWh)
MEAN | 557830.5073 | 803965.3914 | 800104.0921 | 1142578.3362 | 1323505.4805 | 1322301.5683 | 1324226.3601 | 1322500.3811 | 1123472.6945 | 1134548.109 | 1123378.7251 | 1125719.3718 | 1127506.8742 | 1122827.0288 | 1121998.9675 | 1440942.7727 | 1985492.9577 | 2490843.9078 | 2479956.2578 | 3167142.8429
P5 | 508851.2288 | 750623.26 | 730209.1686 | 1062030.4674 | 1224469.3447 | 1231232.7089 | 1229882.9257 | 1223689.2261 | 1035090.1883 | 1060018.2982 | 1040605.5713 | 1046107.9457 | 1047385.3229 | 1052093.795 | 1055238.7947 | 1335119.0006 | 1810664.1105 | 2281225.0822 | 2265730.9698 | 2926551.7423
P95 | 599883.272 | 860901.8022 | 859469.5645 | 1216682.666 | 1421491.1644 | 1417949.9835 | 1412768.9338 | 1422004.3775 | 1220317.2433 | 1214083.2257 | 1189785.3874 | 1209519.0863 | 1201376.1508 | 1210100.0608 | 1190639.1683 | 1548595.9696 | 2134977.3917 | 2690992.72 | 2713737.0657 | 3415065.7986
NETREVENUE - Net Revenue $
MEAN | -11840432.1393 | -14144741.0409 | -13810234.6844 | -10002951.8414 | -8518729.7686 | -9842602.0141 | -11066603.6427 | -12209364.4255 | -10947198.018 | -10959946.9305 | -10795463.0847 | -10866627.8224 | -10894508.1491 | -10826330.3592 | -10891650.0382 | -7187051.8726 | 552039.4461 | 6430663.2303 | 7244064.1367 | 12878466.4536
P5 | -14072497.1482 | -18222425.7058 | -18166493.5532 | -16768299.8987 | -14943011.827 | -16405609.6286 | -17292853.8344 | -17157750.4631 | -15358615.8386 | -14507655.4948 | -14816130.5778 | -14748782.6932 | -14701725.7204 | -14509135.784 | -14986563.4186 | -11433522.519 | -5402222.2174 | -1690606.1058 | -31538.9697 | 1917508.1161
P95 | -9718642.4797 | -9966009.8219 | -8892849.3621 | -3328803.3878 | -1200835.1571 | -3706163.0176 | -4780735.6578 | -5368446.5942 | -4322691.6639 | -6384095.8729 | -5171970.7652 | -5852405.4096 | -6556421.3136 | -5520218.5288 | -6807639.2178 | -2554771.3212 | 7458814.5624 | 16252893.5074 | 17703691.8484 | 23345089.5428
Total
Total - Total
Total - Total - Total
CAPACITYFACTOR - Net Generation Capacity Factor
MEAN | 0.40746 | 0.40007 | 0.39246 | 0.41664 | 0.41607 | 0.38446 | 0.36219 | 0.34596 | 0.33285 | 0.33565 | 0.25255 | 0.24781 | 0.24501 | 0.24114 | 0.238 | 0.22988 | 0.21921 | 0.21499 | 0.21058 | 0.20468
P5 | 0.37184 | 0.35538 | 0.34371 | 0.35814 | 0.35867 | 0.32663 | 0.29398 | 0.29495 | 0.27971 | 0.2953 | 0.20037 | 0.19983 | 0.19999 | 0.18971 | 0.19099 | 0.18209 | 0.18088 | 0.17817 | 0.18022 | 0.17001
P95 | 0.44014 | 0.4349 | 0.42823 | 0.47073 | 0.46973 | 0.42982 | 0.42051 | 0.41089 | 0.40322 | 0.39004 | 0.31481 | 0.30319 | 0.30618 | 0.3038 | 0.2863 | 0.27 | 0.26548 | 0.25285 | 0.24912 | 0.24152
CO2EMISSIONS - CO2 Emissions
MEAN | 254234.8145 | 238376.3925 | 225919.3257 | 271882.1841 | 276630.9383 | 270597.4035 | 253801.5979 | 221825.8178 | 198701.9869 | 201623.0628 | 205526.0658 | 196874.8823 | 193052.4344 | 185974.6066 | 178335.5099 | 166654.6294 | 143823.3421 | 134655.8271 | 130371.6698 | 119452.1208
P5 | 174371.5517 | 148330.7878 | 130520.7111 | 140090.445 | 155203.202 | 147493.1915 | 118955.0237 | 125008.3245 | 87366.0877 | 116544.071 | 117168.7297 | 113261.8083 | 118255.7358 | 93969.7812 | 92411.2538 | 83167.9373 | 83739.4945 | 73921.5315 | 78712.5965 | 60201.2845
P95 | 321819.3689 | 310391.9522 | 300055.5833 | 389183.3337 | 397049.6092 | 370529.0807 | 367326.1417 | 344444.4872 | 340054.0437 | 304766.1995 | 310950.2462 | 295011.7115 | 300648.2562 | 295554.8242 | 262787.8505 | 231379.2337 | 220344.76 | 204322.28 | 195635.098 | 180136.6698
FUELCONSUMED - Fuel Consumed
MEAN | 5381678.4084 | 5308240.7362 | 5318557.1246 | 5502365.943 | 5544521.9542 | 5648639.4046 | 5251043.7224 | 4925876.4872 | 4827303.6547 | 4698012.7878 | 4729162.9535 | 4799317.3991 | 4617051.3719 | 4537802.1106 | 4618058.6306 | 4337342.8875 | 4105042.8582 | 4213063.9472 | 3981348.0109 | 3875031.5237
P5 | 4609148.9 | 4321699.193 | 4252764.6755 | 4298984.0127 | 4386594.245 | 4500185.8489 | 3944049.6606 | 3986573.178 | 3740330.1128 | 3907482.9239 | 3850221.0257 | 3919674.6934 | 3854742.7934 | 3695813.7124 | 3800350.3802 | 3525047.0383 | 3418229.092 | 3574738.0965 | 3460167.3671 | 3278810.6533
P95 | 6081733.7721 | 6022347.1475 | 6100764.2964 | 6669712.0924 | 6661825.8304 | 6575818.783 | 6406936.7488 | 6161657.0702 | 6242378.5781 | 5691073.4583 | 5765485.3962 | 5766476.9023 | 5705761.4279 | 5543825.6385 | 5516047.7686 | 4992310.9244 | 4888435.2325 | 4894048.6493 | 4625402.157 | 4500693.7403
FUELCOST - Fuel Cost
MEAN | 5497252.6191 | 5398020.2492 | 5659005.1135 | 6593041.1969 | 6409031.3611 | 6639480.9843 | 6296922.5543 | 6045044.5602 | 6006363.5315 | 5966700.7322 | 6159208.6228 | 6308353.6217 | 6232146.4711 | 6231843.3515 | 6438859.0448 | 6215011.8173 | 5980430.5777 | 6203078.7474 | 5992629.1789 | 5944422.4941
P5 | 4482976.8493 | 4079330.4856 | 4226742.7631 | 4842280.9004 | 4817350.7566 | 5067563.3421 | 4507441.2691 | 4723870.862 | 4477345.3658 | 4814432.0107 | 4824728.2607 | 5003957.3366 | 5042235.2195 | 4895351.6045 | 5133268.2407 | 4883165.8073 | 4860586.3712 | 5136500.8189 | 5098303.454 | 4906177.3534
P95 | 6544816.4425 | 6613281.5207 | 7019325.0388 | 8416341.4195 | 8092591.9975 | 8030049.231 | 8019874.3249 | 8075960.2741 | 8353162.7142 | 7597590.4328 | 7946742.9842 | 7972537.0923 | 7956797.5698 | 8114644.3914 | 7923425.8879 | 7380048.1341 | 7334042.2613 | 7436885.8477 | 7162568.1354 | 7105220.2963
NETPOS - Net Position (MWh)
MEAN | 3707.1183 | 247018.0908 | 244708.2957 | 443791.4561 | 424057.5716 | 172610.4643 | -169632.3203 | -270643.7431 | -506666.4967 | -576789.7593 | -802926.8438 | -852769.4828 | -884044.6609 | -951875.8595 | -979069.7092 | -767375.078 | -309851.9761 | 166519.6371 | 57488.5858 | 709162.5189
P5 | -128986.6324 | 122620.2325 | 97297.1011 | 275372.8126 | 217614.2747 | 12689.045 | -307583.5873 | -431433.7195 | -672960.321 | -727293.4639 | -952108.0247 | -996790.4927 | -1030350.7136 | -1123704.0838 | -1117618.3967 | -954056.6523 | -503648.2273 | -68892.8069 | -185824.0272 | 434111.6148
P95 | 128738.064 | 361424.0313 | 394368.2566 | 618154.4095 | 598617.6081 | 314842.1237 | -19095.8802 | -102430.2047 | -372296.6649 | -415462.8905 | -625795.852 | -695965.9418 | -704392.898 | -776765.6284 | -836581.7281 | -608698.5544 | -99900.111 | 418744.34 | 298066.2372 | 937384.1962
NETREVENUE - Net Revenue $
MEAN | -207148308.6953 | -208747614.7736 | -207292333.1041 | -203926658.5568 | -207316217.2128 | -204260005.5231 | -200274619.8411 | -201739885.1007 | -200010238.9739 | -202210913.6417 | -181908239.5852 | -183304758.4101 | -183566152.5193 | -182569509.4117 | -183263993.6966 | -179591083.727 | -170518208.8669 | -163253582.9657 | -162182047.4073 | -155943055.7748
P5 | -209579854.072 | -210676972.8004 | -209629797.9009 | -207206581.9894 | -210410808.8312 | -206731608.2138 | -202780117.5548 | -204202616.6 | -203105956.6137 | -205172857.5162 | -185771303.9357 | -187327618.6011 | -187101804.2298 | -187209392.7549 | -186728861.1873 | -182944729.5932 | -174126649.717 | -167896169.3414 | -166444130.116 | -161585946.0176
P95 | -204911167.0708 | -206753732.8451 | -204809739.8035 | -200064610.683 | -203071503.9729 | -201278231.1134 | -197519240.7751 | -198994147.646 | -197772783.5296 | -199389732.1504 | -178963271.0781 | -179927251.9433 | -180085225.4529 | -179244130.648 | -179541049.6619 | -176533255.6016 | -167080261.939 | -158242736.2417 | -157028906.8681 | -149948013.7705
STARTS - Number Starts
MEAN | 2254.84 | 2386.7 | 2249.01 | 2492.95 | 2537.56 | 2590.83 | 1781.03 | 1679.79 | 1133.07 | 1325.02 | 1149.58 | 870.71 | 1058.21 | 1034.82 | 810.72 | 1016.11 | 787.56 | 758.36 | 803.26 | 789.02
P5 | 2084 | 2258 | 2079 | 2183.5 | 2320.5 | 2373 | 1313.5 | 1254.5 | 809.5 | 1036.5 | 791 | 567 | 804 | 768 | 560.5 | 748.5 | 518 | 504.5 | 543.5 | 496
P95 | 2402 | 2506 | 2404.5 | 2740.5 | 2754 | 2748 | 2190 | 2198 | 1553.5 | 1657.5 | 1481 | 1159.5 | 1350.5 | 1369.5 | 1122 | 1286 | 1096 | 1046 | 1119.5 | 1075
VOMCOSTS - VOM Costs
MEAN | 1635580.5566 | 1673836.6172 | 1695588.2229 | 1730307.7663 | 1760391.6186 | 1809736.4553 | 1747758.4436 | 1653390.188 | 1626354.6481 | 1637637.1126 | 1683159.6686 | 1724624.0896 | 1698923.6681 | 1697806.2125 | 1743052.8219 | 1684918.152 | 1604405.8824 | 1652292.925 | 1600184.3138 | 1571179.3631
P5 | 1348861.3721 | 1283772.9503 | 1262940.1903 | 1316345.5613 | 1358028.0521 | 1408986.759 | 1241144.82 | 1285182.3599 | 1190509.7067 | 1305282.946 | 1305243.4704 | 1353122.3341 | 1353560.9258 | 1307166.5311 | 1365282.4641 | 1307690.2473 | 1295067.6468 | 1346650.4673 | 1346804.9033 | 1272446.4956
P95 | 1903810.4955 | 1987157.8887 | 2051722.9582 | 2111134.0755 | 2152257.5486 | 2138830.4958 | 2209551.6532 | 2155316.2746 | 2215881.052 | 2069002.2886 | 2150348.9774 | 2165736.8029 | 2167918.2049 | 2171396.6696 | 2159918.795 | 1997681.8251 | 1976452.7363 | 1977522.4097 | 1916013.0491 | 1885660.7155

## PHES
Books | Montana
Study Portfolios | 2019.01.25 IRP Base - ARS Forced PHES - IRP Planning MAIN load dispatch v7 PHES
Date Intervals | Annual
Peak Period Label | Light Load
Value | Column Labels
Row Labels | 2019-01 | 2020-01 | 2021-01 | 2022-01 | 2023-01 | 2024-01 | 2025-01 | 2026-01 | 2027-01 | 2028-01 | 2029-01 | 2030-01 | 2031-01 | 2032-01 | 2033-01 | 2034-01 | 2035-01 | 2036-01 | 2037-01 | 2038-01
Ancillary Reserve
2018 IRP Anc Req v6 with candidate assets
15010: New 2022JAN 18V50DF_NG_B #1
NETREVENUE - Net Revenue $
MEAN | -22954.225 | -5223.9828 | -3425.353 | -8228.979 | -6265.4515 | -2236.1126 | -239680.8198 | -206138.9631 | -130675.6046 | -155448.2805 | -166750.4481 | -166024.2145 | -169562.7576 | -172664.2865 | -166088.8665 | -181502.4055 | -140780.4059 | -128377.0304 | -124711.5384 | -114839.1252
P5 | -57844.5057 | -12811.4574 | -8015.576 | -21576.1962 | -17982.4109 | -8717.4991 | -380156.0723 | -363382.7718 | -239246.329 | -250496.3992 | -281436.4696 | -251612.2009 | -238396.7005 | -266970.2091 | -259899.8189 | -260223.653 | -214974.7085 | -191805.6329 | -175847.3126 | -165149.5675
P95 | -6583.3842 | -1423.7507 | -845.1717 | -764.4607 | -327.1225 | -36.421 | -113493.7411 | -107184.9254 | -54383.8648 | -83801.7806 | -87655.328 | -90715.9299 | -92378.1453 | -91314.9728 | -91515.9562 | -99453.0179 | -84576.9867 | -70406.2563 | -71922.1545 | -60009.8079
2018 IRP Anc Req v6 with candidate assets - Total
NETREVENUE - Net Revenue $
MEAN | -313890.3882 | -14544.2005 | -12419.989 | -15846.7692 | -15591.8117 | -8874.01 | -855227.2348 | -861635.3628 | -853580.0177 | -866319.7594 | -821660.1655 | -884942.5044 | -833687.6967 | -858855.16 | -898657.0483 | -905763.3606 | -1013542.3016 | -1042699.7953 | -1053221.9193 | -1060090.5976
P5 | -396983.3016 | -23764.2842 | -19216.5132 | -27490.7804 | -26542.433 | -16618.0825 | -999862.227 | -1017774.5784 | -978256.4682 | -971906.8215 | -982597.1684 | -1046942.2522 | -958605.3655 | -1011594.6455 | -1049161.624 | -1030070.042 | -1141552.1615 | -1189490.3279 | -1166183.3541 | -1197272.2732
P95 | -258364.2409 | -7672.1326 | -7931.8654 | -7880.4376 | -6860.8887 | -3765.274 | -734585.6736 | -752763.4262 | -748984.3054 | -770374.5108 | -706265.1151 | -747580.7603 | -715722.2533 | -739514.1422 | -761557.1534 | -763030.7414 | -891583.3808 | -917735.1025 | -924197.3001 | -941810.004
2888218
NETREVENUE - Net Revenue $
MEAN | -290936.1632 | -9320.2176 | -8994.636 | -7617.7902 | -9326.3602 | -6637.8973 | -615546.415 | -655496.3997 | -722904.4131 | -710871.4789 | -654909.7174 | -718918.29 | -664124.9391 | -686190.8734 | -732568.1818 | -724260.9551 | -872761.8957 | -914322.765 | -928510.3809 | -945251.4724
P5 | -356007.892 | -14207.4672 | -12397.275 | -11168.1096 | -14396.9085 | -10491.2004 | -680799.8211 | -712786.6566 | -774739.4585 | -752851.8238 | -719853.0484 | -791340.0767 | -735334.7531 | -761482.1353 | -808863.984 | -805716.5804 | -946663.263 | -994271.7333 | -1005393.1244 | -1034672.2313
P95 | -236544.9605 | -4738.2122 | -5594.625 | -4525.8899 | -4279.275 | -3425.2875 | -537602.7888 | -593215.4664 | -668830.4217 | -660490.6843 | -600381.1591 | -639977.3183 | -592842.7469 | -615084.8295 | -655214.1849 | -646298.8507 | -793427.3522 | -823654.5313 | -841864.2244 | -862206.03
Ancillary Reserve - Total
NETREVENUE - Net Revenue $
MEAN | -313890.3882 | -14544.2005 | -12419.989 | -15846.7692 | -15591.8117 | -8874.01 | -855227.2348 | -861635.3628 | -853580.0177 | -866319.7594 | -821660.1655 | -884942.5044 | -833687.6967 | -858855.16 | -898657.0483 | -905763.3606 | -1013542.3016 | -1042699.7953 | -1053221.9193 | -1060090.5976
P5 | -396983.3016 | -23764.2842 | -19216.5132 | -27490.7804 | -26542.433 | -16618.0825 | -999862.227 | -1017774.5784 | -978256.4682 | -971906.8215 | -982597.1684 | -1046942.2522 | -958605.3655 | -1011594.6455 | -1049161.624 | -1030070.042 | -1141552.1615 | -1189490.3279 | -1166183.3541 | -1197272.2732
P95 | -258364.2409 | -7672.1326 | -7931.8654 | -7880.4376 | -6860.8887 | -3765.274 | -734585.6736 | -752763.4262 | -748984.3054 | -770374.5108 | -706265.1151 | -747580.7603 | -715722.2533 | -739514.1422 | -761557.1534 | -763030.7414 | -891583.3808 | -917735.1025 | -924197.3001 | -941810.004
Battery Storage
NETPOS - Net Position (MWh)
MEAN |  | -6227.0646 | -5808.5326 | -47047.5416 | -43484.1754 | -21337.1218 | -126047.0384 | -130328.7662 | -144840.6223 | -151804.2486 | -139067.554 | -135404.2249 | -133857.0881 | -136352.3022 | -131385.1396 | -143121.5157 | -146751.4235 | -149253.0547 | -151681.6978 | -152524.5656
P5 |  | -9349.1498 | -9057.1991 | -57745.6468 | -53443.0291 | -31946.9832 | -142895.4484 | -145064.5779 | -162191.7338 | -167200.3571 | -155462.5146 | -152062.0082 | -148228.7615 | -159491.6969 | -148328.9288 | -160625.9661 | -165262.5815 | -172023.2854 | -170867.3675 | -173402.7833
P95 |  | -2947.6064 | -2384.9934 | -37020.5612 | -35284.539 | -12672.0291 | -111583.1778 | -117030.5239 | -131445.2963 | -135635.9046 | -120993.1802 | -116174.8891 | -117751.0058 | -117578.6621 | -116066.9804 | -122985.855 | -129627.3881 | -128622.7347 | -134116.6933 | -130948.6967
Financial Instrument
NETREVENUE - Net Revenue $
MEAN | -4468253.75 | -2197268.75
P5 | -4796800.3222 | -2430648.3252
P95 | -4108727.5897 | -1967674.9187
Fixed Cost
NETREVENUE - Net Revenue $
MEAN | -121157947.0263 | -121133735.2685 | -120725709.4923 | -120770799.5701 | -121487394.786 | -121569496.6134 | -121820161.4476 | -121668440.2689 | -121018910.6762 | -122140311.8572 | -121917087.0109 | -122126168.9306 | -122344148.5928 | -121981892.1233 | -122298385.0149 | -123056649.3173 | -123314662.1434 | -122287065.5493 | -121423591.8946 | -120975842.0177
P5 | -121157947.0263 | -121133735.2685 | -120725709.4923 | -120770799.5701 | -121487394.786 | -121569496.6134 | -121820161.4476 | -121668440.2689 | -121018910.6762 | -122140311.8572 | -121917087.0109 | -122126168.9306 | -122344148.5928 | -121981892.1233 | -122298385.0149 | -123056649.3173 | -123314662.1434 | -122287065.5493 | -121423591.8946 | -120975842.0177
P95 | -121157947.0263 | -121133735.2685 | -120725709.4923 | -120770799.5701 | -121487394.786 | -121569496.6134 | -121820161.4476 | -121668440.2689 | -121018910.6762 | -122140311.8572 | -121917087.0109 | -122126168.9306 | -122344148.5928 | -121981892.1233 | -122298385.0149 | -123056649.3173 | -123314662.1434 | -122287065.5493 | -121423591.8946 | -120975842.0177
Generation Asset
15599: New 2022JAN 18V50DF_NG_B #1
CAPACITYFACTOR - Net Generation Capacity Factor
MEAN |  |  |  | 0.50295 | 0.3426 | 0.26171 | 0.15885 | 0.12704 | 0.097274 | 0.095735 | 0.10347 | 0.094455 | 0.096201 | 0.095041 | 0.089786 | 0.092346 | 0.084505 | 0.075581 | 0.071559 | 0.064603
P5 |  |  |  | 0.44243 | 0.25086 | 0.17781 | 0.094148 | 0.077181 | 0.054051 | 0.065651 | 0.071233 | 0.068479 | 0.072152 | 0.064313 | 0.062298 | 0.064831 | 0.060511 | 0.055303 | 0.052093 | 0.044504
P95 |  |  |  | 0.55889 | 0.43158 | 0.32646 | 0.22288 | 0.19919 | 0.17572 | 0.14364 | 0.15408 | 0.13226 | 0.12861 | 0.13434 | 0.12386 | 0.12252 | 0.12047 | 0.10209 | 0.097964 | 0.089626
CO2EMISSIONS - CO2 Emissions
MEAN |  |  |  | 16146.0779 | 11042.2039 | 8382.6119 | 5044.5404 | 4031.2518 | 3073.2419 | 3065.7303 | 3292.5493 | 2998.308 | 3089.4868 | 3002.5651 | 2861.0405 | 2970.6507 | 2701.9486 | 2418.9158 | 2284.8936 | 2051.6998
P5 |  |  |  | 14214.064 | 8037.5338 | 5688.0314 | 2986.3333 | 2449.471 | 1698.6114 | 2099.286 | 2258.88 | 2174.2148 | 2309.4457 | 2016.3508 | 1964.0583 | 2080.953 | 1944.3163 | 1765.508 | 1666.666 | 1394.56
P95 |  |  |  | 17993.1819 | 13948.9215 | 10469.8009 | 7028.9351 | 6332.3005 | 5516.1928 | 4606.1499 | 4935.993 | 4192.5302 | 4124.709 | 4275.0195 | 3930.315 | 3973.6597 | 3875.2095 | 3269.161 | 3123.908 | 2843.762
FUELCONSUMED - Fuel Consumed
MEAN |  |  |  | 264256.5934 | 180723.4684 | 137194.9572 | 82562.0363 | 65977.9343 | 50298.5588 | 50175.6186 | 53667.9779 | 48871.2451 | 50362.7832 | 48938.1861 | 46638.569 | 48420.2459 | 44044.383 | 39433.1061 | 37240.6547 | 33441.8765
P5 |  |  |  | 232636.0724 | 131547.198 | 93093.8034 | 48876.1593 | 40089.5411 | 27800.5146 | 34358.2003 | 36819.1824 | 35438.756 | 37646.8563 | 32864.0367 | 32016.7698 | 33918.4272 | 31694.106 | 28781.3133 | 27164.3504 | 22730.704
P95 |  |  |  | 294487.4294 | 228296.5868 | 171355.1697 | 115039.8551 | 103638.3065 | 90281.3882 | 75387.0688 | 80456.6322 | 68336.7295 | 67238.8375 | 69678.7693 | 64069.3599 | 64769.5812 | 63170.2656 | 53293.8891 | 50915.3793 | 46352.2035
FUELCOST - Fuel Cost
MEAN |  |  |  | 385683.3422 | 292178.1768 | 233891.6444 | 155139.9116 | 128500.3142 | 103947.2777 | 103041.8554 | 113157.4344 | 104722.7791 | 110287.7112 | 110366.3456 | 106807.4907 | 112738.2631 | 105009.0445 | 98690.7215 | 95524.0171 | 89735.1313
P5 |  |  |  | 234209.889 | 154036.5856 | 112246.6726 | 62344.4875 | 58404.4957 | 40572.2319 | 55430.5823 | 59284.6821 | 54281.14 | 64871.6222 | 53980.1798 | 54466.6527 | 60532.7049 | 60518.4664 | 54990.5856 | 55041.0558 | 45881.3635
P95 |  |  |  | 564908.4766 | 476350.282 | 348949.0025 | 264517.0255 | 276711.6972 | 252949.7366 | 189263.4085 | 209718.0042 | 176138.8351 | 178506.4106 | 208907.7345 | 176631.5592 | 183643.5322 | 182982.6514 | 157641.9904 | 162506.9268 | 145708.3237
NETPOS - Net Position (MWh)
MEAN |  |  |  | 30704.9994 | 21083.3878 | 16032.8042 | 9698.811 | 7745.2958 | 5900.4213 | 5881.8464 | 6286.5799 | 5720.2643 | 5949.6367 | 5777.3233 | 5501.224 | 5707.4745 | 5188.1475 | 4641.4748 | 4380.6121 | 3930.8621
P5 |  |  |  | 26983.7719 | 15373.1667 | 10887.5483 | 5741.215 | 4706.45 | 3261.44 | 4027.925 | 4313.4 | 4148.28 | 4447.88 | 3879.64 | 3776.7137 | 3998.4 | 3733.55 | 3387.62 | 3195.43 | 2672
P95 |  |  |  | 34291.5104 | 26731.1233 | 20018.2736 | 13514.6131 | 12165.755 | 10589.6854 | 8836.25 | 9422.3066 | 7998.34 | 7941.62 | 8223.31 | 7556.38 | 7633.3513 | 7440.4144 | 6272.74 | 5989.34 | 5448.305
NETREVENUE - Net Revenue $
MEAN |  |  |  | 3770.2517 | 44217.6984 | 54994.0464 | 67517.829 | 56618.1035 | 42772.449 | 50003.269 | 49345.4208 | 48160.2182 | 49548.0746 | 49029.231 | 48291.0025 | 52509.4451 | 48720.1869 | 41995.7414 | 41192.0054 | 35021.4588
P5 |  |  |  | -108133.898 | -10787.5888 | 6304.7209 | 26283.4901 | 29453.0729 | 18460.495 | 28120.792 | 24098.2706 | 22355.2382 | 25893.6473 | 26992.5455 | 23385.6008 | 29239.8722 | 28990.7547 | 22915.3567 | 23915.9103 | 17456.3283
P95 |  |  |  | 114008.8466 | 120284.4113 | 114602.097 | 114962.7108 | 101545.2273 | 82469.5242 | 81091.1784 | 91600.9008 | 76545.8111 | 76669.1519 | 76140.8357 | 79692.6033 | 79645.596 | 81370.0229 | 62832.9092 | 60801.9738 | 52165.9127
STARTS - Number Starts
MEAN |  |  |  | 104.13 | 116.72 | 123.43 | 112.36 | 94.95 | 80.4 | 79.57 | 88 | 81.53 | 83.45 | 80.69 | 78.56 | 76.53 | 74.78 | 68.4 | 66.3 | 60.58
P5 |  |  |  | 86 | 96.5 | 95 | 88.5 | 67.5 | 56.5 | 61 | 68 | 63.5 | 68 | 63 | 57 | 55.5 | 56.5 | 48.5 | 52.5 | 43
P95 |  |  |  | 123.5 | 136.5 | 149.5 | 133.5 | 119 | 107.5 | 96.5 | 113.5 | 105 | 106 | 99 | 101 | 96 | 91 | 85.5 | 84.5 | 78
VOMCOSTS - VOM Costs
MEAN |  |  |  | 20572.3496 | 14336.7037 | 11222.9629 | 6886.1558 | 5576.613 | 4366.3117 | 4411.3848 | 4840.6665 | 4461.8061 | 4759.7094 | 4737.4051 | 4566.0159 | 4851.3533 | 4513.6883 | 4084.4978 | 3942.5509 | 3616.3931
P5 |  |  |  | 18079.1272 | 10453.7533 | 7621.2838 | 4076.2627 | 3388.644 | 2413.4656 | 3020.9437 | 3321.318 | 3235.6584 | 3558.304 | 3181.3048 | 3134.6724 | 3398.64 | 3248.1885 | 2981.1056 | 2875.887 | 2458.24
P95 |  |  |  | 22975.3119 | 18177.1638 | 14012.7915 | 9595.3753 | 8759.3436 | 7836.3672 | 6627.1875 | 7255.1761 | 6238.7052 | 6353.296 | 6743.1142 | 6271.7954 | 6488.3486 | 6473.1606 | 5520.0112 | 5390.406 | 5012.4406
15599: New 2022JAN 18V50DF_NG_B #2
CAPACITYFACTOR - Net Generation Capacity Factor
MEAN |  |  |  | 0.50098 | 0.33922 | 0.29375 | 0.1573 | 0.12557 | 0.095842 | 0.093919 | 0.097519 | 0.090184 | 0.089186 | 0.087843 | 0.083421 | 0.085658 | 0.079157 | 0.070219 | 0.06753 | 0.060137
P5 |  |  |  | 0.4369 | 0.24443 | 0.19628 | 0.096028 | 0.078133 | 0.055227 | 0.067044 | 0.066657 | 0.06303 | 0.066207 | 0.061031 | 0.057702 | 0.062474 | 0.058689 | 0.052082 | 0.0506 | 0.041583
P95 |  |  |  | 0.56379 | 0.43197 | 0.35119 | 0.22293 | 0.1868 | 0.15555 | 0.13398 | 0.1375 | 0.12416 | 0.11703 | 0.11745 | 0.11425 | 0.10934 | 0.11206 | 0.09216 | 0.088047 | 0.079468
CO2EMISSIONS - CO2 Emissions
MEAN |  |  |  | 16093.2639 | 10922.5508 | 9465.5563 | 4995.9479 | 3988.7344 | 3024.1679 | 3008.0385 | 3095.6456 | 2860.1249 | 2861.1144 | 2769.6794 | 2662.4238 | 2751.9391 | 2530.11 | 2249.8099 | 2155.2106 | 1908.6273
P5 |  |  |  | 14067.561 | 7792.9311 | 6354.6385 | 3068.7951 | 2453.8063 | 1741.9434 | 2138.2419 | 2102.496 | 1996.285 | 2132.6752 | 1917.6735 | 1842.296 | 2002.2615 | 1881.1298 | 1675.872 | 1605.584 | 1316.116
P95 |  |  |  | 17969.6132 | 13960.1133 | 11476.1163 | 7022.621 | 5920.0916 | 4943.936 | 4263.8514 | 4396.128 | 3920.426 | 3736.374 | 3697.5988 | 3663.0455 | 3503.0817 | 3563.291 | 2924.0475 | 2822.861 | 2523.282
FUELCONSUMED - Fuel Consumed
MEAN |  |  |  | 263392.2079 | 178765.153 | 154919.0886 | 81766.7422 | 65282.0682 | 49495.3822 | 49231.3988 | 50458.394 | 46618.8649 | 46639.9091 | 45142.3231 | 43400.7754 | 44855.2834 | 41243.1197 | 36676.2342 | 35126.9588 | 31109.8132
P5 |  |  |  | 230238.3146 | 127543.8803 | 104003.9037 | 50225.7794 | 40160.496 | 28509.7114 | 34995.7751 | 34270.1621 | 32538.5784 | 34765.2588 | 31255.5705 | 30031.5951 | 32635.7976 | 30664.2639 | 27319.92 | 26168.7983 | 21452.1019
P95 |  |  |  | 294101.6889 | 228479.7597 | 187825.1435 | 114936.5145 | 96891.8428 | 80915.4831 | 69784.8019 | 71655.7934 | 63901.8463 | 60908.0319 | 60266.1807 | 59712.2545 | 57099.0944 | 58085.0073 | 47667.5687 | 46008.7297 | 41128.3676
FUELCOST - Fuel Cost
MEAN |  |  |  | 385176.3987 | 289550.4721 | 260512.2581 | 152575.2381 | 126165.3121 | 100914.5769 | 100030.0118 | 105593.1335 | 99555.2278 | 101215.0462 | 101337.7876 | 99031.9984 | 103754.6673 | 97290.8623 | 90898.8536 | 88741.4168 | 81968.119
P5 |  |  |  | 235823.7018 | 148839.6511 | 130272.9872 | 65246.2244 | 57002.5828 | 41954.9501 | 56373.3631 | 54531.2203 | 53371.8722 | 57030.8769 | 50030.2468 | 51256.0248 | 59376.4975 | 57539.9983 | 53996.5363 | 54439.7319 | 43373.8679
P95 |  |  |  | 569066.2171 | 478074.997 | 377437.0491 | 250325.8579 | 252915.7411 | 222940.5102 | 174953.2863 | 186741.3175 | 166728.2403 | 165055.2722 | 182565.4279 | 167089.1001 | 158674.8387 | 162169.7855 | 139215.8402 | 133441.1548 | 127482.9882
NETPOS - Net Position (MWh)
MEAN |  |  |  | 30599.5511 | 20862.4569 | 18039.8731 | 9605.5729 | 7663.7576 | 5806.2437 | 5771.3209 | 5910.8817 | 5456.7178 | 5510.048 | 5329.3964 | 5119.5693 | 5287.4324 | 4858.3046 | 4317.3102 | 4132.0579 | 3656.8597
P5 |  |  |  | 26576.7378 | 14920.57 | 12155.5702 | 5899.77 | 4714.78 | 3344.64 | 4102.67 | 4014.78 | 3808.8 | 4107.14 | 3690.15 | 3542.715 | 3847.2 | 3611.825 | 3216 | 3078.32 | 2521.7
P95 |  |  |  | 34264.9827 | 26639.2405 | 21871.7311 | 13502.065 | 11374.545 | 9488.19 | 8180.29 | 8394.54 | 7478.5942 | 7194.89 | 7114.84 | 7043.21 | 6729.4747 | 6841.975 | 5611.25 | 5412.155 | 4834.65
NETREVENUE - Net Revenue $
MEAN |  |  |  | 4236.0155 | 47684.1914 | 29370.1219 | 67427.4329 | 57004.1746 | 42877.492 | 50066.6008 | 50881.0213 | 49315.2624 | 52046.2596 | 50987.1761 | 50433.3089 | 54882.2319 | 49733.5553 | 43340.9671 | 42231.0013 | 36502.0238
P5 |  |  |  | -127608.3865 | -19286.3002 | -22960.955 | 25864.9981 | 27784.4824 | 18483.8781 | 28775.9179 | 25590.6007 | 25949.9668 | 26622.8457 | 26866.9687 | 26968.2811 | 30837.3332 | 29633.3312 | 23962.6331 | 24192.6907 | 18841.4448
P95 |  |  |  | 124405.8822 | 132735.8563 | 96932.3272 | 116562.9767 | 104404.0231 | 84481.9709 | 78377.9376 | 92789.9625 | 74176.4884 | 78538.5313 | 81193.7767 | 84230.5122 | 81946.56 | 82591.4108 | 65862.7348 | 61142.876 | 56852.0696
STARTS - Number Starts
MEAN |  |  |  | 105.39 | 117.13 | 120.16 | 112.22 | 95.8 | 80.94 | 79.52 | 85.32 | 79.39 | 80.21 | 78.1 | 75.48 | 74.26 | 73.38 | 67.08 | 65.27 | 59.32
P5 |  |  |  | 81 | 98 | 92 | 91.5 | 67 | 57 | 62.5 | 64.5 | 59 | 61.5 | 55.5 | 54 | 50.5 | 54.5 | 46.5 | 51.5 | 44
P95 |  |  |  | 126 | 134.5 | 146 | 133 | 122.5 | 104 | 97.5 | 113 | 98.5 | 98.5 | 97 | 98 | 96 | 92 | 84.5 | 80.5 | 77
VOMCOSTS - VOM Costs
MEAN |  |  |  | 20501.6992 | 14186.4707 | 12627.9111 | 6819.9567 | 5517.9055 | 4296.6203 | 4328.4907 | 4551.3789 | 4256.2399 | 4408.0384 | 4370.1051 | 4249.2425 | 4494.3175 | 4226.725 | 3799.2329 | 3718.8521 | 3364.311
P5 |  |  |  | 17806.4143 | 10145.9876 | 8508.8991 | 4188.8367 | 3394.6416 | 2475.0336 | 3077.0025 | 3091.3806 | 2970.864 | 3285.712 | 3025.923 | 2940.4534 | 3270.12 | 3142.2877 | 2830.08 | 2770.488 | 2319.964
P95 |  |  |  | 22957.5384 | 18114.6835 | 15310.2118 | 9586.4662 | 8189.6724 | 7021.2606 | 6135.2175 | 6463.7958 | 5833.3035 | 5755.912 | 5834.1688 | 5845.8643 | 5720.0535 | 5952.5183 | 4937.9 | 4870.9395 | 4447.878
15599: New 2022JAN 18V50DF_NG_B #3
CAPACITYFACTOR - Net Generation Capacity Factor
MEAN |  |  |  | 0.49935 | 0.35488 | 0.29745 | 0.16035 | 0.12611 | 0.096486 | 0.095217 | 0.098506 | 0.090115 | 0.088898 | 0.087972 | 0.083303 | 0.085741 | 0.079569 | 0.070039 | 0.067738 | 0.05982
P5 |  |  |  | 0.42824 | 0.26367 | 0.20418 | 0.10001 | 0.079914 | 0.057775 | 0.066959 | 0.065344 | 0.061516 | 0.064607 | 0.060358 | 0.056367 | 0.060269 | 0.058056 | 0.051854 | 0.048956 | 0.042628
P95 |  |  |  | 0.56031 | 0.45023 | 0.36869 | 0.22223 | 0.18971 | 0.15412 | 0.13605 | 0.13987 | 0.12525 | 0.11693 | 0.11556 | 0.11528 | 0.10724 | 0.11198 | 0.092559 | 0.085851 | 0.078996
CO2EMISSIONS - CO2 Emissions
MEAN |  |  |  | 16037.9726 | 11460.1367 | 9571.4022 | 5085.8642 | 3998.8938 | 3048.2931 | 3045.0115 | 3132.8009 | 2861.619 | 2849.6229 | 2775.9436 | 2656.8748 | 2756.9413 | 2543.9672 | 2242.8588 | 2163.2474 | 1901.1038
P5 |  |  |  | 13758.3921 | 8477.9756 | 6527.8059 | 3170.6131 | 2545.1996 | 1828.6072 | 2146.8987 | 2076.432 | 1957.2272 | 2075.164 | 1908.917 | 1789.784 | 1927.9417 | 1860.6502 | 1647.6733 | 1575.043 | 1359.696
P95 |  |  |  | 17969.3407 | 14537.4211 | 11923.9576 | 7004.3024 | 6046.1676 | 4857.1234 | 4296.1381 | 4452.93 | 3979.8825 | 3733.677 | 3660.217 | 3675.1195 | 3449.3108 | 3609.0005 | 2959.2993 | 2731.238 | 2492.5217
FUELCONSUMED - Fuel Consumed
MEAN |  |  |  | 262487.2774 | 187563.6114 | 156651.4265 | 83238.3665 | 65448.3436 | 49890.2312 | 49836.5216 | 51063.9832 | 46643.2611 | 46452.5321 | 45244.3174 | 43310.2942 | 44936.7581 | 41468.9858 | 36562.9132 | 35257.9567 | 30987.2007
P5 |  |  |  | 225178.2669 | 138755.7377 | 106838.0663 | 51892.195 | 41656.2942 | 29928.105 | 35137.4584 | 33845.3254 | 31901.954 | 33827.9236 | 31112.851 | 29175.5876 | 31424.4252 | 30330.8268 | 26860.3814 | 25671.0223 | 22162.4364
P95 |  |  |  | 294097.2293 | 237928.3316 | 195154.7885 | 114636.7002 | 98955.2804 | 79494.6551 | 70313.2259 | 72581.9546 | 64870.6635 | 60863.6083 | 59656.751 | 59909.1798 | 56221.9308 | 58829.9585 | 48242.5497 | 44515.4015 | 40626.8999
FUELCOST - Fuel Cost
MEAN |  |  |  | 384377.2035 | 302414.9123 | 263784.6837 | 154907.2445 | 126259.7819 | 101551.5609 | 101229.0065 | 106827.2776 | 99613.297 | 100752.0016 | 101544.6647 | 98679.1337 | 103860.2064 | 98039.2562 | 90636.4087 | 89196.9019 | 81557.7893
P5 |  |  |  | 225238.133 | 162083.9827 | 132091.132 | 67342.8215 | 60750.407 | 43971.7393 | 56559.468 | 56100.3135 | 52577.0517 | 57807.5302 | 51538.4672 | 50097.5514 | 53586.2592 | 57968.0158 | 52022.0405 | 53376.6444 | 43648.347
P95 |  |  |  | 578470.0158 | 492700.5707 | 396859.4113 | 259742.6907 | 263834.6907 | 220245.3223 | 178841.0716 | 191232.1091 | 164539.6656 | 156913.0945 | 177530.5578 | 163121.4363 | 159258.5372 | 161562.1267 | 145412.3871 | 134906.6143 | 131145.152
NETPOS - Net Position (MWh)
MEAN |  |  |  | 30502.3019 | 21842.0466 | 18220.9224 | 9778.3177 | 7683.1943 | 5852.6797 | 5842.2984 | 5981.8588 | 5459.5387 | 5488.0167 | 5341.6128 | 5109.0108 | 5297.1492 | 4884.9746 | 4303.9432 | 4147.4345 | 3642.3546
P5 |  |  |  | 26104.4155 | 16162.9435 | 12421.8913 | 6095.95 | 4889.57 | 3511.04 | 4119.28 | 3965.01 | 3734.28 | 3996.27 | 3673.3 | 3441.735 | 3704.4 | 3572.765 | 3161.495 | 3019.765 | 2605.2
P95 |  |  |  | 34246.8538 | 27769.3752 | 22756.532 | 13467.5332 | 11615.975 | 9323.219 | 8242.645 | 8502.23 | 7592.62 | 7190.88 | 7043.3 | 7067.0744 | 6627.6 | 6930.14 | 5678.115 | 5236.49 | 4775.6636
NETREVENUE - Net Revenue $
MEAN |  |  |  | 6297.2031 | 33418.3686 | 24242.6076 | 66467.7848 | 56277.7859 | 42507.2569 | 49928.8014 | 50880.3495 | 49601.8089 | 51968.823 | 51243.2893 | 50812.183 | 54945.9304 | 49904.8011 | 43756.4044 | 42406.1545 | 36548.3511
P5 |  |  |  | -96863.7782 | -32614.0885 | -26570.1633 | 24005.6322 | 28036.8109 | 18520.4129 | 27845.7775 | 25809.268 | 24985.7913 | 27239.5097 | 27523.6585 | 27438.6118 | 30419.2429 | 29248.0069 | 24452.8762 | 24246.5678 | 18549.2415
P95 |  |  |  | 125884.3268 | 121814.1503 | 82644.8095 | 116703.3575 | 102355.5351 | 85233.1368 | 80439.4403 | 93626.6688 | 74978.6573 | 77876.8212 | 81776.9457 | 83875.5504 | 83190.7881 | 82340.0317 | 66429.6151 | 61874.4119 | 57056.2037
STARTS - Number Starts
MEAN |  |  |  | 105.91 | 115.82 | 119.63 | 113.86 | 96.19 | 81.66 | 80.28 | 86.01 | 79 | 80.17 | 78.13 | 75.52 | 74.33 | 73.5 | 66.44 | 65.26 | 59.64
P5 |  |  |  | 83 | 88 | 96 | 92.5 | 66 | 59.5 | 64 | 65.5 | 58.5 | 63.5 | 57.5 | 54 | 50.5 | 58 | 45 | 50 | 45
P95 |  |  |  | 127.5 | 139.5 | 143.5 | 137 | 121 | 106.5 | 100 | 115 | 100 | 98.5 | 96 | 99 | 94.5 | 91.5 | 82.5 | 83 | 76
VOMCOSTS - VOM Costs
MEAN |  |  |  | 20436.5423 | 14852.5917 | 12754.6457 | 6942.6056 | 5531.8999 | 4330.983 | 4381.7238 | 4606.0313 | 4258.4402 | 4390.4134 | 4380.1225 | 4240.4789 | 4502.5768 | 4249.9279 | 3787.47 | 3732.691 | 3350.9663
P5 |  |  |  | 17489.9584 | 10990.8016 | 8695.3239 | 4328.1245 | 3520.4904 | 2598.1696 | 3089.46 | 3053.0577 | 2912.7384 | 3197.016 | 3012.106 | 2856.64 | 3148.74 | 3108.3056 | 2782.1156 | 2717.7885 | 2396.784
P95 |  |  |  | 22945.3921 | 18883.1751 | 15929.5724 | 9561.9485 | 8363.502 | 6899.1821 | 6181.9838 | 6546.7171 | 5922.2436 | 5752.704 | 5775.506 | 5865.6718 | 5633.46 | 6029.2218 | 4996.7412 | 4712.841 | 4393.6105
15599: New 2022JAN 18V50DF_NG_B #4
CAPACITYFACTOR - Net Generation Capacity Factor
MEAN |  |  |  | 0.51114 | 0.35902 | 0.30377 | 0.16362 | 0.12902 | 0.098731 | 0.096497 | 0.099555 | 0.090413 | 0.089403 | 0.088141 | 0.083355 | 0.085574 | 0.080081 | 0.071152 | 0.067813 | 0.059718
P5 |  |  |  | 0.44598 | 0.27787 | 0.20993 | 0.10585 | 0.082901 | 0.059681 | 0.069964 | 0.066143 | 0.062544 | 0.067062 | 0.059502 | 0.058006 | 0.06114 | 0.058198 | 0.050759 | 0.04971 | 0.040647
P95 |  |  |  | 0.57376 | 0.46288 | 0.37525 | 0.22394 | 0.19087 | 0.1535 | 0.1369 | 0.14311 | 0.12279 | 0.11545 | 0.11775 | 0.11482 | 0.10782 | 0.11209 | 0.095808 | 0.087326 | 0.079822
CO2EMISSIONS - CO2 Emissions
MEAN |  |  |  | 16428.2281 | 11589.8713 | 9793.3293 | 5199.7734 | 4091.3236 | 3114.8624 | 3089.9618 | 3164.6185 | 2872.2781 | 2868.0073 | 2784.2994 | 2659.9293 | 2751.2587 | 2561.0044 | 2278.6512 | 2164.5046 | 1897.1103
P5 |  |  |  | 14408.2176 | 8934.5286 | 6826.0425 | 3378.9246 | 2631.9065 | 1893.6051 | 2233.4672 | 2093.808 | 1961.567 | 2140.325 | 1880.625 | 1850.989 | 1967.2875 | 1861.3005 | 1614.7725 | 1575.043 | 1289.968
P95 |  |  |  | 18402.2198 | 15029.2627 | 12134.3684 | 7146.4879 | 6036.398 | 4831.2288 | 4380.3659 | 4554.849 | 3888.416 | 3675.9017 | 3682.1083 | 3662.712 | 3434.177 | 3585.1373 | 3085.5248 | 2796.683 | 2560.492
FUELCONSUMED - Fuel Consumed
MEAN |  |  |  | 268874.4368 | 189686.9282 | 160283.6217 | 85102.6738 | 66961.1058 | 50979.7441 | 50572.2055 | 51582.6007 | 46816.9925 | 46752.2797 | 45380.5276 | 43360.075 | 44844.1534 | 41746.7221 | 37146.3996 | 35278.4453 | 30922.0865
P5 |  |  |  | 235813.7095 | 146227.9646 | 111719.1891 | 55301.5482 | 43075.393 | 30991.9002 | 36554.2914 | 34128.5498 | 31972.6901 | 34890.8524 | 30651.8844 | 30173.2066 | 32065.74 | 30340.8745 | 26323.8812 | 25671.0223 | 21025.9012
P95 |  |  |  | 301181.9934 | 245978.1123 | 198598.5011 | 116963.7962 | 98795.3844 | 79070.8485 | 71691.7498 | 74243.0576 | 63379.4918 | 59922.3944 | 60013.5497 | 59706.5203 | 55975.4184 | 58441.1208 | 50299.9569 | 45582.0645 | 41735.0292
FUELCOST - Fuel Cost
MEAN |  |  |  | 393015.4185 | 304880.4135 | 270568.6495 | 157725.9377 | 128799.0723 | 103247.4486 | 102484.3235 | 107835.7189 | 99896.3259 | 101489.6565 | 101817.3425 | 98713.8173 | 103754.7311 | 98648.0695 | 92167.5533 | 89026.867 | 81353.8025
P5 |  |  |  | 236263.7996 | 175861.9084 | 139321.2998 | 72188.9114 | 62492.8257 | 46494.0611 | 58314.3018 | 55004.7055 | 53919.2641 | 57963.1723 | 50412.0163 | 49799.7409 | 55411.5847 | 58248.3393 | 52472.7645 | 54262.0721 | 43323.5507
P95 |  |  |  | 577483.9852 | 506146.4851 | 400029.7431 | 263333.9684 | 259301.9357 | 217648.7615 | 179987.0716 | 193066.0999 | 164935.1291 | 162108.7477 | 180490.1238 | 162947.604 | 156692.7044 | 168409.9381 | 144728.6671 | 132483.3157 | 129990.995
NETPOS - Net Position (MWh)
MEAN |  |  |  | 31236.6488 | 22074.9809 | 18631.6431 | 9997.2742 | 7860.5584 | 5980.4299 | 5928.5477 | 6042.6528 | 5479.9059 | 5523.2659 | 5357.6139 | 5114.8658 | 5286.1627 | 4917.6725 | 4372.6469 | 4149.8517 | 3634.7905
P5 |  |  |  | 27314.6675 | 17064.3905 | 13002.6391 | 6495.6601 | 5056.17 | 3635.84 | 4285.38 | 3998.19 | 3742.56 | 4121.6553 | 3618.465 | 3559.4204 | 3780 | 3574.14 | 3098.75 | 3019.765 | 2471.6
P95 |  |  |  | 35004.7258 | 28642.8993 | 23076.34 | 13739.825 | 11597.8986 | 9274.4302 | 8404.66 | 8697.235 | 7418.88 | 7077.74 | 7085.425 | 7043.355 | 6598.13 | 6883.925 | 5921.125 | 5361.965 | 4905.555
NETREVENUE - Net Revenue $
MEAN |  |  |  | -229.4733 | 28673.516 | 19394.7511 | 64902.9725 | 55717.7966 | 41582.2127 | 49398.4177 | 50680.1047 | 49298.1567 | 51739.5129 | 51157.7759 | 50237.8624 | 54859.2914 | 50229.8887 | 43326.6379 | 42057.4998 | 36579.1288
P5 |  |  |  | -121222.6916 | -54230.0653 | -25877.1038 | 22177.5915 | 25544.9492 | 16651.5577 | 26583.3453 | 25518.0999 | 23882.4096 | 27371.6598 | 28150.8122 | 26629.3563 | 30457.4638 | 30115.5524 | 23214.2066 | 23195.7307 | 18003.5694
P95 |  |  |  | 108302.7641 | 112343.5023 | 91188.0969 | 116278.4215 | 104469.8471 | 85063.8169 | 82198.5576 | 95489.7963 | 73404.8235 | 76542.3404 | 81461.665 | 83119.6803 | 78304.5384 | 83155.7555 | 65717.594 | 63220.3017 | 56191.2499
STARTS - Number Starts
MEAN |  |  |  | 101.7 | 116.39 | 119.11 | 114.71 | 97.63 | 82.95 | 81.23 | 86.28 | 79.27 | 79.94 | 78.9 | 75.87 | 74.01 | 73.61 | 67.24 | 65.36 | 59.21
P5 |  |  |  | 82.5 | 97 | 96.5 | 95 | 70.5 | 59.5 | 64 | 64 | 62 | 63 | 56.5 | 51 | 50.5 | 55.5 | 49 | 51.5 | 44.5
P95 |  |  |  | 119 | 135.5 | 142 | 136.5 | 126 | 107 | 101 | 114 | 100 | 97.5 | 98 | 99 | 92 | 91 | 84.5 | 80.5 | 76
VOMCOSTS - VOM Costs
MEAN |  |  |  | 20928.5547 | 15010.987 | 13042.1502 | 7098.0647 | 5659.6021 | 4425.5181 | 4446.4108 | 4652.8427 | 4274.3266 | 4418.6128 | 4393.2434 | 4245.3386 | 4493.2383 | 4278.3751 | 3847.9292 | 3734.8665 | 3344.0073
P5 |  |  |  | 18300.8272 | 11603.7856 | 9101.8473 | 4611.9187 | 3640.4424 | 2690.5216 | 3214.035 | 3078.6063 | 2919.1968 | 3297.3242 | 2967.1413 | 2954.3189 | 3213 | 3109.5018 | 2726.9 | 2717.7885 | 2273.872
P95 |  |  |  | 23453.1663 | 19477.1715 | 16153.438 | 9755.2758 | 8350.487 | 6863.0784 | 6303.495 | 6696.871 | 5786.7264 | 5662.192 | 5810.0485 | 5845.9847 | 5608.4105 | 5989.0148 | 5210.59 | 4825.7685 | 4513.1106
15599: New 2022JAN 18V50DF_NG_B #5
CAPACITYFACTOR - Net Generation Capacity Factor
MEAN |  |  |  | 0.49034 | 0.35775 | 0.31106 | 0.16849 | 0.132 | 0.10232 | 0.09834 | 0.10173 | 0.091858 | 0.090419 | 0.089008 | 0.083908 | 0.086631 | 0.080049 | 0.071425 | 0.069045 | 0.060299
P5 |  |  |  | 0.40864 | 0.27977 | 0.22249 | 0.11423 | 0.086745 | 0.063747 | 0.07113 | 0.070264 | 0.063874 | 0.065268 | 0.059963 | 0.058018 | 0.06052 | 0.058097 | 0.052164 | 0.051168 | 0.042124
P95 |  |  |  | 0.5611 | 0.45988 | 0.39763 | 0.23241 | 0.19045 | 0.16036 | 0.13653 | 0.13971 | 0.12683 | 0.11468 | 0.11818 | 0.11543 | 0.10935 | 0.11225 | 0.09362 | 0.088794 | 0.080269
CO2EMISSIONS - CO2 Emissions
MEAN |  |  |  | 15715.8495 | 11567.8915 | 10037.1521 | 5355.7974 | 4188.9272 | 3228.1332 | 3148.3386 | 3237.8957 | 2916.6092 | 2898.4531 | 2810.9447 | 2679.4631 | 2783.5225 | 2560.8545 | 2285.0512 | 2202.4291 | 1915.8761
P5 |  |  |  | 13180.9121 | 9092.1739 | 7191.1166 | 3636.4036 | 2770.2352 | 1997.6017 | 2285.4083 | 2241.504 | 2031.003 | 2103.48 | 1895.7822 | 1837.92 | 1932.3135 | 1843.8235 | 1649.6865 | 1636.125 | 1342.264
P95 |  |  |  | 17914.4492 | 14802.8419 | 12845.3548 | 7371.1925 | 6044.4255 | 5060.9507 | 4350.0669 | 4470.966 | 4041.455 | 3682.3105 | 3749.2962 | 3663.0455 | 3515.7843 | 3600.262 | 2985.147 | 2809.772 | 2531.998
FUELCONSUMED - Fuel Consumed
MEAN |  |  |  | 257215.2127 | 189327.193 | 164274.1745 | 87656.2584 | 68558.546 | 52833.6039 | 51527.6366 | 52777.0388 | 47539.5792 | 47248.5419 | 45814.8389 | 43678.5444 | 45370.1177 | 41744.2856 | 37250.7403 | 35896.574 | 31227.9404
P5 |  |  |  | 215726.8757 | 148808.0838 | 117694.2153 | 59515.6064 | 45339.3653 | 32693.9725 | 37404.3912 | 36535.9579 | 33104.4667 | 34289.3568 | 30898.7717 | 29960.2611 | 31495.6824 | 30055.9836 | 26893.0462 | 26666.5744 | 21878.3026
P95 |  |  |  | 293198.8419 | 242272.3718 | 210234.9387 | 120641.4479 | 98926.7679 | 82830.6166 | 71195.8583 | 72876.5424 | 65873.913 | 60026.786 | 61109.8557 | 59712.2545 | 57305.6146 | 58687.513 | 48663.6075 | 45795.3971 | 41270.4345
FUELCOST - Fuel Cost
MEAN |  |  |  | 379076.2713 | 304316.9756 | 277135.041 | 161841.4682 | 131365.2574 | 106666.3375 | 104107.1943 | 110032.832 | 101459.2051 | 102476.366 | 102883.5159 | 99569.1157 | 105077.1119 | 98540.5053 | 92390.7422 | 90655.9155 | 82168.413
P5 |  |  |  | 230585.5679 | 176757.2619 | 140188.8206 | 75358.135 | 63710.6372 | 46619.2618 | 58594.2762 | 59007.966 | 51937.8296 | 58479.9551 | 51325.7306 | 51028.3608 | 55691.0031 | 57874.0565 | 53694.3921 | 54664.7166 | 44434.1129
P95 |  |  |  | 564176.6653 | 489531.6225 | 428439.4267 | 270016.6688 | 265016.593 | 225715.0057 | 175754.0162 | 189285.5829 | 169443.3335 | 162950.8503 | 182795.1662 | 162090.6526 | 156420.83 | 163291.2922 | 141604.2261 | 137366.7265 | 135649.0682
NETPOS - Net Position (MWh)
MEAN |  |  |  | 29933.6048 | 22027.816 | 19062.6115 | 10297.2818 | 8048.2841 | 6197.879 | 6040.4763 | 6182.4676 | 5564.4329 | 5582.0636 | 5408.8409 | 5152.2962 | 5348.0366 | 4917.3896 | 4384.9169 | 4222.5395 | 3670.7851
P5 |  |  |  | 25060.7524 | 17293.3356 | 13673.9594 | 6991.8403 | 5322.7307 | 3835.52 | 4385.04 | 4280.22 | 3875.04 | 4051.2 | 3648.025 | 3534.3 | 3712.8 | 3540.58 | 3165.75 | 3136.875 | 2571.8
P95 |  |  |  | 34163.5032 | 28208.6569 | 24324.5001 | 14169.9119 | 11613.1877 | 9715.5495 | 8346.525 | 8535.12 | 7710.2546 | 7091.3338 | 7212.455 | 7043.21 | 6754.6496 | 6913.36 | 5728.5 | 5387.06 | 4851.35
NETREVENUE - Net Revenue $
MEAN |  |  |  | 16885.1691 | 29440.7924 | 9822.8554 | 64086.7537 | 54455.68 | 40621.9409 | 48855.2771 | 49980.5107 | 49269.3798 | 51572.5596 | 51051.7643 | 50502.0341 | 54439.2689 | 49360.7552 | 43280.301 | 41955.209 | 36516.45
P5 |  |  |  | -74355.9916 | -53228.378 | -37300.5702 | 20432.3893 | 25041.7625 | 15676.7209 | 26880.2657 | 25507.9325 | 25264.9344 | 26453.5707 | 25996.046 | 26765.5216 | 31051.3714 | 29688.5168 | 24373.8321 | 24589.5762 | 19103.3479
P95 |  |  |  | 120125.1443 | 119789.0872 | 66966.6038 | 113711.7782 | 103915.1575 | 82974.7652 | 78563.1873 | 93494.6852 | 76015.8645 | 76685.0604 | 78852.1389 | 81101.1773 | 82313.1013 | 80174.2948 | 66954.282 | 61581.5642 | 56094.9083
STARTS - Number Starts
MEAN |  |  |  | 103.71 | 116.7 | 120.91 | 116.66 | 98.08 | 83.69 | 81.81 | 86.79 | 79.72 | 80.51 | 78.87 | 75.18 | 74.26 | 74.44 | 67.32 | 65.34 | 59.62
P5 |  |  |  | 84 | 93.5 | 96 | 98 | 73.5 | 63.5 | 64.5 | 65 | 60 | 61.5 | 57 | 55 | 50 | 57 | 48 | 50.5 | 44.5
P95 |  |  |  | 122 | 138.5 | 144.5 | 140 | 122 | 106 | 101 | 112.5 | 101 | 98 | 98.5 | 97 | 93 | 93 | 82.5 | 82 | 75.5
VOMCOSTS - VOM Costs
MEAN |  |  |  | 20055.5152 | 14978.9149 | 13343.8281 | 7311.0701 | 5794.7646 | 4586.4305 | 4530.3572 | 4760.5001 | 4340.2577 | 4465.6509 | 4435.2495 | 4276.4059 | 4545.8311 | 4278.1289 | 3858.7269 | 3800.2856 | 3377.1223
P5 |  |  |  | 16790.7041 | 11759.4682 | 9571.7716 | 4964.2066 | 3832.3661 | 2838.2848 | 3288.78 | 3295.7694 | 3022.5312 | 3240.96 | 2991.3805 | 2933.469 | 3155.88 | 3080.3046 | 2785.86 | 2823.1875 | 2366.056
P95 |  |  |  | 22889.5472 | 19181.8867 | 17027.1501 | 10060.6375 | 8361.4951 | 7189.5066 | 6259.8938 | 6572.0424 | 6013.9986 | 5673.067 | 5914.2131 | 5845.8643 | 5741.4522 | 6014.6232 | 5041.08 | 4848.354 | 4463.242
15599: New 2022JAN 18V50DF_NG_B #6
CAPACITYFACTOR - Net Generation Capacity Factor
MEAN |  |  |  | 0.48104 | 0.3527 | 0.31772 | 0.17302 | 0.135 | 0.10513 | 0.10139 | 0.10433 | 0.092571 | 0.091363 | 0.089392 | 0.084068 | 0.087091 | 0.080496 | 0.071859 | 0.069214 | 0.060683
P5 |  |  |  | 0.38569 | 0.27893 | 0.24012 | 0.11571 | 0.090961 | 0.067481 | 0.074752 | 0.075577 | 0.064106 | 0.065309 | 0.063303 | 0.059098 | 0.060738 | 0.059064 | 0.052981 | 0.05027 | 0.043812
P95 |  |  |  | 0.55111 | 0.44671 | 0.38076 | 0.22781 | 0.19034 | 0.15994 | 0.1413 | 0.13915 | 0.12451 | 0.12011 | 0.11898 | 0.11564 | 0.10693 | 0.11095 | 0.093639 | 0.089104 | 0.079852
CO2EMISSIONS - CO2 Emissions
MEAN |  |  |  | 15411.8582 | 11393.9584 | 10271.0469 | 5498.2959 | 4283.6275 | 3318.2318 | 3248.0033 | 3315.1498 | 2940.552 | 2932.3729 | 2821.5127 | 2680.0333 | 2800.1156 | 2575.7137 | 2298.699 | 2211.5306 | 1925.7717
P5 |  |  |  | 12372.8091 | 9021.5117 | 7830.6494 | 3673.0854 | 2887.341 | 2138.6059 | 2393.6189 | 2404.569 | 2044.0222 | 2097.9545 | 1983.3473 | 1868.552 | 1958.544 | 1878.7775 | 1697.6933 | 1614.31 | 1394.56
P95 |  |  |  | 17632.6408 | 14417.83 | 12263.2157 | 7256.9861 | 6104.1683 | 5080.2325 | 4543.6597 | 4391.6165 | 3978.5873 | 3835.1433 | 3747.6008 | 3710.848 | 3423.0802 | 3578.4158 | 3011.3325 | 2833.264 | 2521.27
FUELCONSUMED - Fuel Consumed
MEAN |  |  |  | 252239.9055 | 186480.4975 | 168102.2404 | 89988.4763 | 70108.469 | 54308.2123 | 53158.8099 | 54036.2567 | 47929.8516 | 47801.4713 | 45987.1335 | 43687.7759 | 45640.4788 | 41986.5094 | 37473.2487 | 36044.9122 | 31389.2527
P5 |  |  |  | 202500.9666 | 147651.5824 | 128161.2013 | 60115.9639 | 47255.99 | 35001.7337 | 39175.4325 | 39194.0282 | 33316.6748 | 34199.5731 | 32325.9667 | 30459.5988 | 31923.2256 | 30625.7653 | 27675.6481 | 26311.02 | 22730.704
P95 |  |  |  | 288586.5932 | 235971.0317 | 200707.2954 | 118772.277 | 99904.5555 | 83146.1952 | 74364.316 | 71582.9402 | 64849.6545 | 62518.2473 | 61081.6162 | 60491.1938 | 55794.3876 | 58331.3995 | 49090.4812 | 46178.3572 | 41095.7282
FUELCOST - Fuel Cost
MEAN |  |  |  | 372713.3534 | 299987.5368 | 281968.8747 | 165694.4935 | 134108.7057 | 109012.9191 | 106855.5166 | 112108.0836 | 102121.3358 | 103334.5902 | 103047.2008 | 99345.3483 | 105422.6791 | 98929.391 | 92623.9512 | 91076.056 | 82432.5008
P5 |  |  |  | 210767.1921 | 170550.6948 | 162378.7331 | 76862.4699 | 64714.7917 | 49814.7189 | 61910.7783 | 63774.2019 | 54479.9892 | 58780.6911 | 54494.1815 | 52105.4152 | 56693.7311 | 57342.0339 | 55096.1917 | 56225.8657 | 44908.7692
P95 |  |  |  | 569810.0177 | 479209.1894 | 411477.9618 | 269723.5805 | 272223.7831 | 223200.7397 | 184619.6325 | 186095.3304 | 169652.1776 | 162711.6297 | 181582.7493 | 159937.1717 | 159107.3169 | 164016.766 | 142944.1518 | 136584.8042 | 129459.9262
NETPOS - Net Position (MWh)
MEAN |  |  |  | 29373.5899 | 21712.7903 | 19480.9147 | 10571.0749 | 8230.2452 | 6370.8347 | 6231.7761 | 6330.0069 | 5610.0951 | 5647.3573 | 5429.1544 | 5153.5036 | 5380.051 | 4945.8724 | 4411.0454 | 4240.0113 | 3689.7205
P5 |  |  |  | 23561.5731 | 17127.6605 | 14787.4458 | 7061.8668 | 5547.78 | 4105.85 | 4592.665 | 4591.21 | 3899.88 | 4039.48 | 3816.525 | 3593.205 | 3763.2 | 3607.7 | 3257.875 | 3095.05 | 2672
P95 |  |  |  | 33656.4766 | 27511.2255 | 23331.3015 | 13952.695 | 11728.64 | 9748.5882 | 8716.8535 | 8384.215 | 7589.899 | 7384.72 | 7210.565 | 7135.92 | 6577.2 | 6871.41 | 5778.75 | 5431.5803 | 4830.405
NETREVENUE - Net Revenue $
MEAN |  |  |  | 24213.7321 | 34725.6165 | 3029.5165 | 61748.7607 | 53340.9677 | 39671.2377 | 47797.4059 | 49000.0599 | 48559.0118 | 51527.3658 | 50739.0261 | 49977.3696 | 54620.1194 | 49523.0969 | 43041.0221 | 42055.6635 | 36082.3367
P5 |  |  |  | -67507.9406 | -56063.5343 | -64274.4814 | 17752.7887 | 23651.8891 | 13286.0003 | 24987.8903 | 23930.0398 | 25404.0881 | 26282.9875 | 26599.6553 | 26586.5443 | 31052.4834 | 29943.603 | 23813.6559 | 24006.7866 | 18925.936
P95 |  |  |  | 131865.5702 | 123823.8074 | 69018.2557 | 114722.9205 | 98538.2623 | 85598.019 | 79874.09 | 91336.3604 | 72248.526 | 77337.0613 | 80454.9171 | 80718.4886 | 81837.2504 | 82471.3454 | 65324.8108 | 61247.0575 | 56150.2818
STARTS - Number Starts
MEAN |  |  |  | 109.03 | 116.73 | 120.88 | 118.54 | 100.1 | 85.01 | 82.83 | 88.73 | 80.33 | 81.79 | 79.09 | 75.62 | 74.84 | 74.18 | 67.89 | 65.79 | 59.82
P5 |  |  |  | 85.5 | 98 | 96 | 96 | 75 | 66.5 | 65 | 66.5 | 60.5 | 64.5 | 58 | 54 | 51.5 | 57.5 | 49.5 | 52 | 45.5
P95 |  |  |  | 132.5 | 141 | 145.5 | 139 | 121 | 110 | 101 | 112.5 | 101 | 101.5 | 97.5 | 96.5 | 94.5 | 92 | 85 | 83 | 75
VOMCOSTS - VOM Costs
MEAN |  |  |  | 19680.3052 | 14764.6974 | 13636.6403 | 7505.4632 | 5925.7765 | 4714.4177 | 4673.8321 | 4874.1053 | 4375.8742 | 4517.8859 | 4451.9066 | 4277.408 | 4573.0434 | 4302.909 | 3881.7199 | 3816.0102 | 3394.5428
P5 |  |  |  | 15786.254 | 11646.8091 | 10351.212 | 5013.9254 | 3994.4016 | 3038.329 | 3444.4988 | 3535.2317 | 3041.9064 | 3231.584 | 3129.5505 | 2982.3601 | 3198.72 | 3138.699 | 2866.93 | 2785.545 | 2458.24
P95 |  |  |  | 22549.8393 | 18707.6334 | 16331.9111 | 9906.4135 | 8444.6208 | 7213.9553 | 6537.6401 | 6455.8456 | 5920.1212 | 5907.776 | 5912.6633 | 5922.8136 | 5590.62 | 5978.1267 | 5085.3 | 4888.4223 | 4443.9726
15599: New 2022JAN 18V50DF_NG_B #7
CAPACITYFACTOR - Net Generation Capacity Factor
MEAN |  |  |  | 0.48602 | 0.34006 | 0.32138 | 0.17889 | 0.13771 | 0.10891 | 0.10394 | 0.10651 | 0.094961 | 0.092134 | 0.089934 | 0.085365 | 0.087443 | 0.081944 | 0.072824 | 0.069377 | 0.06151
P5 |  |  |  | 0.40466 | 0.25826 | 0.26038 | 0.12097 | 0.094084 | 0.068913 | 0.078711 | 0.077974 | 0.069171 | 0.068547 | 0.062794 | 0.058745 | 0.064799 | 0.061294 | 0.054719 | 0.050877 | 0.045049
P95 |  |  |  | 0.55184 | 0.43753 | 0.3851 | 0.23804 | 0.20306 | 0.15956 | 0.13853 | 0.14199 | 0.12627 | 0.11767 | 0.12018 | 0.11478 | 0.10992 | 0.11366 | 0.094769 | 0.09146 | 0.07953
CO2EMISSIONS - CO2 Emissions
MEAN |  |  |  | 15577.3842 | 10973.9857 | 10398.7658 | 5683.2184 | 4372.8929 | 3442.0621 | 3324.0801 | 3391.7094 | 3018.9756 | 2953.1479 | 2836.7717 | 2726.6125 | 2813.2426 | 2618.9738 | 2330.9644 | 2216.7522 | 1956.7239
P5 |  |  |  | 12966.3832 | 8379.8361 | 8438.1719 | 3837.073 | 2978.3833 | 2179.5958 | 2524.9495 | 2489.112 | 2204.593 | 2204.2717 | 1987.7255 | 1864.176 | 2085.3248 | 1957.7593 | 1758.7928 | 1644.851 | 1420.708
P95 |  |  |  | 17748.2907 | 14096.854 | 12416.2605 | 7574.0984 | 6456.3224 | 5009.1705 | 4432.66 | 4546.821 | 3996.9097 | 3771.77 | 3765.9615 | 3662.712 | 3523.9653 | 3639.5853 | 3024.4252 | 2918.847 | 2529.986
FUELCONSUMED - Fuel Consumed
MEAN |  |  |  | 254949.0051 | 179606.9677 | 170192.5662 | 93015.0304 | 71569.4425 | 56334.8946 | 54403.9298 | 55284.1611 | 49208.0704 | 48140.1272 | 46235.7807 | 44447.1189 | 45854.4425 | 42691.6942 | 37999.2356 | 36130.0182 | 31893.7616
P5 |  |  |  | 212215.7646 | 137149.5262 | 138104.286 | 62799.8848 | 48746.0438 | 35672.599 | 41324.8688 | 40571.9068 | 35933.9083 | 35932.3885 | 32397.3265 | 30388.2648 | 33989.6844 | 31913.5486 | 28671.6869 | 26808.7961 | 23156.9047
P95 |  |  |  | 290479.3894 | 230717.7411 | 203212.1196 | 123962.3305 | 105668.1249 | 81983.1501 | 72547.6262 | 74112.8087 | 65147.8928 | 61485.5125 | 61380.8722 | 59706.5203 | 57439.0788 | 59328.5174 | 49303.9181 | 47573.1687 | 41237.7951
FUELCOST - Fuel Cost
MEAN |  |  |  | 375777.2695 | 289462.5839 | 283976.6851 | 170578.5951 | 136233.4782 | 112290.5351 | 108898.7967 | 114408.4975 | 104451.8195 | 104155.9715 | 103557.7834 | 100937.1338 | 105828.424 | 100521.0582 | 93901.2599 | 91030.0568 | 83750.4011
P5 |  |  |  | 214639.6781 | 155452.6649 | 176266.32 | 78768.9885 | 71922.2292 | 54142.3915 | 63671.2291 | 66023.9995 | 55587.9046 | 60544.1381 | 51966.9096 | 51659.4457 | 59200.1579 | 60164.6786 | 56464.8518 | 57028.4283 | 47202.3593
P95 |  |  |  | 560132.7588 | 467867.4112 | 430662.952 | 271206.6946 | 265298.5286 | 218577.0324 | 182540.3442 | 196450.4348 | 168679.0227 | 166961.804 | 185352.8569 | 161032.7839 | 164924.0928 | 165084.4299 | 145162.6683 | 132330.602 | 127021.2758
NETPOS - Net Position (MWh)
MEAN |  |  |  | 29675.654 | 20933.5391 | 19710.3155 | 10926.7328 | 8401.4339 | 6608.696 | 6377.6547 | 6476.2032 | 5759.8494 | 5687.3355 | 5458.5044 | 5243.0446 | 5405.2757 | 5028.943 | 4472.9567 | 4250.0029 | 3749.0274
P5 |  |  |  | 24636.7028 | 15911.0683 | 15948.5264 | 7377.018 | 5722.71 | 4184.96 | 4844.0355 | 4753.035 | 4206.24 | 4245.32 | 3824.95 | 3584.79 | 4006.8 | 3758.58 | 3375.125 | 3153.605 | 2722.1
P95 |  |  |  | 33797.431 | 26914.552 | 23540.4195 | 14562.5453 | 12404.6157 | 9617.92 | 8504.185 | 8680.355 | 7625.88 | 7263.9824 | 7245.21 | 7043.355 | 6770.26 | 6988.87 | 5803.875 | 5596.185 | 4847.105
NETREVENUE - Net Revenue $
MEAN |  |  |  | 19651.9695 | 43178.8994 | -553.582 | 60141.9287 | 52232.1877 | 37874.756 | 46320.5899 | 48368.2124 | 47943.9053 | 50807.7066 | 50367.9516 | 50235.1908 | 53841.57 | 49209.2957 | 42548.4275 | 41678.4164 | 36312.2525
P5 |  |  |  | -76085.6183 | -43228.9005 | -98983.0217 | 16239.55 | 22335.3459 | 11702.3132 | 23385.5434 | 22170.4769 | 24602.6134 | 25951.2301 | 26882.7583 | 25538.6708 | 31174.9022 | 29249.8353 | 23649.9061 | 23241.1351 | 18418.6619
P95 |  |  |  | 127650.6961 | 133063.0717 | 65731.9 | 111611.127 | 101734.0255 | 80860.2033 | 79127.1036 | 95253.655 | 73776.8231 | 77326.5718 | 80527.9548 | 83953.0596 | 81849.5853 | 83589.7547 | 65023.273 | 61302.4251 | 56502.1454
STARTS - Number Starts
MEAN |  |  |  | 106.27 | 119.55 | 120.21 | 121.04 | 101.31 | 87.16 | 83.74 | 88.81 | 80.86 | 81.72 | 79.66 | 76.83 | 75.38 | 75.05 | 68.27 | 66.12 | 59.82
P5 |  |  |  | 83 | 98 | 95 | 100 | 76 | 67 | 66.5 | 64.5 | 62 | 63.5 | 58 | 55 | 52 | 57.5 | 50.5 | 52.5 | 45
P95 |  |  |  | 127 | 140 | 143 | 141.5 | 125 | 105 | 100.5 | 111.5 | 103.5 | 101 | 97 | 100.5 | 95.5 | 93 | 83 | 84.5 | 78
VOMCOSTS - VOM Costs
MEAN |  |  |  | 19882.6882 | 14234.8066 | 13797.2208 | 7757.9803 | 6049.0324 | 4890.435 | 4783.241 | 4986.6764 | 4492.6825 | 4549.8684 | 4475.9736 | 4351.727 | 4594.4844 | 4375.1804 | 3936.2019 | 3825.0026 | 3449.1052
P5 |  |  |  | 16506.5909 | 10819.5265 | 11163.9685 | 5237.6828 | 4120.3512 | 3096.8704 | 3633.0266 | 3659.8369 | 3280.8672 | 3396.256 | 3136.459 | 2975.3757 | 3405.78 | 3269.9646 | 2970.11 | 2838.2445 | 2504.332
P95 |  |  |  | 22644.2788 | 18301.8954 | 16478.2936 | 10339.4072 | 8931.3233 | 7117.2608 | 6378.1387 | 6683.8733 | 5948.1864 | 5811.1859 | 5941.0722 | 5845.9847 | 5754.721 | 6080.3169 | 5107.41 | 5036.5665 | 4459.3366
15599: New 2022JAN DGGS Build-out 18V50DF_NG_A Cumulative #1
CAPACITYFACTOR - Net Generation Capacity Factor
MEAN |  |  |  | 0.25009 | 0.17621 | 0.17826 | 0.13542 | 0.10988 | 0.083669 | 0.084143 | 0.084291 | 0.077987 | 0.076589 | 0.074547 | 0.071385 | 0.073807 | 0.069361 | 0.061018 | 0.060337 | 0.052924
P5 |  |  |  | 0.15199 | 0.092027 | 0.10741 | 0.078233 | 0.069626 | 0.047798 | 0.060619 | 0.057453 | 0.054901 | 0.056656 | 0.052708 | 0.049037 | 0.052765 | 0.050328 | 0.045358 | 0.043149 | 0.037235
P95 |  |  |  | 0.33472 | 0.26828 | 0.2494 | 0.19194 | 0.1647 | 0.13233 | 0.1184 | 0.11685 | 0.10222 | 0.098983 | 0.09736 | 0.099123 | 0.090764 | 0.098402 | 0.07924 | 0.07756 | 0.070344
CO2EMISSIONS - CO2 Emissions
MEAN |  |  |  | 24252.9071 | 17150.0368 | 17268.7222 | 13008.4177 | 10563.8094 | 8017.8827 | 8186.2316 | 8240.5001 | 7623.8385 | 7490.1009 | 7278.4358 | 6917.7684 | 7222.1392 | 6765.2868 | 5917.4687 | 5941.4804 | 5191.1682
P5 |  |  |  | 14698.1292 | 8952.5361 | 10401.776 | 7555.206 | 6682.0165 | 4554.4117 | 5900.7109 | 5637.5205 | 5359.355 | 5539.4857 | 5133.8202 | 4740.384 | 5159.6168 | 4928.6422 | 4382.239 | 4271.493 | 3654.441
P95 |  |  |  | 32405.6561 | 26136.4503 | 24140.124 | 18344.569 | 15828.557 | 12680.7398 | 11522.9658 | 11416.977 | 10014.7825 | 9599.7023 | 9549.7517 | 9648.804 | 8860.5085 | 9585.1262 | 7687.785 | 7637.5913 | 6928.677
FUELCONSUMED - Fuel Consumed
MEAN |  |  |  | 396937.923 | 280687.9995 | 282630.4781 | 212903.7263 | 172893.7706 | 131225.5755 | 133980.8766 | 132187.5463 | 122306.2337 | 120137.4221 | 116752.0139 | 110953.8921 | 115844.8999 | 108518.8812 | 94927.0349 | 95295.7095 | 83269.0139
P5 |  |  |  | 240558.5788 | 146522.6851 | 170241.8335 | 123653.1257 | 109361.972 | 74540.2896 | 96574.6467 | 90432.0948 | 85978.0038 | 88849.4358 | 82351.7961 | 76029.992 | 82762.2373 | 79057.9482 | 70298.9523 | 68511.1708 | 58618.8921
P95 |  |  |  | 530370.8037 | 427765.144 | 395092.0453 | 300238.4448 | 259059.8526 | 207540.7488 | 188591.9112 | 183141.0009 | 160667.3697 | 153972.4385 | 153187.4396 | 154755.077 | 142124.2953 | 153751.1497 | 123325.882 | 122499.953 | 111139.1236
FUELCOST - Fuel Cost
MEAN |  |  |  | 621043.6417 | 482511.4715 | 494241.2044 | 398659.8135 | 333566.1285 | 267894.5857 | 271804.8385 | 276517.7009 | 260605.0069 | 260408.2552 | 261803.1898 | 252647.1393 | 267872.3997 | 255819.0352 | 234798.6613 | 240113.999 | 218269.4621
P5 |  |  |  | 254734.1554 | 179215.5053 | 212748.4464 | 157880.0188 | 151017.7165 | 111427.7318 | 150695.108 | 142988.5659 | 140153.7249 | 152555.494 | 138959.1649 | 130035.2197 | 143622.7059 | 149536.2095 | 139350.7704 | 143443.3249 | 119562.2082
P95 |  |  |  | 1074161.1927 | 894175.2862 | 791760.2212 | 661079.5117 | 687050.2073 | 563769.9732 | 475218.4698 | 502395.2167 | 407053.1589 | 406249.764 | 447747.186 | 417176.0628 | 403658.2439 | 423342.8092 | 361785.4923 | 363304.215 | 346292.93
NETPOS - Net Position (MWh)
MEAN |  |  |  | 46584.4341 | 32927.3553 | 33250.9417 | 25057.9338 | 20334.6944 | 15423.6228 | 15736.2426 | 15512.7311 | 14342.8014 | 14078.3081 | 13672.1143 | 12983.9994 | 13546.8511 | 12680.3069 | 11084.3276 | 11230.8722 | 9806.5946
P5 |  |  |  | 28225.399 | 17179.625 | 20056.3179 | 14552.6831 | 12860.9151 | 8761.2 | 11333.9 | 10612.85 | 10082.55 | 10412.45 | 9643.085 | 8897.6 | 9677.7 | 9237.9 | 8208.6586 | 8073.9 | 6903.65
P95 |  |  |  | 62256.335 | 50194.335 | 46454.4008 | 35338.8 | 30462.9979 | 24393.6 | 22150.8 | 21492.9 | 18838.5446 | 18044.35 | 17938.0232 | 18110.6 | 16620.2198 | 17965.3 | 14400.5 | 14436.75 | 13089.05
NETREVENUE - Net Revenue $
MEAN |  |  |  | 288093.7778 | 261651.187 | 258395.3794 | 212061.2065 | 177640.2973 | 137136.0122 | 157886.2661 | 161289.2319 | 154911.3567 | 154300.3906 | 151892.5928 | 148686.557 | 161868.4897 | 148799.2956 | 130172.6327 | 132989.8877 | 116043.2915
P5 |  |  |  | 60269.0531 | 86654.516 | 118998.7366 | 88542.4873 | 93322.8109 | 64316.0785 | 88695.8472 | 85742.7787 | 82185.8984 | 81524.5491 | 85421.1105 | 77299.43 | 93885.306 | 89058.3333 | 74028.594 | 77169.3136 | 58722.2316
P95 |  |  |  | 562103.1834 | 507335.2266 | 405194.701 | 355482.1266 | 324069.4066 | 265318.4191 | 253108.6384 | 295088.8331 | 232117.8676 | 226094.9939 | 242026.0236 | 245280.194 | 236659.1958 | 245888.9759 | 195693.7254 | 194301.2797 | 177266.3174
STARTS - Number Starts
MEAN |  |  |  | 404.57 | 325.75 | 350.19 | 304.51 | 260.42 | 221.51 | 220.37 | 235.66 | 218.13 | 217.19 | 214.59 | 204.91 | 201.36 | 201.46 | 180.91 | 181.55 | 165.57
P5 |  |  |  | 324 | 223 | 262 | 236.5 | 176 | 151 | 172 | 167.5 | 159.5 | 172 | 152 | 146 | 136 | 150 | 127 | 145.5 | 117
P95 |  |  |  | 478 | 423 | 432.5 | 376.5 | 331 | 292 | 271.5 | 321 | 282 | 268.5 | 273 | 271.5 | 259.5 | 264.5 | 226.5 | 227.5 | 212
VOMCOSTS - VOM Costs
MEAN |  |  |  | 31211.5708 | 22390.6016 | 27265.7722 | 21048.6644 | 17284.4902 | 13418.5519 | 14005.256 | 14116.5853 | 13195.3773 | 13233.6096 | 13125.2297 | 12724.3194 | 13546.8511 | 12933.913 | 11527.7007 | 11904.7245 | 10591.1222
P5 |  |  |  | 18911.0173 | 11682.145 | 16446.1807 | 12224.2538 | 10931.7778 | 7622.244 | 10087.171 | 9657.6935 | 9275.946 | 9787.703 | 9257.3616 | 8719.648 | 9677.7 | 9422.658 | 8537.005 | 8558.334 | 7455.942
P95 |  |  |  | 41711.7444 | 34132.1478 | 38092.6087 | 29684.592 | 25893.5482 | 21222.432 | 19714.212 | 19558.539 | 17331.4611 | 16961.689 | 17220.5023 | 17748.388 | 16620.2198 | 18324.606 | 14976.52 | 15302.955 | 14136.174
15599: New 2023JAN 18V50DF_NG_B #1
CAPACITYFACTOR - Net Generation Capacity Factor
MEAN |  |  |  |  | 0.33294 | 0.32692 | 0.18532 | 0.14237 | 0.11401 | 0.10884 | 0.10975 | 0.096537 | 0.093278 | 0.091838 | 0.085938 | 0.088491 | 0.082464 | 0.073368 | 0.070248 | 0.061509
P5 |  |  |  |  | 0.26916 | 0.269 | 0.12529 | 0.096542 | 0.073435 | 0.082501 | 0.080371 | 0.069473 | 0.068891 | 0.063854 | 0.058882 | 0.063848 | 0.060369 | 0.055915 | 0.052259 | 0.042927
P95 |  |  |  |  | 0.41698 | 0.40739 | 0.24234 | 0.20621 | 0.16482 | 0.14586 | 0.14557 | 0.13158 | 0.12072 | 0.12419 | 0.12065 | 0.10946 | 0.1122 | 0.097655 | 0.088773 | 0.079895
CO2EMISSIONS - CO2 Emissions
MEAN |  |  |  |  | 10736.218 | 10573.3166 | 5882.3378 | 4520.7234 | 3601.8525 | 3483.3898 | 3484.1145 | 3067.5784 | 2995.48 | 2900.118 | 2737.4672 | 2845.5861 | 2636.0581 | 2346.9159 | 2246.3133 | 1952.5732
P5 |  |  |  |  | 8779.7968 | 8749.7379 | 3981.3802 | 3069.4256 | 2287.9256 | 2648.996 | 2565.3075 | 2208.9327 | 2204.2717 | 2009.6167 | 1877.304 | 2059.0943 | 1939.947 | 1798.071 | 1679.755 | 1359.696
P95 |  |  |  |  | 13344.7745 | 13137.7045 | 7680.4142 | 6549.0679 | 5234.8302 | 4644.3998 | 4589.601 | 4179.511 | 3874.805 | 3934.3575 | 3821.056 | 3521.9468 | 3578.4158 | 3109.697 | 2840.313 | 2531.998
FUELCONSUMED - Fuel Consumed
MEAN |  |  |  |  | 175715.516 | 173049.3711 | 96273.941 | 73988.9268 | 58950.1231 | 57011.2902 | 56790.2864 | 50000.2908 | 48830.2374 | 47268.2722 | 44624.0451 | 46381.6237 | 42970.1889 | 38259.2415 | 36611.8292 | 31826.1023
P5 |  |  |  |  | 143695.5294 | 143203.5668 | 65161.7062 | 50236.0975 | 37445.591 | 43355.0898 | 41814.0604 | 36004.6444 | 35932.3885 | 32754.1253 | 30602.2667 | 33562.1412 | 31622.8832 | 29311.9975 | 27377.683 | 22162.4364
P95 |  |  |  |  | 218408.7486 | 215019.7144 | 125702.3603 | 107186.0535 | 85676.4346 | 76013.0905 | 74809.5066 | 68124.5214 | 63164.3498 | 64125.3508 | 62288.194 | 57406.3379 | 58331.3995 | 50694.1658 | 46293.1731 | 41270.4345
FUELCOST - Fuel Cost
MEAN |  |  |  |  | 281980.2821 | 289240.4751 | 176019.4516 | 140399.9804 | 117059.9135 | 113654.4999 | 117027.6399 | 106170.0333 | 105409.9485 | 105738.083 | 101405.976 | 106994.9683 | 101048.137 | 94384.1479 | 92143.5901 | 83472.3114
P5 |  |  |  |  | 163891.7415 | 187229.2728 | 79181.8731 | 74130.4883 | 55183.5346 | 67905.3752 | 69314.9183 | 59924.1605 | 60534.6447 | 54496.9807 | 53038.5428 | 58661.9349 | 60210.4035 | 58467.2825 | 57593.1811 | 46337.2894
P95 |  |  |  |  | 435511.1028 | 446458.5793 | 277727.4839 | 275666.3703 | 232262.6132 | 188726.8781 | 197921.0363 | 174038.2331 | 167356.1932 | 182217.465 | 166781.4762 | 164477.802 | 164517.9859 | 143944.5044 | 135076.8924 | 128369.6464
NETPOS - Net Position (MWh)
MEAN |  |  |  |  | 20494.8121 | 20031.7515 | 11309.4155 | 8685.7254 | 6915.3801 | 6683.2462 | 6652.7643 | 5852.4966 | 5768.8307 | 5580.4081 | 5263.9014 | 5467.42 | 5061.7745 | 4503.6483 | 4306.6922 | 3741.0809
P5 |  |  |  |  | 16626.0332 | 16554.7537 | 7654.6865 | 5897.64 | 4392.96 | 5082.66 | 4898.1469 | 4214.52 | 4245.32 | 3867.075 | 3610.035 | 3956.4 | 3725.16 | 3450.5 | 3220.525 | 2605.2
P95 |  |  |  |  | 25569.6742 | 24980.5817 | 14764.6813 | 12582.255 | 10050.42 | 8911.265 | 8763.595 | 7973.5 | 7462.0054 | 7569.645 | 7347.155 | 6766.13 | 6871.41 | 5967.12 | 5445.615 | 4851.35
NETREVENUE - Net Revenue $
MEAN |  |  |  |  | 48962.1921 | -4347.5051 | 58288.0652 | 51023.4029 | 36566.0215 | 44419.0998 | 46625.0368 | 47122.9397 | 50496.2254 | 50369.4945 | 49104.9006 | 54023.5726 | 48921.1555 | 42184.6365 | 41513.5193 | 36036.6256
P5 |  |  |  |  | -45318.1787 | -117608.9935 | 15400.3808 | 18672.8771 | 9807.3601 | 21909.454 | 20198.8299 | 22822.5307 | 25336.1217 | 25620.0329 | 24529.0476 | 28684.1262 | 27353.8066 | 22860.9441 | 22469.9771 | 18585.8036
P95 |  |  |  |  | 146301.4363 | 62507.842 | 110124.4961 | 102302.8238 | 80646.4928 | 76384.6329 | 92547.1558 | 73950.6274 | 77793.775 | 80461.4462 | 81235.6596 | 80162.4107 | 82972.2782 | 65064.5231 | 62082.9674 | 54624.1752
STARTS - Number Starts
MEAN |  |  |  |  | 122.55 | 118.33 | 121.79 | 102.61 | 87.76 | 85.67 | 89.91 | 81.85 | 81.66 | 80.07 | 77.38 | 75.48 | 75.12 | 69.09 | 66.52 | 60.21
P5 |  |  |  |  | 103 | 91.5 | 103.5 | 78.5 | 68 | 67.5 | 70 | 61 | 63 | 59 | 54.5 | 53.5 | 57.5 | 49.5 | 52 | 44.5
P95 |  |  |  |  | 143.5 | 142 | 146 | 124.5 | 108 | 104 | 112 | 103 | 100.5 | 101 | 102 | 92.5 | 92 | 86.5 | 83.5 | 76
VOMCOSTS - VOM Costs
MEAN |  |  |  |  | 13936.4722 | 14022.2261 | 8029.685 | 6253.7223 | 5117.3813 | 5012.4346 | 5122.6285 | 4564.9474 | 4615.0646 | 4575.9346 | 4369.0381 | 4647.307 | 4403.7438 | 3963.2105 | 3876.0229 | 3441.7945
P5 |  |  |  |  | 11305.7026 | 11588.3276 | 5434.8274 | 4246.3008 | 3250.7904 | 3811.995 | 3771.5731 | 3287.3256 | 3396.256 | 3171.0015 | 2996.329 | 3362.94 | 3240.8892 | 3036.44 | 2898.4725 | 2396.784
P95 |  |  |  |  | 17387.3784 | 17486.4072 | 10482.9237 | 9059.2236 | 7437.3108 | 6683.4487 | 6747.9681 | 6219.33 | 5969.6043 | 6207.1089 | 6098.1386 | 5751.2105 | 5978.1267 | 5251.0656 | 4901.0535 | 4463.242
15599: New 2023JAN 18V50DF_NG_B #10
CAPACITYFACTOR - Net Generation Capacity Factor
MEAN |  |  |  |  | 0.31508 | 0.26142 | 0.19125 | 0.16538 | 0.12615 | 0.12023 | 0.12933 | 0.12168 | 0.12373 | 0.11945 | 0.112 | 0.11371 | 0.11049 | 0.099981 | 0.094366 | 0.084138
P5 |  |  |  |  | 0.22706 | 0.18221 | 0.14339 | 0.12438 | 0.092439 | 0.091572 | 0.096177 | 0.092768 | 0.099691 | 0.092526 | 0.088951 | 0.085584 | 0.090123 | 0.081052 | 0.077122 | 0.06798
P95 |  |  |  |  | 0.40908 | 0.32971 | 0.23915 | 0.21883 | 0.18292 | 0.16178 | 0.16761 | 0.14956 | 0.15189 | 0.14291 | 0.13795 | 0.13286 | 0.13616 | 0.11684 | 0.11337 | 0.098855
CO2EMISSIONS - CO2 Emissions
MEAN |  |  |  |  | 10126.3615 | 8366.1601 | 6077.7944 | 5252.9376 | 3983.5413 | 3858.1428 | 4117.774 | 3861.4694 | 3976.2256 | 3769.4112 | 3578.6428 | 3654.5087 | 3533.7054 | 3201.9522 | 3009.8081 | 2671.373
P5 |  |  |  |  | 7248.6944 | 5840.3434 | 4587.2983 | 3957.1577 | 2903.2389 | 2947.5173 | 3060.513 | 2951.3618 | 3219.4733 | 2927.3435 | 2838.0028 | 2771.6895 | 2882.3382 | 2588.0003 | 2460.732 | 2135.42
P95 |  |  |  |  | 13089.4537 | 10587.3101 | 7594.2146 | 6942.3533 | 5775.3267 | 5231.0779 | 5322.06 | 4743.1362 | 4902.0525 | 4481.3055 | 4451.059 | 4284.9128 | 4358.4945 | 3748.8908 | 3612.564 | 3129.044
FUELCONSUMED - Fuel Consumed
MEAN |  |  |  |  | 165734.2316 | 136925.6965 | 99472.9039 | 85972.792 | 65197.0751 | 63144.7272 | 67119.0026 | 62940.5912 | 64817.7113 | 61436.6848 | 58336.3245 | 59566.711 | 57602.6679 | 52198.0052 | 49055.7514 | 43542.2433
P5 |  |  |  |  | 118636.5693 | 95586.6344 | 75078.5318 | 64765.2651 | 47516.1856 | 48240.872 | 49885.7524 | 48106.222 | 52481.4264 | 47711.7621 | 46262.9369 | 45177.0648 | 46984.9799 | 42189.3556 | 40106.5279 | 34806.3905
P95 |  |  |  |  | 214230.0108 | 173278.3976 | 124291.564 | 113622.8039 | 94522.5324 | 85615.0223 | 86748.8603 | 77312.3914 | 79910.0504 | 73039.5759 | 72558.1006 | 69842.9401 | 71047.5405 | 61114.0919 | 58879.7962 | 51002.0171
FUELCOST - Fuel Cost
MEAN |  |  |  |  | 269600.8877 | 233055.6303 | 180662.9099 | 161174.9203 | 128884.3972 | 125904.4424 | 138061.5454 | 131430.2565 | 137447.2834 | 134341.7169 | 129774.2646 | 135133.6194 | 132640.4441 | 125485.0406 | 121287.8321 | 111459.5231
P5 |  |  |  |  | 145262.353 | 120685.7636 | 97779.6035 | 89355.8268 | 70083.9088 | 77595.4862 | 82182.2262 | 82485.6963 | 87103.9369 | 77227.0324 | 79289.0746 | 81501.904 | 89372.9185 | 86479.6298 | 85268.0349 | 73295.8881
P95 |  |  |  |  | 434684.6428 | 354435.904 | 284457.2924 | 295105.9154 | 251354.5025 | 207814.776 | 238071.0784 | 199160.2069 | 197329.0333 | 214394.7611 | 189837.3933 | 188259.0189 | 195706.7325 | 170823.4847 | 167606.1614 | 153665.8406
NETPOS - Net Position (MWh)
MEAN |  |  |  |  | 19397.9001 | 16019.7171 | 11684.4516 | 10091.0865 | 7647.1483 | 7401.5628 | 7862.1272 | 7366.6899 | 7657.4763 | 7252.9954 | 6881.3407 | 7021.6502 | 6785.4427 | 6144.3774 | 5770.4697 | 5118.2439
P5 |  |  |  |  | 13918.6638 | 11198.6345 | 8818.3723 | 7602.2836 | 5574.4 | 5654.4565 | 5843.755 | 5630.26 | 6200.26 | 5632.7113 | 5457.055 | 5325.6 | 5534.51 | 4966.375 | 4717.86 | 4091.5
P95 |  |  |  |  | 25114.3768 | 20310.1312 | 14599.07 | 13335.8733 | 11083.5406 | 10036.525 | 10161.085 | 9046.2501 | 9439.93 | 8622.915 | 8557.765 | 8232.4162 | 8368.955 | 7194.125 | 6926.22 | 5995.3
NETREVENUE - Net Revenue $
MEAN |  |  |  |  | 67848.9338 | 62131.8183 | 57958.908 | 45161.5477 | 33686.9139 | 42166.483 | 41411.6312 | 39595.2689 | 41450.7277 | 41529.2038 | 41807.7023 | 46111.8062 | 40001.1914 | 33704.143 | 33952.1532 | 28411.9896
P5 |  |  |  |  | -79.1209 | 4766.2368 | 12933.7526 | 12021.2346 | 5461.0451 | 18692.8623 | 16229.5076 | 13818.9259 | 15414.303 | 15511.3777 | 16505.2601 | 21252.779 | 17785.0432 | 13986.8794 | 14598.8034 | 8883.5061
P95 |  |  |  |  | 155338.8472 | 122717.2313 | 110826.1026 | 89294.2729 | 70771.8739 | 74175.6999 | 84057.0565 | 67367.1533 | 69516.3071 | 74903.2548 | 77885.1858 | 76780.8268 | 75544.1592 | 61504.0541 | 54453.8602 | 49650.63
STARTS - Number Starts
MEAN |  |  |  |  | 122.43 | 121.68 | 120.98 | 107.71 | 91.96 | 90.44 | 95.55 | 90.22 | 93.29 | 89.34 | 86.76 | 84.72 | 85.89 | 79.05 | 76.17 | 70.01
P5 |  |  |  |  | 102.5 | 93 | 102 | 86 | 76 | 73 | 74.5 | 70.5 | 77 | 71 | 69 | 63.5 | 71.5 | 60 | 59.5 | 52.5
P95 |  |  |  |  | 146.5 | 145.5 | 143 | 130 | 113.5 | 106 | 115.5 | 106.5 | 114 | 108 | 109 | 104 | 103.5 | 95.5 | 91.5 | 87
VOMCOSTS - VOM Costs
MEAN |  |  |  |  | 13190.5721 | 11213.802 | 8295.9606 | 7265.5823 | 5658.8898 | 5551.1721 | 6053.838 | 5746.0181 | 6125.9811 | 5947.4562 | 5711.5128 | 5968.4026 | 5903.3351 | 5407.0522 | 5193.4228 | 4708.7844
P5 |  |  |  |  | 9464.6914 | 7839.0442 | 6261.0443 | 5473.6442 | 4125.056 | 4240.8424 | 4499.6914 | 4391.6028 | 4960.208 | 4618.8232 | 4529.3557 | 4526.76 | 4815.0237 | 4370.41 | 4246.074 | 3764.18
P95 |  |  |  |  | 17077.7762 | 14217.0918 | 10365.3397 | 9601.8288 | 8201.82 | 7527.3938 | 7824.0355 | 7056.0751 | 7551.944 | 7070.7903 | 7102.945 | 6997.5538 | 7280.9909 | 6330.83 | 6233.598 | 5515.676
15599: New 2023JAN 18V50DF_NG_B #11
CAPACITYFACTOR - Net Generation Capacity Factor
MEAN |  |  |  |  | 0.31469 | 0.26554 | 0.18934 | 0.16149 | 0.12752 | 0.12171 | 0.1298 | 0.1232 | 0.12518 | 0.12221 | 0.11349 | 0.1157 | 0.11342 | 0.10168 | 0.096946 | 0.085885
P5 |  |  |  |  | 0.23396 | 0.171 | 0.14264 | 0.11935 | 0.098043 | 0.098461 | 0.10268 | 0.095381 | 0.10123 | 0.092584 | 0.085139 | 0.082989 | 0.090837 | 0.082903 | 0.07821 | 0.069379
P95 |  |  |  |  | 0.40504 | 0.33305 | 0.24196 | 0.21926 | 0.17986 | 0.15595 | 0.16626 | 0.15371 | 0.14938 | 0.15179 | 0.14384 | 0.13578 | 0.13772 | 0.11996 | 0.11935 | 0.10309
CO2EMISSIONS - CO2 Emissions
MEAN |  |  |  |  | 10109.7241 | 8509.3522 | 6017.337 | 5123.7054 | 4024.695 | 3899.0562 | 4129.1402 | 3918.1519 | 4018.5725 | 3855.9978 | 3627.754 | 3718.7976 | 3626.8625 | 3251.743 | 3092.9552 | 2728.805
P5 |  |  |  |  | 7501.1181 | 5414.8834 | 4536.0954 | 3778.4303 | 3109.6685 | 3147.7374 | 3234.273 | 3041.014 | 3253.9893 | 2911.0445 | 2739.376 | 2701.7415 | 2905.5512 | 2657.8283 | 2486.91 | 2217.5765
P95 |  |  |  |  | 13002.1966 | 10696.1359 | 7671.2966 | 6946.9161 | 5684.4553 | 4994.0734 | 5312.6298 | 4889.226 | 4774.7343 | 4777.171 | 4621.6325 | 4358.6348 | 4421.4263 | 3839.54 | 3804.536 | 3288.9153
FUELCONSUMED - Fuel Consumed
MEAN |  |  |  |  | 165461.9324 | 139269.2669 | 98483.4199 | 83857.6986 | 65870.6217 | 63814.3403 | 67304.3544 | 63864.6092 | 65508.1037 | 62848.0983 | 59136.9473 | 60614.6889 | 59121.2483 | 53009.7384 | 50410.934 | 44478.3399
P5 |  |  |  |  | 122767.8904 | 88623.2965 | 74240.5147 | 61840.1024 | 50894.7389 | 51517.797 | 52717.9972 | 49567.5503 | 53044.2506 | 47446.5741 | 44655.0558 | 44036.9496 | 47363.1021 | 43327.6856 | 40533.1931 | 36145.4909
P95 |  |  |  |  | 212801.909 | 175059.5075 | 125553.1361 | 113697.4817 | 93035.2751 | 81736.0614 | 86595.2442 | 79692.7213 | 77835.6388 | 77864.6854 | 75338.4607 | 71043.4284 | 72075.1822 | 62592.9331 | 62008.6743 | 53608.2413
FUELCOST - Fuel Cost
MEAN |  |  |  |  | 268899.341 | 236764.7862 | 179305.1784 | 157350.2984 | 129739.4098 | 126525.6933 | 138137.129 | 133546.8781 | 139263.3207 | 137554.9884 | 131700.3507 | 137596.3345 | 136376.9803 | 127866.7135 | 124246.2191 | 113690.4933
P5 |  |  |  |  | 149229.138 | 117313.5654 | 95596.6767 | 90232.9805 | 71229.5595 | 81164.8025 | 80497.7459 | 79598.7275 | 87878.2467 | 79695.6395 | 77401.3516 | 78230.4379 | 88098.3474 | 84469.3116 | 89317.4781 | 75349.1928
P95 |  |  |  |  | 436153.6333 | 348044.6262 | 286557.68 | 297830.356 | 254197.5212 | 201395.58 | 229510.7088 | 212015.6319 | 206957.0954 | 222559.6566 | 206735.826 | 192908.2409 | 198720.0448 | 177134.4388 | 171290.2203 | 160351.3271
NETPOS - Net Position (MWh)
MEAN |  |  |  |  | 19362.7416 | 16288.2488 | 11568.4448 | 9842.945 | 7726.1028 | 7479.8248 | 7883.711 | 7474.5031 | 7738.9175 | 7419.4225 | 6975.6132 | 7144.9607 | 6964.2424 | 6239.8148 | 5929.8651 | 5228.3341
P5 |  |  |  |  | 14355.7506 | 10373.595 | 8720.235 | 7259.525 | 5969.6074 | 6038.0559 | 6175.555 | 5801.026 | 6266.63 | 5601.583 | 5267.79 | 5191.2 | 5579.35 | 5100.375 | 4768.05 | 4248.7883
P95 |  |  |  |  | 24932.1275 | 20488.5779 | 14747.9391 | 13343.8711 | 10904.6236 | 9579.345 | 10142.0953 | 9327.21 | 9193.8207 | 9185.9266 | 8886.6099 | 8374.8 | 8488.4432 | 7365.34 | 7294.28 | 6300.5051
NETREVENUE - Net Revenue $
MEAN |  |  |  |  | 65420.0741 | 59800.5095 | 58410.4453 | 46224.6716 | 33006.6755 | 41612.2735 | 41685.7393 | 38868.7684 | 40795.3539 | 40974.1361 | 41194.5021 | 44929.7388 | 39194.3111 | 33263.6732 | 33057.1436 | 28073.38
P5 |  |  |  |  | -3104.6344 | 11479.7188 | 12879.1309 | 15765.7796 | 4823.7001 | 16959.1378 | 15340.8807 | 12577.527 | 16264.7926 | 15732.2845 | 15894.3059 | 19250.373 | 18157.6533 | 12171.9071 | 11675.2808 | 8945.5158
P95 |  |  |  |  | 158324.0287 | 117259.9297 | 107147.2373 | 94685.666 | 72624.4929 | 74175.4558 | 85718.9707 | 65205.8839 | 69287.4827 | 74520.3854 | 76837.975 | 73186.786 | 74697.6476 | 60323.2647 | 54554.1283 | 51229.3923
STARTS - Number Starts
MEAN |  |  |  |  | 121.15 | 120.26 | 120.94 | 106.61 | 91.17 | 91.38 | 96.21 | 90.7 | 93.37 | 90.44 | 87.46 | 84.81 | 86.9 | 79.98 | 77.27 | 71.14
P5 |  |  |  |  | 99.5 | 89.5 | 102 | 83.5 | 74 | 75 | 76.5 | 72.5 | 72 | 70.5 | 65.5 | 63.5 | 70 | 61 | 63.5 | 55.5
P95 |  |  |  |  | 143.5 | 142.5 | 143.5 | 127 | 110 | 108 | 119 | 109 | 111.5 | 108.5 | 109 | 106 | 104.5 | 95 | 95 | 85
VOMCOSTS - VOM Costs
MEAN |  |  |  |  | 13166.6643 | 11401.7742 | 8213.5958 | 7086.9204 | 5717.3161 | 5609.8686 | 6070.4575 | 5830.1124 | 6191.134 | 6083.9264 | 5789.7589 | 6073.2166 | 6058.8909 | 5491.037 | 5336.8786 | 4810.0674
P5 |  |  |  |  | 9761.9104 | 7261.5165 | 6191.3669 | 5226.858 | 4417.5095 | 4528.5419 | 4755.1773 | 4524.8003 | 5013.304 | 4593.298 | 4372.2657 | 4412.52 | 4854.0345 | 4488.33 | 4291.245 | 3908.8852
P95 |  |  |  |  | 16953.8467 | 14342.0045 | 10471.0368 | 9607.5872 | 8069.4215 | 7184.5087 | 7809.4133 | 7275.2238 | 7355.0566 | 7532.4598 | 7375.8862 | 7118.58 | 7384.9456 | 6481.4992 | 6564.852 | 5796.4647
15599: New 2023JAN 18V50DF_NG_B #2
CAPACITYFACTOR - Net Generation Capacity Factor
MEAN |  |  |  |  | 0.33222 | 0.32356 | 0.18789 | 0.14939 | 0.11977 | 0.11304 | 0.11654 | 0.10155 | 0.096235 | 0.093169 | 0.087463 | 0.090616 | 0.084178 | 0.074982 | 0.071652 | 0.062901
P5 |  |  |  |  | 0.27811 | 0.25672 | 0.12547 | 0.10412 | 0.078274 | 0.087643 | 0.092004 | 0.074969 | 0.073438 | 0.06628 | 0.062965 | 0.065502 | 0.06169 | 0.05431 | 0.052278 | 0.04409
P95 |  |  |  |  | 0.40395 | 0.40418 | 0.24747 | 0.20135 | 0.17085 | 0.1449 | 0.15018 | 0.1306 | 0.1191 | 0.12504 | 0.12023 | 0.11309 | 0.11658 | 0.096203 | 0.091371 | 0.083424
CO2EMISSIONS - CO2 Emissions
MEAN |  |  |  |  | 10709.5942 | 10456.1982 | 5969.556 | 4740.9262 | 3781.1471 | 3623.7309 | 3703.1655 | 3226.7346 | 3083.4016 | 2939.9384 | 2786.2573 | 2911.0927 | 2690.3342 | 2400.8652 | 2287.7776 | 1997.8315
P5 |  |  |  |  | 9017.5298 | 8338.0468 | 3997.8913 | 3299.1989 | 2485.2613 | 2808.7997 | 2919.168 | 2369.5035 | 2366.1402 | 2092.8035 | 1991.08 | 2083.3063 | 1970.5318 | 1728.243 | 1666.666 | 1398.8498
P95 |  |  |  |  | 13022.396 | 13057.7651 | 7942.3726 | 6362.648 | 5354.5366 | 4642.4121 | 4767.705 | 4153.4725 | 3826.0415 | 3956.7218 | 3822.6028 | 3646.0395 | 3740.078 | 3074.783 | 2901.395 | 2656.368
FUELCONSUMED - Fuel Consumed
MEAN |  |  |  |  | 175279.7738 | 171132.5393 | 97701.408 | 77592.9006 | 61884.5672 | 59308.1973 | 60360.792 | 52594.5073 | 50263.4878 | 47917.2692 | 45419.4379 | 47449.3983 | 43854.9439 | 39138.7626 | 37287.6421 | 32563.8054
P5 |  |  |  |  | 147586.4128 | 136465.578 | 65431.9354 | 53996.7093 | 40675.3081 | 45970.5358 | 47581.7126 | 38621.8778 | 38571.2254 | 34109.9605 | 32456.9495 | 33956.9436 | 32121.4422 | 28173.6675 | 27164.3504 | 22800.8605
P95 |  |  |  |  | 213132.504 | 213711.3761 | 129989.7312 | 104134.9911 | 87635.6228 | 75980.5579 | 77712.5575 | 67700.1051 | 62369.5713 | 64490.0334 | 62313.0768 | 59428.5048 | 60966.6398 | 50125.0008 | 47288.7252 | 43297.7651
FUELCOST - Fuel Cost
MEAN |  |  |  |  | 279120.6607 | 287170.8434 | 178465.6308 | 146356.4293 | 122482.0086 | 117924.4367 | 123871.6654 | 110768.0703 | 108097.3509 | 106962.7634 | 102812.342 | 109244.6532 | 103106.986 | 96651.4618 | 94025.2916 | 85503.0579
P5 |  |  |  |  | 174173.318 | 177019.9527 | 83358.0604 | 77337.0162 | 57448.6361 | 72192.6288 | 76062.8137 | 66621.6023 | 67457.4062 | 55830.0986 | 52966.0967 | 61632.6249 | 62881.4402 | 56474.447 | 57149.4624 | 46745.3532
P95 |  |  |  |  | 441163.5693 | 442351.705 | 279889.8533 | 266350.1136 | 225144.6257 | 191241.95 | 202412.0987 | 177154.0172 | 160146.2464 | 192297.7844 | 165462.0522 | 164068.6003 | 167289.9713 | 147415.0248 | 138354.1246 | 135263.645
NETPOS - Net Position (MWh)
MEAN |  |  |  |  | 20443.808 | 19835.5993 | 11477.0664 | 9108.6062 | 7259.5451 | 6952.4466 | 7071.0035 | 6156.1025 | 5938.149 | 5657.0806 | 5357.6983 | 5593.2388 | 5165.9655 | 4607.1107 | 4386.1761 | 3827.7671
P5 |  |  |  |  | 17058.1787 | 15724.4466 | 7686.3288 | 6339.13 | 4771.45 | 5389.1957 | 5574.24 | 4520.88 | 4557.0175 | 4027.15 | 3828.825 | 4002.53 | 3783.89 | 3316.5 | 3195.43 | 2680.2062
P95 |  |  |  |  | 24972.4631 | 24796.8708 | 15271.35 | 12224.065 | 10279.01 | 8907.045 | 9103.69 | 7923.82 | 7367.98 | 7612.772 | 7350.43 | 7005.6 | 7181.84 | 5900.12 | 5562.725 | 5089.255
NETREVENUE - Net Revenue $
MEAN |  |  |  |  | 49531.6831 | 3662.4143 | 58213.6653 | 48825.0847 | 34966.9651 | 43608.9171 | 44807.3165 | 45204.2572 | 49309.4528 | 49211.4559 | 49031.0547 | 53126.5756 | 48076.8027 | 41709.9353 | 40921.5764 | 35482.3027
P5 |  |  |  |  | -62008.2002 | -99230.672 | 13654.3414 | 17085.7007 | 7297.333 | 20143.3164 | 17281.8977 | 20211.7004 | 23869.5911 | 23052.2505 | 24369.0342 | 26908.8316 | 28341.4115 | 22266.3737 | 23430.8146 | 16202.4038
P95 |  |  |  |  | 161077.1443 | 72335.3361 | 112656.7697 | 95838.8126 | 79059.6479 | 79293.4957 | 90412.8378 | 72401.0418 | 76281.8255 | 79342.8691 | 83609.2017 | 81450.8261 | 81532.1001 | 64825.2793 | 61560.5662 | 54555.7065
STARTS - Number Starts
MEAN |  |  |  |  | 123.95 | 117.1 | 120.52 | 104.64 | 90.79 | 87.32 | 92.06 | 83.32 | 83.27 | 80.57 | 77.29 | 76.66 | 75.43 | 68.98 | 66.94 | 61.05
P5 |  |  |  |  | 104 | 93.5 | 101.5 | 80.5 | 70.5 | 69 | 70 | 62.5 | 68 | 61.5 | 55.5 | 53 | 56.5 | 50.5 | 52.5 | 46
P95 |  |  |  |  | 147 | 148.5 | 142 | 127.5 | 111.5 | 107 | 114.5 | 103 | 102 | 98 | 99 | 98.5 | 91.5 | 84 | 84 | 78.5
VOMCOSTS - VOM Costs
MEAN |  |  |  |  | 13901.7894 | 13884.9195 | 8148.7171 | 6558.1965 | 5372.0634 | 5214.335 | 5444.6727 | 4801.76 | 4750.5192 | 4638.8061 | 4446.8896 | 4754.253 | 4494.39 | 4054.2574 | 3947.5585 | 3521.5457
P5 |  |  |  |  | 11599.5615 | 11007.1126 | 5457.2934 | 4564.1736 | 3530.873 | 4041.8968 | 4292.1648 | 3526.2864 | 3645.614 | 3302.263 | 3177.9248 | 3402.1505 | 3291.9843 | 2918.52 | 2875.887 | 2465.7897
P95 |  |  |  |  | 16981.2749 | 17357.8096 | 10842.6585 | 8801.3268 | 7606.4674 | 6680.2837 | 7009.8413 | 6180.5796 | 5894.384 | 6242.473 | 6100.8569 | 5954.76 | 6248.2008 | 5192.1056 | 5006.4525 | 4682.1146
15599: New 2023JAN 18V50DF_NG_B #3
CAPACITYFACTOR - Net Generation Capacity Factor
MEAN |  |  |  |  | 0.33379 | 0.32072 | 0.18701 | 0.15349 | 0.12287 | 0.11622 | 0.12195 | 0.10915 | 0.10234 | 0.096973 | 0.092336 | 0.094549 | 0.088727 | 0.079109 | 0.074868 | 0.064415
P5 |  |  |  |  | 0.27746 | 0.27005 | 0.12547 | 0.11046 | 0.079325 | 0.086287 | 0.096205 | 0.082442 | 0.07994 | 0.068944 | 0.068213 | 0.069495 | 0.068805 | 0.058531 | 0.055235 | 0.045162
P95 |  |  |  |  | 0.40724 | 0.38353 | 0.24587 | 0.21148 | 0.17855 | 0.15046 | 0.15285 | 0.13586 | 0.12726 | 0.12487 | 0.12266 | 0.11292 | 0.11869 | 0.098462 | 0.095141 | 0.08451
CO2EMISSIONS - CO2 Emissions
MEAN |  |  |  |  | 10760.5856 | 10334.6152 | 5950.0324 | 4874.231 | 3882.1975 | 3721.8632 | 3877.5394 | 3467.4578 | 3276.857 | 3060.2972 | 2940.5391 | 3041.1284 | 2834.8037 | 2532.5473 | 2392.0653 | 2047.1388
P5 |  |  |  |  | 8994.6948 | 8734.8441 | 3984.9035 | 3483.6267 | 2517.9809 | 2748.5498 | 3053.832 | 2614.8652 | 2567.9985 | 2158.4772 | 2161.744 | 2239.0055 | 2193.3635 | 1876.6275 | 1767.015 | 1433.782
P95 |  |  |  |  | 13004.8604 | 12318.3237 | 7823.1942 | 6694.1265 | 5641.4094 | 4834.8346 | 4841.883 | 4309.7035 | 4082.2345 | 3936.38 | 3879.4907 | 3617.281 | 3781.7535 | 3133.5315 | 3062.826 | 2674.134
FUELCONSUMED - Fuel Consumed
MEAN |  |  |  |  | 176114.3306 | 169142.638 | 97381.873 | 79774.6474 | 63538.4213 | 60914.2907 | 63203.1093 | 56518.2066 | 53417.034 | 49879.0042 | 47934.4035 | 49568.9225 | 46209.8907 | 41285.3911 | 38987.4099 | 33367.4902
P5 |  |  |  |  | 147212.681 | 142959.8053 | 65219.3694 | 57015.1665 | 41210.8168 | 44984.4477 | 49776.7024 | 42621.3215 | 41861.5898 | 35180.3567 | 35238.9738 | 36495.2375 | 35753.8004 | 30592.6188 | 28799.9003 | 23370.005
P95 |  |  |  |  | 212845.5061 | 201609.2254 | 128039.1851 | 109560.1718 | 92330.7592 | 79129.8631 | 78921.9432 | 70246.6026 | 66545.6849 | 64158.1589 | 63240.4182 | 58960.8371 | 61646.1428 | 51082.5587 | 49919.8272 | 43587.6536
FUELCOST - Fuel Cost
MEAN |  |  |  |  | 280190.3739 | 282428.9211 | 178084.9841 | 150280.1266 | 125529.1836 | 120904.727 | 129353.2504 | 118258.6059 | 114251.0238 | 110684.2026 | 108071.6144 | 113703.6662 | 108264.1617 | 101106.5661 | 97882.9083 | 87448.9925
P5 |  |  |  |  | 174384.3591 | 178103.0136 | 79906.7228 | 83151.9087 | 62185.6132 | 71100.4957 | 78981.1969 | 71352.7404 | 72592.3362 | 56697.6389 | 58533.7639 | 64296.1499 | 66254.9223 | 58179.5705 | 60379.4126 | 47725.9884
P95 |  |  |  |  | 436523.5094 | 410239.7623 | 281658.8946 | 282072.0438 | 242584.8188 | 194117.2093 | 213298.9934 | 178320.8883 | 177421.8429 | 185572.2085 | 174086.1493 | 165519.5387 | 174648.6298 | 149331.0909 | 148418.9583 | 130999.2311
NETPOS - Net Position (MWh)
MEAN |  |  |  |  | 20547.1935 | 19643.8588 | 11439.1533 | 9364.6127 | 7453.3728 | 7140.7466 | 7403.8259 | 6615.3466 | 6310.722 | 5888.6598 | 5654.4113 | 5843.0628 | 5443.4536 | 4859.8706 | 4586.0574 | 3922.2358
P5 |  |  |  |  | 17084.174 | 16568.3477 | 7660.42 | 6693.085 | 4833.8589 | 5273.675 | 5831.385 | 4988.63 | 4945.84 | 4153.525 | 4157.01 | 4300.52 | 4211.78 | 3601.25 | 3387.825 | 2747.15
P95 |  |  |  |  | 24936.1861 | 23528.5781 | 15041.79 | 12861.38 | 10829.1662 | 9276.6135 | 9244.56 | 8221.9 | 7861.79 | 7573.93 | 7459.825 | 6949.0041 | 7261.475 | 6013.25 | 5872.23 | 5122.515
NETREVENUE - Net Revenue $
MEAN |  |  |  |  | 50371.0284 | 13336.4705 | 58689.4754 | 48205.8898 | 34451.097 | 42567.1079 | 43368.8128 | 43145.5244 | 46665.2792 | 47778.3055 | 47171.8565 | 51957.2379 | 46796.632 | 40070.4167 | 39962.6607 | 35268.3478
P5 |  |  |  |  | -69380.8839 | -76429.8267 | 15695.0663 | 15319.6948 | 6870.3767 | 19420.5108 | 15141.45 | 19149.6798 | 20799.0292 | 21755.5827 | 23824.9961 | 26111.4598 | 25442.8934 | 19679.1085 | 23122.3962 | 17444.3969
P95 |  |  |  |  | 161655.4664 | 88763.7919 | 109899.8851 | 99626.0948 | 77897.339 | 77928.9272 | 90300.2305 | 69302.6272 | 74911.2698 | 78969.3139 | 82264.7967 | 80693.5805 | 81175.7372 | 65321.7544 | 59328.4041 | 54451.7345
STARTS - Number Starts
MEAN |  |  |  |  | 121.98 | 115.92 | 120.56 | 104.87 | 91.16 | 88.74 | 93.67 | 86.5 | 86.02 | 82.91 | 79.67 | 78.22 | 77.93 | 70.95 | 67.96 | 61.89
P5 |  |  |  |  | 101 | 92.5 | 101.5 | 78 | 70 | 70.5 | 73 | 66.5 | 68 | 60.5 | 56 | 56.5 | 60 | 54 | 54 | 47
P95 |  |  |  |  | 145.5 | 138.5 | 143 | 126.5 | 111 | 108 | 113 | 106 | 106 | 100.5 | 104.5 | 96 | 97.5 | 87.5 | 87.5 | 77.5
VOMCOSTS - VOM Costs
MEAN |  |  |  |  | 13972.0916 | 13750.7011 | 8121.7988 | 6742.5211 | 5515.4958 | 5355.5599 | 5700.946 | 5159.9704 | 5048.5776 | 4828.701 | 4693.1614 | 4966.6034 | 4735.8046 | 4276.6861 | 4127.4517 | 3608.457
P5 |  |  |  |  | 11617.2384 | 11597.8434 | 5438.8982 | 4819.0212 | 3577.0556 | 3955.2562 | 4490.1664 | 3891.1314 | 3956.672 | 3405.8905 | 3450.3183 | 3655.442 | 3664.2486 | 3169.1 | 3049.0425 | 2527.378
P95 |  |  |  |  | 16956.6065 | 16470.0046 | 10679.6709 | 9260.1936 | 8013.583 | 6957.4601 | 7118.3112 | 6413.082 | 6289.432 | 6210.6226 | 6191.6547 | 5906.6535 | 6317.4833 | 5291.66 | 5285.007 | 4712.7138
15599: New 2023JAN 18V50DF_NG_B #4
CAPACITYFACTOR - Net Generation Capacity Factor
MEAN |  |  |  |  | 0.32152 | 0.2904 | 0.18796 | 0.1558 | 0.12214 | 0.1181 | 0.12444 | 0.11387 | 0.10936 | 0.10461 | 0.097101 | 0.099737 | 0.095804 | 0.085456 | 0.079801 | 0.068368
P5 |  |  |  |  | 0.2515 | 0.21935 | 0.13479 | 0.11016 | 0.079906 | 0.088862 | 0.098056 | 0.087792 | 0.087143 | 0.076635 | 0.074451 | 0.07483 | 0.077259 | 0.065842 | 0.061813 | 0.049825
P95 |  |  |  |  | 0.40093 | 0.35521 | 0.24487 | 0.20961 | 0.17366 | 0.1514 | 0.15571 | 0.14022 | 0.1322 | 0.13133 | 0.12847 | 0.1171 | 0.12115 | 0.10478 | 0.097987 | 0.085299
CO2EMISSIONS - CO2 Emissions
MEAN |  |  |  |  | 10337.891 | 9327.5552 | 5968.0639 | 4945.6728 | 3861.0508 | 3780.5489 | 3959.4376 | 3617.9271 | 3509.1552 | 3302.9217 | 3096.2409 | 3206.7209 | 3062.6675 | 2730.5274 | 2545.8713 | 2173.3809
P5 |  |  |  |  | 8089.4162 | 7045.4327 | 4295.046 | 3463.6986 | 2534.9176 | 2843.2505 | 3117.6385 | 2790.4592 | 2826.5512 | 2390.5245 | 2345.536 | 2393.7005 | 2464.257 | 2099.2042 | 1958.987 | 1586.312
P95 |  |  |  |  | 12863.3307 | 11383.6347 | 7765.1256 | 6694.4775 | 5484.1814 | 4846.554 | 4921.752 | 4453.247 | 4253.5337 | 4162.3597 | 4134.8548 | 3769.4637 | 3856.0307 | 3347.7175 | 3134.9812 | 2704.306
FUELCONSUMED - Fuel Consumed
MEAN |  |  |  |  | 169196.2523 | 152660.4772 | 97676.9863 | 80943.9091 | 63192.3214 | 61874.7771 | 64538.0461 | 58970.8006 | 57203.808 | 53833.4761 | 50472.4861 | 52267.9754 | 49924.2761 | 44512.8676 | 41494.2278 | 35425.1709
P5 |  |  |  |  | 132396.3364 | 115309.8649 | 70295.3517 | 56689.011 | 41488.0128 | 46534.3787 | 50816.571 | 45483.2737 | 46076.3232 | 38962.4235 | 38234.9999 | 39016.2048 | 40169.6084 | 34221.0456 | 31928.7784 | 25856.1758
P95 |  |  |  |  | 210529.1446 | 186311.5335 | 127088.7989 | 109565.9162 | 89757.47 | 79321.6687 | 80223.334 | 72586.6067 | 69338.9853 | 67841.8014 | 67403.405 | 61440.7657 | 62856.9288 | 54574.5103 | 51096.0131 | 44079.1331
FUELCOST - Fuel Cost
MEAN |  |  |  |  | 273134.3978 | 257287.5621 | 178423.1064 | 152574.8762 | 125391.9728 | 122742.1074 | 131962.42 | 123059.2243 | 121448.2011 | 118519.535 | 112754.5069 | 119059.9263 | 115822.0325 | 107949.0168 | 103350.2619 | 91934.4914
P5 |  |  |  |  | 154979.7904 | 146719.0567 | 90498.0053 | 82153.0014 | 60113.7549 | 72313.5367 | 80679.8825 | 75021.081 | 80293.7262 | 65690.3553 | 63936.6721 | 67340.0581 | 74739.6413 | 69139.155 | 66856.8442 | 51576.1746
P95 |  |  |  |  | 437740.2784 | 383245.443 | 283546.9002 | 281045.3742 | 239103.4961 | 195946.3593 | 213032.5845 | 184941.9163 | 176952.571 | 187481.251 | 174375.6931 | 173259.2509 | 175185.0316 | 153126.5584 | 141973.0048 | 135394.6468
NETPOS - Net Position (MWh)
MEAN |  |  |  |  | 19785.5026 | 17793.0491 | 11473.6779 | 9501.8241 | 7412.9627 | 7253.1659 | 7560.1067 | 6902.3772 | 6758.1932 | 6355.4328 | 5953.8079 | 6161.2181 | 5880.9653 | 5239.7302 | 4880.9537 | 4164.1413
P5 |  |  |  |  | 15454.3932 | 13414.5517 | 8257.16 | 6655.1634 | 4867.2 | 5455.2518 | 5952.9643 | 5324.04 | 5443.8 | 4600.05 | 4510.44 | 4598.93 | 4731.96 | 4028.375 | 3755.885 | 3039.4
P95 |  |  |  |  | 24686.1703 | 21800.9763 | 14928.915 | 12861.24 | 10528.75 | 9297.11 | 9398.235 | 8495 | 8190.95 | 8007.6 | 7951.1899 | 7242.0994 | 7404.105 | 6423.49 | 6010.18 | 5181.105
NETREVENUE - Net Revenue $
MEAN |  |  |  |  | 63031.4385 | 38998.7068 | 58454.9111 | 47950.5577 | 35036.4293 | 42421.7182 | 43130.4027 | 41827.964 | 44946.0001 | 45588.8865 | 45413.2712 | 50013.5731 | 44192.4732 | 37502.5291 | 38163.4574 | 33736.4045
P5 |  |  |  |  | -29250.9154 | -33483.3653 | 11948.2319 | 17367.3635 | 9434.8026 | 19340.8161 | 17263.6136 | 16414.1104 | 19975.6465 | 18846.0621 | 16900.3421 | 24675.6587 | 21223.3336 | 15016.9911 | 19959.313 | 15636.3497
P95 |  |  |  |  | 165905.3309 | 110461.2889 | 109982.6467 | 98691.2393 | 76986.919 | 77254.8992 | 87439.8444 | 68904.665 | 67779.2883 | 78310.2877 | 80929.9233 | 78881.6447 | 77809.1928 | 64348.1731 | 59494.7451 | 53256.73
STARTS - Number Starts
MEAN |  |  |  |  | 120.76 | 118.52 | 119.64 | 104.71 | 89.73 | 88.52 | 93.28 | 87.7 | 89.61 | 85.73 | 82.14 | 80.36 | 81.39 | 74.17 | 70.76 | 63.89
P5 |  |  |  |  | 98.5 | 91.5 | 100 | 82.5 | 70.5 | 71 | 73 | 69.5 | 73 | 64.5 | 59 | 59 | 65.5 | 54 | 54 | 48
P95 |  |  |  |  | 143.5 | 142.5 | 142 | 127.5 | 111 | 107.5 | 113.5 | 105.5 | 110 | 105.5 | 104.5 | 99.5 | 97.5 | 89 | 89 | 80
VOMCOSTS - VOM Costs
MEAN |  |  |  |  | 13454.1418 | 12455.1343 | 8146.3113 | 6841.3133 | 5485.5924 | 5439.8744 | 5821.2821 | 5383.8542 | 5406.5546 | 5211.4549 | 4941.6605 | 5237.0354 | 5116.4398 | 4610.9626 | 4392.8584 | 3831.01
P5 |  |  |  |  | 10508.9874 | 9390.1862 | 5862.5836 | 4791.7176 | 3601.728 | 4091.4389 | 4583.7825 | 4152.7512 | 4355.04 | 3772.041 | 3743.6652 | 3909.0905 | 4116.8052 | 3544.97 | 3380.2965 | 2796.248
P95 |  |  |  |  | 16786.5958 | 15260.6834 | 10599.5297 | 9260.0928 | 7791.275 | 6972.8325 | 7236.6409 | 6626.1 | 6552.76 | 6566.232 | 6599.4876 | 6155.7845 | 6441.5714 | 5652.6712 | 5409.162 | 4766.6166
15599: New 2023JAN 18V50DF_NG_B #5
CAPACITYFACTOR - Net Generation Capacity Factor
MEAN |  |  |  |  | 0.32226 | 0.28382 | 0.19029 | 0.15399 | 0.12218 | 0.11824 | 0.12595 | 0.11732 | 0.11403 | 0.10945 | 0.1021 | 0.10382 | 0.09958 | 0.090054 | 0.086286 | 0.074277
P5 |  |  |  |  | 0.24204 | 0.21511 | 0.13665 | 0.10939 | 0.078671 | 0.089683 | 0.096687 | 0.088819 | 0.09013 | 0.082615 | 0.077975 | 0.07942 | 0.079987 | 0.0727 | 0.067944 | 0.058968
P95 |  |  |  |  | 0.40502 | 0.34809 | 0.24649 | 0.21381 | 0.1802 | 0.15346 | 0.15769 | 0.14242 | 0.14066 | 0.13286 | 0.12813 | 0.11962 | 0.12343 | 0.10669 | 0.10575 | 0.090974
CO2EMISSIONS - CO2 Emissions
MEAN |  |  |  |  | 10353.544 | 9105.1153 | 6043.9742 | 4892.0153 | 3860.7241 | 3789.2859 | 4003.275 | 3727.4567 | 3659.1589 | 3453.847 | 3256.36 | 3338.483 | 3185.3197 | 2883.1316 | 2756.6272 | 2359.453
P5 |  |  |  |  | 7770.278 | 6936.2974 | 4318.7473 | 3459.9578 | 2480.9281 | 2874.0741 | 3079.6793 | 2816.4127 | 2906.5415 | 2605.0588 | 2481.192 | 2531.2432 | 2537.95 | 2304.324 | 2162.0323 | 1878.298
P95 |  |  |  |  | 12982.03 | 11144.5012 | 7875.7761 | 6768.0581 | 5690.0102 | 4889.3853 | 4993.5237 | 4533.4762 | 4545.405 | 4152.9367 | 4098.2908 | 3842.7683 | 3949.802 | 3399.3615 | 3385.688 | 2889.354
FUELCONSUMED - Fuel Consumed
MEAN |  |  |  |  | 169452.4389 | 149019.8911 | 98919.3814 | 80065.7171 | 63186.974 | 62017.7728 | 65252.5781 | 60756.1192 | 59649.0701 | 56293.3254 | 53082.6291 | 54415.6117 | 51923.6729 | 47000.6015 | 44929.2435 | 38458.0461
P5 |  |  |  |  | 127173.1255 | 113523.6887 | 70683.2611 | 56627.7865 | 40604.3884 | 47038.8556 | 50197.9815 | 45906.5094 | 47381.0941 | 42459.0512 | 40446.3525 | 41257.9188 | 41371.5639 | 37564.89 | 35238.2902 | 30615.4169
P95 |  |  |  |  | 212471.8487 | 182397.7285 | 128899.7728 | 110770.1815 | 93126.1903 | 80022.6721 | 81394.2257 | 73893.7478 | 74096.7088 | 67687.5947 | 66807.1159 | 62635.0788 | 64385.3298 | 55416.1396 | 55182.0312 | 47095.1773
FUELCOST - Fuel Cost
MEAN |  |  |  |  | 274073.1654 | 251672.0399 | 180672.5099 | 151315.3894 | 125233.183 | 123263.7972 | 133658.4206 | 126395.2053 | 126340.4424 | 123389.61 | 118381.0209 | 123711.2711 | 120108.4895 | 113604.6318 | 111008.4382 | 99025.6622
P5 |  |  |  |  | 147205.1806 | 139169.8103 | 90226.627 | 81295.848 | 58637.6263 | 71622.3353 | 81748.3096 | 78640.8684 | 82502.9025 | 70893.8629 | 71697.4324 | 75372.2069 | 75691.4583 | 75669.6152 | 73049.9406 | 62167.6189
P95 |  |  |  |  | 441978.3048 | 374603.4256 | 288877.9061 | 287687.7668 | 247910.03 | 197345.5502 | 220300.4547 | 191835.4406 | 190463.2275 | 195819.1414 | 184688.1558 | 170789.8577 | 176192.9812 | 157541.4059 | 151183.7076 | 149196.6247
NETPOS - Net Position (MWh)
MEAN |  |  |  |  | 19825.5497 | 17388.5842 | 11619.4715 | 9398.5914 | 7412.2533 | 7270.0568 | 7643.8083 | 7111.2518 | 7046.9816 | 6645.9341 | 6261.6728 | 6414.5076 | 6116.3948 | 5532.6176 | 5285.0824 | 4520.6726
P5 |  |  |  |  | 14872.2669 | 13154.1365 | 8302.3303 | 6647.2 | 4763.13 | 5514.52 | 5880.6993 | 5373.5416 | 5597.2192 | 5012.875 | 4771.305 | 4863.6 | 4873.3546 | 4422 | 4144.785 | 3598.85
P95 |  |  |  |  | 24817.8247 | 21292.7976 | 15143.0089 | 13002.5791 | 10922.6073 | 9379.2213 | 9531.5289 | 8648.4805 | 8751.86 | 7991.04 | 7880.575 | 7383.6 | 7584.56 | 6523.302 | 6491.24 | 5536.05
NETREVENUE - Net Revenue $
MEAN |  |  |  |  | 64741.6977 | 45489.4713 | 57645.4092 | 48488.2851 | 35078.2758 | 42567.4873 | 43106.5414 | 40945.4372 | 43411.0753 | 43981.2596 | 44281.6045 | 48535.77 | 42750.9405 | 36546.3209 | 36113.5889 | 31860.8601
P5 |  |  |  |  | -7368.9849 | -20182.7677 | 11433.5302 | 15837.9265 | 8198.8384 | 19629.5075 | 16129.923 | 15231.3734 | 17232.7298 | 16910.1226 | 17772.9305 | 21980.4133 | 19585.9705 | 15722.5911 | 17303.3671 | 12211.0562
P95 |  |  |  |  | 161375.0174 | 112157.0703 | 107759.5007 | 95280.7221 | 78115.9903 | 77599.9361 | 90002.067 | 69576.6564 | 71160.9804 | 78568.2148 | 79589.7426 | 77179.5604 | 77966.9934 | 63201.9967 | 57474.2677 | 53364.7528
STARTS - Number Starts
MEAN |  |  |  |  | 119.79 | 118.23 | 121.09 | 103.92 | 90.59 | 88.49 | 93.56 | 89.14 | 89.99 | 86.74 | 83.59 | 81.73 | 82.22 | 76.04 | 73.7 | 67.08
P5 |  |  |  |  | 98.5 | 92.5 | 98.5 | 77.5 | 68 | 70 | 74 | 70.5 | 73 | 66 | 63 | 63.5 | 67 | 58.5 | 56.5 | 51.5
P95 |  |  |  |  | 143 | 144.5 | 142.5 | 127.5 | 111 | 108 | 113 | 107.5 | 106.5 | 103.5 | 106 | 99 | 97 | 92.5 | 91 | 82.5
VOMCOSTS - VOM Costs
MEAN |  |  |  |  | 13481.3738 | 12172.0089 | 8249.8247 | 6766.9858 | 5485.0674 | 5452.5426 | 5885.7324 | 5546.7764 | 5637.5853 | 5449.6659 | 5197.1884 | 5452.3314 | 5321.2635 | 4868.7035 | 4756.5742 | 4159.0188
P5 |  |  |  |  | 10113.1415 | 9207.8955 | 5894.6545 | 4785.984 | 3524.7162 | 4135.89 | 4528.1385 | 4191.3625 | 4477.7754 | 4110.5575 | 3960.1831 | 4134.06 | 4239.8185 | 3891.36 | 3730.3065 | 3310.942
P95 |  |  |  |  | 16876.1208 | 14904.9583 | 10751.5363 | 9361.8569 | 8082.7294 | 7034.416 | 7339.2773 | 6745.8148 | 7001.488 | 6552.6528 | 6540.8772 | 6276.06 | 6598.5672 | 5740.5058 | 5842.116 | 5093.166
15599: New 2023JAN 18V50DF_NG_B #6
CAPACITYFACTOR - Net Generation Capacity Factor
MEAN |  |  |  |  | 0.32258 | 0.26845 | 0.19232 | 0.15439 | 0.12362 | 0.11862 | 0.12596 | 0.11859 | 0.11723 | 0.11215 | 0.1066 | 0.10716 | 0.10294 | 0.092563 | 0.091538 | 0.079263
P5 |  |  |  |  | 0.23513 | 0.17876 | 0.14276 | 0.10991 | 0.081534 | 0.087522 | 0.098079 | 0.093147 | 0.092497 | 0.086938 | 0.080266 | 0.082 | 0.082681 | 0.075635 | 0.074164 | 0.062647
P95 |  |  |  |  | 0.40645 | 0.34604 | 0.25428 | 0.21116 | 0.17596 | 0.15067 | 0.15631 | 0.14685 | 0.14134 | 0.1342 | 0.1361 | 0.12478 | 0.12618 | 0.10882 | 0.10937 | 0.09373
CO2EMISSIONS - CO2 Emissions
MEAN |  |  |  |  | 10374.4324 | 8597.6296 | 6119.9224 | 4901.1026 | 3898.9152 | 3798.1541 | 4008.9901 | 3768.0799 | 3757.9074 | 3541.0791 | 3397.7926 | 3442.7962 | 3291.6773 | 2963.2845 | 2920.9983 | 2518.7193
P5 |  |  |  |  | 7599.9532 | 5740.7665 | 4505.7818 | 3464.2931 | 2582.148 | 2817.8046 | 3123.336 | 2948.1875 | 2975.5478 | 2749.541 | 2554.1168 | 2651.939 | 2643.3962 | 2409.066 | 2382.5295 | 1982.89
P95 |  |  |  |  | 13163.7499 | 11102.9687 | 8102.354 | 6707.8345 | 5541.6618 | 4866.6266 | 4995.93 | 4682.2875 | 4506.3295 | 4288.9958 | 4323.8215 | 4013.2665 | 4026.4315 | 3478.3072 | 3470.9322 | 2971.3857
FUELCONSUMED - Fuel Consumed
MEAN |  |  |  |  | 169794.3117 | 140714.0693 | 100162.3953 | 80214.4458 | 63812.0334 | 62162.9145 | 65345.7457 | 61418.2526 | 61258.7724 | 57715.212 | 55388.1783 | 56115.8866 | 53657.3793 | 48307.2343 | 47608.2648 | 41054.0609
P5 |  |  |  |  | 124385.4867 | 93956.8989 | 73744.3828 | 56698.7415 | 42261.0143 | 46117.9141 | 50909.6003 | 48054.3842 | 48505.1526 | 44813.923 | 41635.1213 | 43225.8935 | 43089.7395 | 39272.385 | 38832.2455 | 32320.2198
P95 |  |  |  |  | 215445.9877 | 181717.982 | 132608.0859 | 109784.5254 | 90698.2296 | 79650.1896 | 81432.7196 | 76319.4589 | 73459.2461 | 69905.4905 | 70483.6817 | 65414.1096 | 65634.6145 | 56703.0631 | 56571.5497 | 48432.568
FUELCOST - Fuel Cost
MEAN |  |  |  |  | 274939.2687 | 238456.7629 | 182851.8581 | 151372.3878 | 126305.8322 | 123504.1528 | 133946.8114 | 127941.8298 | 129854.9093 | 126171.3476 | 123144.4836 | 127420.2473 | 123838.9972 | 116551.0371 | 117268.9985 | 104911.3306
P5 |  |  |  |  | 144665.506 | 116203.6981 | 93093.9148 | 83138.8557 | 60200.143 | 71469.0912 | 79986.1056 | 81169.5984 | 81711.2959 | 74732.2266 | 72992.5702 | 74119.4883 | 81574.6273 | 77426.5737 | 82306.9359 | 67167.2024
P95 |  |  |  |  | 436492.0225 | 357035.3975 | 299041.6546 | 280904.2139 | 242865.4907 | 199029.1839 | 218821.1921 | 190351.0419 | 187237.0807 | 201431.9258 | 189153.2069 | 178979.1766 | 184485.5627 | 156882.0177 | 159728.8695 | 145638.5188
NETPOS - Net Position (MWh)
MEAN |  |  |  |  | 19859.8173 | 16449.3789 | 11765.2825 | 9416.0395 | 7485.4046 | 7287.0082 | 7654.7514 | 7188.7592 | 7237.2294 | 6813.6096 | 6533.6462 | 6614.8197 | 6320.7135 | 5686.4699 | 5600.2194 | 4825.7499
P5 |  |  |  |  | 14538.87 | 10974.1317 | 8661.0953 | 6655.39 | 4956.9009 | 5406.555 | 5964.105 | 5624.4287 | 5730.76 | 5290.9 | 4911.253 | 5095.1755 | 5075.95 | 4623 | 4567.145 | 3799.25
P95 |  |  |  |  | 25232.6566 | 21243.4545 | 15575.435 | 12886.09 | 10637.6093 | 9336.1614 | 9539.105 | 8933.4842 | 8678.3844 | 8252.07 | 8313.875 | 7711.2 | 7731.315 | 6674.875 | 6654.285 | 5692.2304
NETREVENUE - Net Revenue $
MEAN |  |  |  |  | 63324.149 | 55838.5136 | 57383.2288 | 48367.4837 | 34434.1518 | 42406.2943 | 42832.6571 | 40654.9884 | 43321.6874 | 43696.8524 | 43356.0695 | 48051.6427 | 42479.5809 | 36106.982 | 34638.0904 | 29802.6518
P5 |  |  |  |  | -9111.8289 | -698.4664 | 10718.7806 | 16270.4624 | 6359.9573 | 20302.8161 | 15993.1278 | 15796.0228 | 19056.7882 | 16246.1946 | 17185.521 | 23657.2823 | 20926.4104 | 15636.1555 | 16645.8249 | 9454.6836
P95 |  |  |  |  | 164429.1806 | 115397.3137 | 105724.2996 | 93297.4077 | 79331.4152 | 75071.9618 | 89195.5342 | 68963.2941 | 69167.0885 | 75140.583 | 78491.9605 | 77541.2971 | 78393.9388 | 62717.3355 | 55736.5411 | 49058.5814
STARTS - Number Starts
MEAN |  |  |  |  | 120.68 | 120.17 | 120.96 | 104.59 | 91.14 | 88.75 | 94.05 | 88.51 | 91.07 | 87.15 | 85.22 | 83.02 | 83.34 | 75.9 | 74.93 | 68.89
P5 |  |  |  |  | 102 | 95 | 103.5 | 80.5 | 68.5 | 69 | 73 | 70 | 73.5 | 69 | 65 | 60 | 65.5 | 57 | 58 | 52
P95 |  |  |  |  | 142 | 145 | 139.5 | 126 | 112 | 105.5 | 117 | 108 | 110.5 | 105.5 | 106.5 | 102 | 100.5 | 92 | 91.5 | 86
VOMCOSTS - VOM Costs
MEAN |  |  |  |  | 13504.6757 | 11514.5652 | 8353.3506 | 6779.5485 | 5539.1994 | 5465.2562 | 5894.1586 | 5607.2322 | 5789.7835 | 5587.1599 | 5422.9263 | 5622.5967 | 5499.0208 | 5004.0935 | 5040.1974 | 4439.6899
P5 |  |  |  |  | 9886.4316 | 7681.8922 | 6149.3777 | 4791.8808 | 3668.1067 | 4054.9163 | 4592.3609 | 4387.0544 | 4584.608 | 4338.538 | 4076.34 | 4330.8992 | 4416.0765 | 4068.24 | 4110.4305 | 3495.31
P95 |  |  |  |  | 17158.2065 | 14870.4181 | 11058.5588 | 9277.9848 | 7871.8309 | 7002.121 | 7345.1109 | 6968.1177 | 6942.7075 | 6766.6974 | 6900.5162 | 6554.52 | 6726.2441 | 5873.89 | 5988.8565 | 5236.852
15599: New 2023JAN 18V50DF_NG_B #7
CAPACITYFACTOR - Net Generation Capacity Factor
MEAN |  |  |  |  | 0.32008 | 0.26051 | 0.19213 | 0.15561 | 0.12388 | 0.11987 | 0.12652 | 0.11946 | 0.1191 | 0.11358 | 0.10722 | 0.10804 | 0.10421 | 0.09367 | 0.092657 | 0.082074
P5 |  |  |  |  | 0.23109 | 0.1783 | 0.14506 | 0.11023 | 0.082298 | 0.089811 | 0.094264 | 0.094819 | 0.089699 | 0.085967 | 0.081501 | 0.080975 | 0.081339 | 0.073991 | 0.077251 | 0.063475
P95 |  |  |  |  | 0.39757 | 0.33343 | 0.25122 | 0.21912 | 0.1823 | 0.15492 | 0.16324 | 0.14586 | 0.14346 | 0.13939 | 0.13476 | 0.12606 | 0.1287 | 0.11229 | 0.11158 | 0.096994
CO2EMISSIONS - CO2 Emissions
MEAN |  |  |  |  | 10280.1554 | 8326.6879 | 6107.1755 | 4937.5415 | 3912.8445 | 3841.4959 | 4017.2492 | 3798.4876 | 3818.3373 | 3584.7761 | 3421.6743 | 3470.337 | 3331.9489 | 2997.8584 | 2959.0369 | 2607.0125
P5 |  |  |  |  | 7386.7597 | 5694.1479 | 4595.4916 | 3495.8454 | 2585.6548 | 2865.4172 | 2997.0037 | 3005.4428 | 2877.9462 | 2720.4595 | 2610.4507 | 2614.3065 | 2599.7038 | 2347.9665 | 2454.3533 | 2028.816
P95 |  |  |  |  | 12756.4746 | 10562.8924 | 7988.8147 | 6950.0938 | 5750.6321 | 4994.378 | 5174.034 | 4697.39 | 4636.9748 | 4399.286 | 4264.9123 | 4087.5862 | 4126.9243 | 3572.3075 | 3576.2625 | 3105.242
FUELCONSUMED - Fuel Consumed
MEAN |  |  |  |  | 168251.3154 | 136279.6708 | 99953.773 | 80810.8264 | 64040.0083 | 62872.2739 | 65480.4274 | 61913.8395 | 62243.9348 | 58427.3568 | 55777.5218 | 56564.8063 | 54313.9045 | 48870.8749 | 48228.2322 | 42493.1956
P5 |  |  |  |  | 120896.2316 | 93193.9098 | 75212.6278 | 57215.1457 | 42318.4095 | 46897.1723 | 48850.6207 | 48987.5651 | 46914.3581 | 44340.2974 | 42553.5712 | 42611.8056 | 42377.5125 | 38276.3463 | 40002.7182 | 33068.9483
P95 |  |  |  |  | 208780.2714 | 172878.7626 | 130749.8313 | 113749.4893 | 94118.3658 | 81741.0478 | 84335.7706 | 76565.7703 | 75588.8255 | 71703.574 | 69523.5404 | 66625.482 | 67272.7369 | 58235.6021 | 58288.0034 | 50614.2105
FUELCOST - Fuel Cost
MEAN |  |  |  |  | 272618.1998 | 231980.455 | 182362.1904 | 152876.3839 | 127230.7165 | 124981.4983 | 134504.2251 | 128698.9328 | 132237.1159 | 127918.2171 | 124249.2233 | 128428.9503 | 125552.6695 | 117989.6071 | 118853.0855 | 108321.2743
P5 |  |  |  |  | 144210.7781 | 112902.8405 | 91528.4095 | 80167.8785 | 61546.4485 | 75921.6462 | 82139.1812 | 81439.0558 | 84724.4208 | 73417.356 | 73986.1683 | 79436.6578 | 80902.2818 | 80340.5135 | 84815.4396 | 71880.609
P95 |  |  |  |  | 424116.8347 | 352529.2189 | 284841.1779 | 289451.1373 | 251162.9887 | 203845.7339 | 222981.5107 | 182413.4769 | 201373.343 | 199486.1698 | 193944.3889 | 181815.1736 | 176524.5498 | 164038.8488 | 165089.4154 | 149012.5665
NETPOS - Net Position (MWh)
MEAN |  |  |  |  | 19688.3755 | 15949.5231 | 11740.7779 | 9486.0462 | 7512.1638 | 7370.0443 | 7670.3892 | 7246.9486 | 7353.4005 | 6897.7976 | 6579.5003 | 6667.788 | 6397.9063 | 5752.7512 | 5673.131 | 4994.9042
P5 |  |  |  |  | 14176.2407 | 10889.097 | 8835.0361 | 6716.3981 | 4964.3156 | 5497.91 | 5721.9623 | 5733.83 | 5542.5516 | 5234.3925 | 5019.475 | 5023.2 | 4992.05 | 4505.75 | 4705.24 | 3886.855
P95 |  |  |  |  | 24448.6068 | 20241.3723 | 15358.61 | 13350.5435 | 11036.3903 | 9581.7395 | 9879.2 | 8961.0268 | 8929.8406 | 8462.7599 | 8200.2 | 7854 | 7924.285 | 6854.87 | 6856.3503 | 5949.305
NETREVENUE - Net Revenue $
MEAN |  |  |  |  | 64998.3871 | 61662.4315 | 57314.9414 | 48172.6019 | 34657.9042 | 42102.419 | 42332.3103 | 40577.4587 | 43094.843 | 43825.4705 | 43294.4594 | 47644.7688 | 41932.3796 | 35681.4955 | 34497.6102 | 29225.0109
P5 |  |  |  |  | -5051.65 | 11543.1519 | 7910.6191 | 17460.5992 | 7246.4747 | 17485.1272 | 14795.0916 | 12962.4344 | 16838.6637 | 16797.9937 | 17051.1749 | 22971.0688 | 20389.8539 | 16517.6801 | 16519.5552 | 9989.9553
P95 |  |  |  |  | 157860.2584 | 124507.2111 | 104917.5889 | 97678.2622 | 76924.208 | 78494.9324 | 88179.9256 | 68227.1488 | 71048.0398 | 73224.4568 | 76445.6831 | 77431.248 | 76508.9094 | 61998.3476 | 56435.2205 | 50296.7308
STARTS - Number Starts
MEAN |  |  |  |  | 120.66 | 122 | 121.76 | 104.82 | 90.62 | 89.54 | 94.27 | 89.77 | 91.03 | 87.3 | 84.24 | 82.54 | 84.11 | 77.41 | 74.77 | 69.21
P5 |  |  |  |  | 99 | 96 | 102 | 81 | 69 | 71 | 73.5 | 73 | 73.5 | 69 | 65.5 | 60.5 | 64 | 58.5 | 56.5 | 51
P95 |  |  |  |  | 144 | 150.5 | 140 | 128 | 111 | 104.5 | 116 | 109 | 109.5 | 103 | 105.5 | 106 | 102.5 | 94 | 90 | 86
VOMCOSTS - VOM Costs
MEAN |  |  |  |  | 13388.0954 | 11164.6662 | 8335.9523 | 6829.9533 | 5559.0012 | 5527.5332 | 5906.1997 | 5652.6199 | 5882.7204 | 5656.194 | 5460.9852 | 5667.6198 | 5566.1785 | 5062.421 | 5105.8179 | 4595.3119
P5 |  |  |  |  | 9639.8437 | 7622.3679 | 6272.8756 | 4835.8067 | 3673.5935 | 4123.4325 | 4405.911 | 4472.3874 | 4434.0413 | 4292.2018 | 4166.1642 | 4269.72 | 4343.0835 | 3965.06 | 4234.716 | 3575.9066
P95 |  |  |  |  | 16625.0526 | 14168.9606 | 10904.6131 | 9612.3913 | 8166.9288 | 7186.3046 | 7606.984 | 6989.6009 | 7143.8725 | 6939.4631 | 6806.166 | 6675.9 | 6894.128 | 6032.2856 | 6170.7152 | 5473.3606
15599: New 2023JAN 18V50DF_NG_B #8
CAPACITYFACTOR - Net Generation Capacity Factor
MEAN |  |  |  |  | 0.32067 | 0.25416 | 0.19523 | 0.15615 | 0.1236 | 0.12068 | 0.12792 | 0.11947 | 0.12007 | 0.11573 | 0.10903 | 0.11003 | 0.10656 | 0.09581 | 0.093046 | 0.081952
P5 |  |  |  |  | 0.22751 | 0.17704 | 0.1459 | 0.10928 | 0.081325 | 0.090302 | 0.0975 | 0.092868 | 0.098054 | 0.090519 | 0.083675 | 0.080085 | 0.084223 | 0.075277 | 0.074742 | 0.063351
P95 |  |  |  |  | 0.40792 | 0.31984 | 0.25123 | 0.21054 | 0.18227 | 0.15632 | 0.16314 | 0.14754 | 0.1444 | 0.13996 | 0.13584 | 0.12673 | 0.13055 | 0.11403 | 0.11214 | 0.094818
CO2EMISSIONS - CO2 Emissions
MEAN |  |  |  |  | 10307.2993 | 8123.583 | 6203.8729 | 4954.8593 | 3904.8657 | 3860.0338 | 4063.1737 | 3792.9842 | 3849.0098 | 3654.6808 | 3479.749 | 3540.3262 | 3413.5492 | 3061.9969 | 2968.1488 | 2601.8086
P5 |  |  |  |  | 7324.6857 | 5630.6482 | 4600.1903 | 3461.4396 | 2571.9252 | 2892.7684 | 3091.573 | 2952.2675 | 3128.9265 | 2845.73 | 2678.112 | 2579.3325 | 2687.0887 | 2391.609 | 2369.109 | 2026.47
P95 |  |  |  |  | 13139.8891 | 10271.988 | 7974.2419 | 6680.7257 | 5765.6799 | 4988.6861 | 5150.967 | 4678.1705 | 4665.6157 | 4442.2345 | 4323.4933 | 4074.471 | 4188.0938 | 3625.8392 | 3577.66 | 3007.354
FUELCONSUMED - Fuel Consumed
MEAN |  |  |  |  | 168695.5692 | 132955.5323 | 101536.3816 | 81094.2596 | 63909.4223 | 63175.6753 | 66228.9142 | 61824.1246 | 62743.8846 | 59566.7464 | 56724.2821 | 57705.5879 | 55644.0443 | 49916.441 | 48376.757 | 42408.3629
P5 |  |  |  |  | 119880.2889 | 92154.635 | 75289.5304 | 56652.0387 | 42093.7017 | 47344.8176 | 50391.8291 | 48120.8321 | 51005.4182 | 46382.1163 | 43656.3805 | 42041.748 | 43801.9667 | 38987.8025 | 38613.1997 | 33030.5543
P95 |  |  |  |  | 215055.4675 | 168117.644 | 130511.3244 | 109340.8458 | 94364.6461 | 81647.8899 | 83960.541 | 76252.4621 | 76055.3592 | 72403.0818 | 70479.0064 | 66411.7104 | 68269.8548 | 59108.1427 | 58310.9093 | 49018.8352
FUELCOST - Fuel Cost
MEAN |  |  |  |  | 273743.5801 | 227017.6688 | 184838.7379 | 153265.5525 | 126975.6544 | 126097.1656 | 136040.92 | 128862.8741 | 133050.5748 | 130020.5046 | 126170.2189 | 130946.5875 | 128424.3403 | 120348.5476 | 119348.5732 | 108254.1586
P5 |  |  |  |  | 140415.9826 | 113642.0684 | 97229.2458 | 83068.4922 | 61319.4766 | 74400.4241 | 80244.5879 | 79659.1887 | 87278.4637 | 77043.9395 | 75220.5229 | 77798.2961 | 81382.5951 | 78950.8006 | 84264.273 | 69063.7249
P95 |  |  |  |  | 433584.9028 | 351944.8413 | 294966.8086 | 279587.0136 | 250771.1424 | 203253.9132 | 224163.1164 | 190864.8596 | 190355.2286 | 211471.8391 | 192265.9673 | 176479.435 | 188483.0757 | 172261.1487 | 165702.4072 | 147331.4934
NETPOS - Net Position (MWh)
MEAN |  |  |  |  | 19733.0365 | 15569.9624 | 11926.0177 | 9519.2124 | 7496.646 | 7405.6422 | 7758.1606 | 7236.4248 | 7412.6618 | 7032.2854 | 6691.0507 | 6802.2072 | 6554.6458 | 5875.8637 | 5690.5909 | 4984.9891
P5 |  |  |  |  | 14032.4865 | 10813.3874 | 8844.1669 | 6650.3762 | 4937.85 | 5549.7611 | 5903.191 | 5632.1628 | 6026.16 | 5475.9694 | 5149.98 | 4956 | 5159.85 | 4589.5 | 4542.195 | 3882.75
P95 |  |  |  |  | 25178.3911 | 19694.9348 | 15329.765 | 12835.5509 | 11068.3041 | 9571.445 | 9833.215 | 8924.8354 | 8985.46 | 8546.945 | 8313.1803 | 7828.8 | 8041.745 | 6957.8232 | 6859.3 | 5761.36
NETREVENUE - Net Revenue $
MEAN |  |  |  |  | 62785.6993 | 66436.5206 | 56684.3035 | 47601.0548 | 34536.1475 | 42034.5133 | 41979.7061 | 40282.2127 | 42250.8977 | 42676.3579 | 42551.0624 | 47560.3264 | 41498.9939 | 35406.4348 | 34513.8511 | 29514.7635
P5 |  |  |  |  | -3436.1474 | 11082.5588 | 10721.8636 | 17039.9448 | 6593.884 | 19256.4323 | 16637.5028 | 15323.0014 | 14551.8038 | 17296.6198 | 16820.3727 | 22992.7207 | 19299.3275 | 15469.8411 | 14995.6554 | 10623.8421
P95 |  |  |  |  | 148081.0841 | 124116.3111 | 106709.1593 | 94177.0998 | 76014.7151 | 75186.7174 | 87031.0401 | 70144.0639 | 70949.6865 | 74710.6487 | 76957.9424 | 75603.5043 | 75989.4822 | 63554.6406 | 57223.7989 | 52432.7367
STARTS - Number Starts
MEAN |  |  |  |  | 121.05 | 123.77 | 121.97 | 107.27 | 90.78 | 89.59 | 95.16 | 89.76 | 91.91 | 88.17 | 85.67 | 83.1 | 83.66 | 77.21 | 75.53 | 68.83
P5 |  |  |  |  | 99 | 94.5 | 102 | 84 | 71 | 71 | 75.5 | 69.5 | 74 | 67 | 65.5 | 60 | 65 | 58 | 60.5 | 53
P95 |  |  |  |  | 139.5 | 147 | 143 | 128.5 | 110 | 109 | 118 | 106.5 | 109 | 108 | 108 | 104 | 100 | 91.5 | 96.5 | 85.5
VOMCOSTS - VOM Costs
MEAN |  |  |  |  | 13418.4648 | 10898.9737 | 8467.4726 | 6853.8329 | 5547.518 | 5554.2316 | 5973.7836 | 5644.4113 | 5930.1294 | 5766.474 | 5553.5721 | 5781.8762 | 5702.5418 | 5170.7601 | 5121.5318 | 4586.19
P5 |  |  |  |  | 9542.0908 | 7569.3712 | 6279.3585 | 4788.2708 | 3654.009 | 4162.3208 | 4545.4571 | 4393.087 | 4820.928 | 4490.2949 | 4274.4834 | 4212.6 | 4489.0695 | 4038.76 | 4087.9755 | 3572.13
P95 |  |  |  |  | 17121.306 | 13786.4543 | 10884.1331 | 9241.5967 | 8190.5451 | 7178.5837 | 7571.5755 | 6961.3716 | 7188.368 | 7008.4949 | 6899.9397 | 6654.48 | 6996.3182 | 6122.8844 | 6173.37 | 5300.4512
15599: New 2023JAN 18V50DF_NG_B #9
CAPACITYFACTOR - Net Generation Capacity Factor
MEAN |  |  |  |  | 0.31725 | 0.25422 | 0.19447 | 0.15887 | 0.12388 | 0.11972 | 0.12789 | 0.12058 | 0.12251 | 0.11753 | 0.11047 | 0.11145 | 0.10963 | 0.097955 | 0.093353 | 0.083014
P5 |  |  |  |  | 0.23136 | 0.17733 | 0.1439 | 0.11334 | 0.084084 | 0.090095 | 0.095515 | 0.094156 | 0.10009 | 0.089501 | 0.083186 | 0.083168 | 0.089875 | 0.079295 | 0.07539 | 0.069618
P95 |  |  |  |  | 0.40379 | 0.32446 | 0.24912 | 0.21777 | 0.18345 | 0.15994 | 0.16598 | 0.14895 | 0.15101 | 0.14685 | 0.13448 | 0.13033 | 0.13169 | 0.11643 | 0.11929 | 0.098017
CO2EMISSIONS - CO2 Emissions
MEAN |  |  |  |  | 10197.4448 | 8129.6171 | 6175.2573 | 5041.449 | 3910.5482 | 3833.1606 | 4068.8864 | 3832.5192 | 3926.6949 | 3707.362 | 3519.8951 | 3575.556 | 3505.5292 | 3138.897 | 2981.0302 | 2636.3832
P5 |  |  |  |  | 7419.6269 | 5676.5634 | 4544.1825 | 3575.5339 | 2669.2465 | 2874.0741 | 3050.8162 | 3003.7582 | 3194.6602 | 2797.7018 | 2660.608 | 2697.3697 | 2883.705 | 2522.5365 | 2408.376 | 2213.5935
P95 |  |  |  |  | 13023.4577 | 10379.0882 | 7922.0488 | 6943.2334 | 5823.6076 | 5140.1809 | 5256.5458 | 4690.2475 | 4855.533 | 4640.945 | 4264.9123 | 4194.8615 | 4209.94 | 3747.6645 | 3826.351 | 3109.6
FUELCONSUMED - Fuel Consumed
MEAN |  |  |  |  | 166897.6229 | 133054.2902 | 101068.0405 | 82511.4398 | 64002.425 | 62735.8531 | 66322.1949 | 62468.7208 | 64010.2896 | 60425.4099 | 57378.6945 | 58279.8118 | 57143.428 | 51170.105 | 48586.7125 | 42971.9106
P5 |  |  |  |  | 121434.1548 | 92906.1114 | 74372.873 | 58519.3765 | 43686.5229 | 47038.8556 | 49727.9961 | 48960.4973 | 52076.9606 | 45598.8803 | 43371.0446 | 43965.6924 | 47006.9886 | 41122.1712 | 39253.1975 | 36080.4674
P95 |  |  |  |  | 213149.8813 | 169870.5112 | 129657.0996 | 113637.2086 | 95312.7259 | 84127.3477 | 85681.7375 | 76450.3678 | 79151.2653 | 75641.335 | 69523.5404 | 68374.1712 | 68625.9684 | 61094.4556 | 62364.2286 | 50685.2439
FUELCOST - Fuel Cost
MEAN |  |  |  |  | 271063.9643 | 226975.283 | 183251.7798 | 156009.3761 | 127375.2521 | 125623.2473 | 136328.4848 | 130229.916 | 135678.8877 | 132172.6389 | 127652.4651 | 132217.5468 | 131632.765 | 123199.8632 | 120021.086 | 109895.8665
P5 |  |  |  |  | 144230.2608 | 116538.4864 | 98679.4522 | 85312.0215 | 62109.1772 | 74371.1242 | 81579.1007 | 80098.9491 | 90848.8627 | 73695.4332 | 72790.6715 | 79814.4766 | 88460.2243 | 84832.2031 | 84890.4936 | 71141.8868
P95 |  |  |  |  | 442643.8766 | 348766.9231 | 293247.2667 | 301545.5369 | 253045.01 | 207119.8725 | 224989.1721 | 199675.9252 | 203666.6135 | 218189.879 | 191992.1782 | 185810.5313 | 186342.274 | 173095.7923 | 170397.0126 | 151797.0168
NETPOS - Net Position (MWh)
MEAN |  |  |  |  | 19528.9339 | 15579.1529 | 11871.0715 | 9685.2122 | 7507.2662 | 7353.8635 | 7768.7631 | 7311.4619 | 7562.183 | 7133.6187 | 6768.2461 | 6869.9145 | 6731.2282 | 6023.3506 | 5715.2479 | 5051.2123
P5 |  |  |  |  | 14215.2216 | 10858.6708 | 8736.5186 | 6868.7704 | 5125.12 | 5514.52 | 5824.2048 | 5730.2914 | 6152.76 | 5383.575 | 5116.32 | 5182.8 | 5537.4 | 4840.75 | 4617.48 | 4241.2295
P95 |  |  |  |  | 24961.3198 | 19897.1467 | 15229.0473 | 13340.425 | 11175.5643 | 9862.12 | 10032.5595 | 8946.022 | 9351.52 | 8930.5 | 8200.2 | 8059.73 | 8083.695 | 7190.6844 | 7336.105 | 5957.655
NETREVENUE - Net Revenue $
MEAN |  |  |  |  | 65212.2885 | 66214.1479 | 56592.1969 | 46971.693 | 34476.4137 | 42263.4197 | 42055.778 | 40583.3987 | 41409.7604 | 41699.6936 | 42069.3911 | 46946.4868 | 40871.98 | 34651.3275 | 34047.2742 | 29180.6303
P5 |  |  |  |  | -3167.5079 | 7352.9321 | 9812.4845 | 13175.8461 | 8058.6148 | 20004.6059 | 14993.185 | 15310.3461 | 14610.2041 | 16288.2689 | 16820.7566 | 22308.7712 | 17424.8909 | 12334.4875 | 14320.3553 | 9009.5886
P95 |  |  |  |  | 155189.7481 | 124345.3095 | 109155.4209 | 97625.9179 | 76007.4319 | 75432.2111 | 84472.7596 | 67236.8959 | 69300.3612 | 73937.8633 | 76015.6611 | 77335.4597 | 78458.5151 | 59054.8871 | 56091.9784 | 51688.1306
STARTS - Number Starts
MEAN |  |  |  |  | 122.01 | 123.46 | 121.03 | 106.01 | 91.11 | 89.72 | 94.12 | 89.72 | 92.67 | 88.89 | 86.31 | 84.05 | 84.96 | 78.08 | 75.63 | 70.19
P5 |  |  |  |  | 100 | 95.5 | 102 | 83 | 73.5 | 71 | 75.5 | 73 | 76 | 70 | 67 | 65.5 | 67.5 | 60.5 | 60 | 54.5
P95 |  |  |  |  | 144 | 149 | 141.5 | 128 | 109.5 | 106.5 | 113.5 | 106.5 | 113.5 | 107.5 | 107 | 106 | 104.5 | 91.5 | 90 | 87.5
VOMCOSTS - VOM Costs
MEAN |  |  |  |  | 13279.6751 | 10905.407 | 8428.4608 | 6973.3528 | 5555.377 | 5515.3976 | 5981.9476 | 5702.9403 | 6049.7464 | 5849.5673 | 5617.6443 | 5839.4273 | 5856.1685 | 5300.5485 | 5143.7231 | 4647.1153
P5 |  |  |  |  | 9666.3507 | 7601.0696 | 6202.9282 | 4945.5147 | 3792.5888 | 4135.89 | 4484.6377 | 4469.6273 | 4922.208 | 4414.5315 | 4246.5456 | 4405.38 | 4817.538 | 4259.86 | 4155.732 | 3901.9311
P95 |  |  |  |  | 16973.6974 | 13928.0027 | 10812.6236 | 9605.106 | 8269.9176 | 7396.59 | 7725.0708 | 6977.8972 | 7481.216 | 7323.01 | 6806.166 | 6850.7705 | 7032.8147 | 6327.8023 | 6602.4945 | 5481.0426
15599: New 2024JAN 18V50DF_NG_B #1
CAPACITYFACTOR - Net Generation Capacity Factor
MEAN | [5 empty] | 0.25528 | 0.18563 | 0.15906 | 0.12924 | 0.12354 | 0.12853 | 0.12169 | 0.12395 | 0.12281 | 0.11485 | 0.1155 | 0.11382 | 0.10203 | 0.098433 | 0.087696
P5 | [5 empty] | 0.17153 | 0.13239 | 0.11855 | 0.092389 | 0.10065 | 0.10196 | 0.096301 | 0.098124 | 0.092668 | 0.087465 | 0.088835 | 0.090067 | 0.08147 | 0.081986 | 0.071447
P95 | [5 empty] | 0.31842 | 0.24741 | 0.21805 | 0.19215 | 0.15433 | 0.16728 | 0.15633 | 0.15033 | 0.15538 | 0.14248 | 0.13461 | 0.13904 | 0.12239 | 0.11948 | 0.10347
CO2EMISSIONS - CO2 Emissions
MEAN | [5 empty] | 8165.3339 | 5889.0858 | 5051.1087 | 4086.4476 | 3962.2165 | 4092.3182 | 3867.4758 | 3975.8094 | 3878.3304 | 3662.6807 | 3712.3906 | 3643.9818 | 3265.9489 | 3143.7768 | 2785.8957
P5 | [5 empty] | 5491.6113 | 4194.8754 | 3780.7734 | 2929.1049 | 3247.0245 | 3222.801 | 3052.1557 | 3158.9515 | 2915.9145 | 2788.7035 | 2843.9907 | 2881.688 | 2609.8215 | 2639.615 | 2266.16
P95 | [5 empty] | 10174.524 | 7828.2312 | 6966.1321 | 6085.8012 | 4952.0709 | 5364.779 | 4940.9367 | 4824.671 | 4928.8867 | 4546.4955 | 4326.014 | 4430.4195 | 3926.428 | 3847.0338 | 3285.932
FUELCONSUMED - Fuel Consumed
MEAN | [5 empty] | 133638.8529 | 96384.3823 | 82669.5367 | 66881.3033 | 64848.0613 | 66704.1798 | 63038.6787 | 64811.0304 | 63212.1716 | 59706.373 | 60510.2566 | 59400.3431 | 53241.3365 | 51239.2761 | 45408.931
P5 | [5 empty] | 89879.0723 | 68655.898 | 61878.4521 | 47939.5237 | 53142.7907 | 52530.7951 | 49749.1375 | 51495.4186 | 47525.5935 | 45459.6547 | 46355.6964 | 46974.2645 | 42545.0837 | 43022.0733 | 36937.394
P95 | [5 empty] | 166522.4881 | 128121.6236 | 114011.9812 | 99603.947 | 81048.6242 | 87445.6656 | 80536.777 | 78648.802 | 80335.5013 | 74114.4475 | 70511.8872 | 72219.8279 | 64008.8582 | 62701.345 | 53559.2213
FUELCOST - Fuel Cost
MEAN | [5 empty] | 228224.6502 | 176596.5723 | 155262.7462 | 131680.5676 | 128135.5712 | 137178.4764 | 132132.8501 | 138037.8574 | 138654.14 | 133217.7834 | 137764.0487 | 137078.0479 | 128668.4144 | 126485.43 | 116034.2498
P5 | [5 empty] | 112301.7281 | 86315.8537 | 89557.3549 | 67730.1362 | 84840.2711 | 82308.7937 | 81827.6093 | 87965.2042 | 80819.3193 | 78952.6733 | 85105.1927 | 86552.175 | 86402.3248 | 91345.7845 | 75039.3235
P95 | [5 empty] | 340168.5937 | 283382.0558 | 297714.0469 | 268245.3053 | 200338.8772 | 232668.899 | 210803.6611 | 208359.9025 | 233471.2043 | 198937.0963 | 195985.0774 | 199399.9466 | 182057.4388 | 170301.8131 | 160866.9866
NETPOS - Net Position (MWh)
MEAN | [5 empty] | 15642.6436 | 11322.261 | 9703.6037 | 7844.9675 | 7601.2492 | 7813.2836 | 7377.6678 | 7656.525 | 7462.2443 | 7042.5908 | 7132.6285 | 6997.046 | 6267.0208 | 6027.2765 | 5337.5857
P5 | [5 empty] | 10518.3119 | 8065.37 | 7263.62 | 5622.2685 | 6228.48 | 6153.9501 | 5822.7584 | 6083.8598 | 5611.05 | 5362.0274 | 5464.13 | 5533.135 | 5008.25 | 5060.825 | 4342
P95 | [5 empty] | 19527.4087 | 15049.845 | 13380.2245 | 11677.5856 | 9500.785 | 10240.8411 | 9423.2901 | 9290.3346 | 9481.83 | 8741.1262 | 8311.73 | 8507.46 | 7533.6987 | 7374.6954 | 6295.9
NETREVENUE - Net Revenue $
MEAN | [5 empty] | 64695.5462 | 59579.3153 | 46773.8741 | 33222.9526 | 41123.1272 | 41915.0477 | 39860.7473 | 41102.358 | 40653.8146 | 40605.558 | 45374.8355 | 39153.5939 | 33170.647 | 32763.584 | 27627.1865
P5 | [5 empty] | 12652.4528 | 15160.8243 | 13385.5789 | 2061.6568 | 15321.7148 | 15021.1963 | 14983.7426 | 15854.5097 | 15758.025 | 16939.2569 | 22247.8564 | 15806.6217 | 11782.3697 | 13428.9785 | 9115.8934
P95 | [5 empty] | 120417.0781 | 110507.252 | 93906.5575 | 76954.7231 | 74862.9247 | 83887.0077 | 66315.1 | 67852.7774 | 70965.2352 | 74470.9871 | 75132.6588 | 74768.4463 | 57613.5988 | 56553.2173 | 46541.4853
STARTS - Number Starts
MEAN | [5 empty] | 123.21 | 120.71 | 106.51 | 92.58 | 91.21 | 95.9 | 90.68 | 93.09 | 89.69 | 87.68 | 85.28 | 86.58 | 79.9 | 77.23 | 71.87
P5 | [5 empty] | 98.5 | 100.5 | 82 | 74 | 75 | 75 | 73.5 | 76 | 68 | 67.5 | 66 | 71 | 61 | 60.5 | 55.5
P95 | [5 empty] | 146 | 143.5 | 126 | 110.5 | 110 | 117 | 112.5 | 110.5 | 106.5 | 109 | 109.5 | 102 | 97 | 93.5 | 89.5
VOMCOSTS - VOM Costs
MEAN | [5 empty] | 10949.8505 | 8038.8053 | 6986.5947 | 5805.2759 | 5700.9369 | 6016.2284 | 5754.5809 | 6125.22 | 6119.0403 | 5845.3504 | 6062.7342 | 6087.43 | 5514.9783 | 5424.5488 | 4910.5789
P5 | [5 empty] | 7362.8183 | 5726.4127 | 5229.8064 | 4160.4787 | 4671.36 | 4738.5416 | 4541.7516 | 4867.0878 | 4601.061 | 4450.4827 | 4644.5105 | 4813.8274 | 4407.26 | 4554.7425 | 3994.64
P95 | [5 empty] | 13669.1861 | 10685.39 | 9633.7616 | 8641.4134 | 7125.5887 | 7885.4476 | 7350.1663 | 7432.2677 | 7775.1006 | 7255.1348 | 7064.9705 | 7401.4902 | 6629.6548 | 6637.2258 | 5792.228
15599: New 2024JAN 18V50DF_NG_B #2
CAPACITYFACTOR - Net Generation Capacity Factor
MEAN | [5 empty] | 0.2533 | 0.18274 | 0.15462 | 0.12774 | 0.12238 | 0.12885 | 0.11674 | 0.12103 | 0.1219 | 0.11423 | 0.11462 | 0.11267 | 0.10202 | 0.097593 | 0.087841
P5 | [5 empty] | 0.16297 | 0.12813 | 0.11297 | 0.092872 | 0.10157 | 0.099433 | 0.084499 | 0.094035 | 0.092616 | 0.0858 | 0.087931 | 0.089091 | 0.082694 | 0.079776 | 0.067242
P95 | [5 empty] | 0.32503 | 0.2422 | 0.22126 | 0.19268 | 0.15787 | 0.16898 | 0.15662 | 0.14829 | 0.15744 | 0.14498 | 0.13822 | 0.1425 | 0.12599 | 0.11676 | 0.1065
CO2EMISSIONS - CO2 Emissions
MEAN | [5 empty] | 8110.7088 | 5808.7156 | 4901.5051 | 4032.3842 | 3917.9083 | 4091.177 | 3709.7722 | 3883.7639 | 3849.3735 | 3646.2316 | 3682.6638 | 3600.3483 | 3266.5503 | 3117.7419 | 2791.5639
P5 | [5 empty] | 5243.4952 | 4069.0878 | 3602.6732 | 2932.9867 | 3241.1351 | 3174.0225 | 2692.9808 | 3039.3223 | 2933.7607 | 2752.504 | 2842.2108 | 2874.9665 | 2670.921 | 2543.629 | 2148.494
P95 | [5 empty] | 10381.7297 | 7694.3852 | 7034.5038 | 6044.164 | 5014.6566 | 5358.489 | 4989.7267 | 4731.8715 | 4961.2238 | 4630.475 | 4434.2125 | 4570.5707 | 4020.352 | 3747.817 | 3397.228
FUELCONSUMED - Fuel Consumed
MEAN | [5 empty] | 132744.8243 | 95068.9958 | 80221.0331 | 65996.4686 | 64122.8849 | 66685.5229 | 60468.0474 | 63310.6309 | 62740.2101 | 59438.2857 | 60025.8633 | 58689.1531 | 53251.1021 | 50814.9387 | 45501.3265
P5 | [5 empty] | 85818.252 | 66597.1819 | 58963.5551 | 48003.0552 | 53046.4005 | 51736.2078 | 43894.5702 | 49544.4565 | 47816.7761 | 44869.0577 | 46326.9347 | 46864.5432 | 43541.1225 | 41457.6343 | 35019.4909
P95 | [5 empty] | 169913.7428 | 125931.0177 | 115130.9954 | 98922.4882 | 82072.9398 | 87342.1898 | 81331.5365 | 77136.1318 | 80862.084 | 75482.7927 | 72275.8972 | 74504.7292 | 65539.2523 | 61084.233 | 55373.4516
FUELCOST - Fuel Cost
MEAN | [5 empty] | 227592.6653 | 174829.7415 | 151593.558 | 130104.7389 | 127025.8441 | 137008.9693 | 127334.4339 | 135516.901 | 137956.5579 | 133022.6094 | 137118.9065 | 135972.118 | 129220.4328 | 125735.5975 | 116480.9291
P5 | [5 empty] | 103453.921 | 83707.1338 | 86056.1605 | 68886.3358 | 85019.7255 | 84751.4373 | 77081.7843 | 84234.5832 | 77753.7915 | 77536.5607 | 80976.388 | 85735.3346 | 85752.3323 | 85368.2626 | 74064.0937
P95 | [5 empty] | 348024.0213 | 282788.1895 | 297684.4352 | 265811.3537 | 202957.7657 | 231046.8034 | 212232.62 | 202478.1068 | 229929.3982 | 209347.7738 | 196304.3171 | 208820.3146 | 189343.7723 | 172660.0542 | 166286.4034
NETPOS - Net Position (MWh)
MEAN | [5 empty] | 15536.718 | 11167.493 | 9416.8692 | 7741.4941 | 7516.4558 | 7811.3036 | 7077.0798 | 7479.1265 | 7406.4261 | 7010.824 | 7075.2564 | 6913.2028 | 6268.2579 | 5977.3379 | 5348.4466
P5 | [5 empty] | 10030.1423 | 7822.6112 | 6922.23 | 5631.1185 | 6217.7455 | 6059.7751 | 5137.67 | 5853.2042 | 5644.605 | 5293.035 | 5460.3645 | 5520.62 | 5125.5 | 4876.795 | 4116.55
P95 | [5 empty] | 19884.1177 | 14790.86 | 13513.2529 | 11598.8604 | 9621.275 | 10231.81 | 9517.4186 | 9111.4564 | 9545.235 | 8902.78 | 8518.565 | 8775.8 | 7714.381 | 7185.535 | 6508.755
NETREVENUE - Net Revenue $
MEAN | [5 empty] | 64000.5163 | 60714.7267 | 48452.9099 | 33472.3396 | 41271.6084 | 41637.3957 | 41355.164 | 42030.2167 | 41104.6837 | 41322.2187 | 45691.671 | 39263.3256 | 33215.5553 | 32594.4075 | 27564.0192
P5 | [5 empty] | 19928.0784 | 17511.0167 | 17369.6542 | 4103.5397 | 14059.3336 | 13816.5569 | 16804.5912 | 17102.3759 | 15326.9579 | 15947.7544 | 22710.5878 | 17147.9697 | 13256.4009 | 13879.1401 | 7999.9227
P95 | [5 empty] | 121924.5164 | 112427.5664 | 96497.3025 | 75362.8135 | 72146.7373 | 82132.4039 | 65480.777 | 68538.2286 | 72005.801 | 72979.7434 | 73852.3488 | 74489.6097 | 57534.9238 | 53047.0078 | 50702.1024
STARTS - Number Starts
MEAN | [5 empty] | 123.67 | 119.21 | 105.95 | 92.07 | 90.98 | 96.36 | 88.62 | 91.58 | 90.05 | 87.34 | 84.09 | 85.82 | 79.3 | 76.52 | 71.73
P5 | [5 empty] | 92.5 | 100 | 81 | 74 | 76 | 78.5 | 69 | 74 | 71 | 67 | 62.5 | 68 | 59.5 | 59 | 54
P95 | [5 empty] | 149.5 | 141.5 | 129 | 110 | 107.5 | 117 | 107 | 111.5 | 106.5 | 106.5 | 103 | 103.5 | 96.5 | 92 | 89
VOMCOSTS - VOM Costs
MEAN | [5 empty] | 10875.7026 | 7928.92 | 6780.1459 | 5728.7056 | 5637.3419 | 6014.7037 | 5520.1223 | 5983.3012 | 6073.2694 | 5818.984 | 6013.968 | 6014.4864 | 5516.067 | 5379.6041 | 4920.5709
P5 | [5 empty] | 7021.0996 | 5554.054 | 4984.0056 | 4167.0277 | 4663.3091 | 4666.0268 | 4007.3826 | 4682.5633 | 4628.5761 | 4393.219 | 4641.3098 | 4802.9394 | 4510.44 | 4389.1155 | 3787.226
P95 | [5 empty] | 13918.8824 | 10501.5106 | 9729.5421 | 8583.1567 | 7215.9563 | 7878.4937 | 7423.5865 | 7289.1651 | 7827.0927 | 7389.3074 | 7240.7802 | 7634.946 | 6788.6553 | 6466.9815 | 5988.0546
15599: New 2024JAN 18V50DF_NG_B #3
CAPACITYFACTOR - Net Generation Capacity Factor
MEAN | [5 empty] | 0.24516 | 0.18133 | 0.15137 | 0.1227 | 0.12019 | 0.12662 | 0.11589 | 0.11736 | 0.11981 | 0.11218 | 0.11322 | 0.11161 | 0.10032 | 0.095789 | 0.087266
P5 | [5 empty] | 0.159 | 0.12145 | 0.11038 | 0.086985 | 0.096116 | 0.10134 | 0.09023 | 0.090647 | 0.087015 | 0.084744 | 0.085065 | 0.086831 | 0.07701 | 0.077676 | 0.067594
P95 | [5 empty] | 0.31763 | 0.24261 | 0.21446 | 0.17979 | 0.15457 | 0.1684 | 0.15226 | 0.14797 | 0.15865 | 0.14079 | 0.13595 | 0.14046 | 0.12447 | 0.11614 | 0.10741
CO2EMISSIONS - CO2 Emissions
MEAN | [5 empty] | 7847.1153 | 5763.7902 | 4802.9592 | 3879.1381 | 3849.439 | 4029.2994 | 3678.0588 | 3762.7993 | 3782.1803 | 3579.4391 | 3641.0174 | 3571.026 | 3216.5552 | 3056.8683 | 2773.5285
P5 | [5 empty] | 5080.5269 | 3854.0037 | 3522.5874 | 2736.5865 | 3090.4953 | 3249.2275 | 2856.219 | 2912.7688 | 2723.2715 | 2698.074 | 2736.7155 | 2761.366 | 2465.1123 | 2495.636 | 2152.852
P95 | [5 empty] | 10191.2133 | 7716.0857 | 6841.5923 | 5687.4905 | 4958.7401 | 5359.7775 | 4875.5297 | 4774.5882 | 5028.81 | 4496.5067 | 4357.8875 | 4526.543 | 4006.7193 | 3682.372 | 3410.302
FUELCONSUMED - Fuel Consumed
MEAN | [5 empty] | 128430.6918 | 94333.7189 | 78608.1709 | 63488.3478 | 63002.2756 | 65676.869 | 59951.0858 | 61338.6845 | 61645.0793 | 58349.4894 | 59347.1056 | 58211.1654 | 52436.0795 | 49822.7776 | 45207.3888
P5 | [5 empty] | 83151.0132 | 63076.9843 | 57652.8214 | 44788.6496 | 50580.9381 | 52961.8075 | 46555.744 | 47481.8965 | 44385.7645 | 43981.6062 | 44607.0072 | 45012.7527 | 40185.9381 | 40675.4148 | 35090.5243
P95 | [5 empty] | 166795.6357 | 126286.1809 | 111973.6871 | 93084.9516 | 81157.775 | 87364.803 | 79470.862 | 77833.3591 | 81963.9723 | 73298.5059 | 71032.0677 | 73786.7276 | 65317.4997 | 60017.5701 | 55586.552
FUELCOST - Fuel Cost
MEAN | [5 empty] | 220512.4848 | 173406.7212 | 149096.2059 | 125654.5463 | 124987.6893 | 135282.7219 | 126426.8536 | 131829.0755 | 136469.8402 | 130992.7321 | 135976.7385 | 135452.363 | 128136.8505 | 123664.8041 | 116167.2229
P5 | [5 empty] | 104861.6847 | 73978.3602 | 80673.9336 | 67792.6259 | 81590.6815 | 84721.8542 | 74419.4422 | 80374.9087 | 71583.443 | 76895.1865 | 76262.8757 | 84730.5841 | 80193.9703 | 86378.4834 | 73776.8689
P95 | [5 empty] | 338146.7369 | 282704.95 | 289014.4276 | 250029.5439 | 202404.4135 | 232715.4544 | 208504.6489 | 211580.3861 | 238320.2674 | 205317.5917 | 203753.5985 | 206221.8871 | 189061.4399 | 172771.268 | 172115.1952
NETPOS - Net Position (MWh)
MEAN | [5 empty] | 15037.0162 | 11081.4489 | 9227.6493 | 7447.4819 | 7385.2771 | 7693.3609 | 7016.633 | 7246.2544 | 7277.1383 | 6882.4141 | 6995.1966 | 6856.8707 | 6172.3379 | 5860.617 | 5313.8244
P5 | [5 empty] | 9715.1587 | 7410.36 | 6767.9043 | 5254.01 | 5929.77 | 6204.4826 | 5447.96 | 5609.5722 | 5240.35 | 5187.9937 | 5258.4 | 5302.48 | 4730.4185 | 4784.78 | 4124.9
P95 | [5 empty] | 19536.2712 | 14832.585 | 13142.9713 | 10919.93 | 9513.175 | 10230.3249 | 9297.6 | 9191.8003 | 9675.6618 | 8646.34 | 8372.371 | 8692.04 | 7688.115 | 7060.06 | 6533.805
NETREVENUE - Net Revenue $
MEAN | [5 empty] | 68106.889 | 60998.1676 | 49319.7294 | 35000.1272 | 41841.2065 | 42609.3499 | 41837.2707 | 43631.5189 | 41855.0441 | 41740.7641 | 46373.4564 | 39738.1407 | 33952.5949 | 33153.8845 | 27703.112
P5 | [5 empty] | 21173.7197 | 17334.5349 | 18729.9837 | 6668.7605 | 14922.0573 | 14741.6531 | 17423.2117 | 17784.2254 | 17468.1132 | 17944.724 | 22547.9318 | 19257.6564 | 14232.7975 | 13839.5913 | 7357.37
P95 | [5 empty] | 121386.4701 | 111331.7539 | 95319.0642 | 77461.6397 | 74120.7021 | 84238.8727 | 67320.1683 | 68637.839 | 71799.1856 | 76794.4745 | 75609.5844 | 72230.1969 | 59049.149 | 55031.8848 | 49928.0859
STARTS - Number Starts
MEAN | [5 empty] | 125.74 | 118.65 | 104.46 | 92.11 | 91.14 | 95.69 | 88.02 | 89.74 | 89.36 | 85.95 | 83.84 | 85.2 | 78.49 | 76.23 | 70.93
P5 | [5 empty] | 97.5 | 95 | 82 | 71.5 | 74.5 | 75 | 73 | 71.5 | 67 | 66 | 65 | 71 | 60 | 60.5 | 51.5
P95 | [5 empty] | 150.5 | 141 | 127.5 | 110 | 107 | 116 | 104.5 | 109.5 | 107.5 | 104.5 | 103.5 | 102.5 | 95 | 95.5 | 86
VOMCOSTS - VOM Costs
MEAN | [5 empty] | 10525.9114 | 7867.8287 | 6643.9075 | 5511.1366 | 5538.9578 | 5923.8879 | 5472.9737 | 5797.0035 | 5967.2534 | 5712.4037 | 5945.9171 | 5965.4775 | 5431.6574 | 5274.5553 | 4888.7185
P5 | [5 empty] | 6800.6111 | 5261.3556 | 4872.8911 | 3887.9674 | 4447.3275 | 4777.4516 | 4249.4088 | 4487.6578 | 4297.087 | 4306.0347 | 4469.64 | 4613.1576 | 4162.7683 | 4306.302 | 3794.908
P95 | [5 empty] | 13675.3898 | 10531.1354 | 9462.9394 | 8080.7482 | 7134.8813 | 7877.3502 | 7252.128 | 7353.4402 | 7934.0427 | 7176.4622 | 7116.5154 | 7562.0748 | 6765.5412 | 6354.054 | 6011.1006
15599: New 2024JAN 18V50DF_NG_B #4
CAPACITYFACTOR - Net Generation Capacity Factor
MEAN | [5 empty] | 0.24028 | 0.1797 | 0.14982 | 0.11795 | 0.11599 | 0.12481 | 0.11457 | 0.11549 | 0.11585 | 0.10867 | 0.11016 | 0.10847 | 0.098044 | 0.094045 | 0.086738
P5 | [5 empty] | 0.16059 | 0.12611 | 0.10569 | 0.080569 | 0.089832 | 0.095263 | 0.088894 | 0.087214 | 0.085128 | 0.082565 | 0.080571 | 0.080569 | 0.075355 | 0.074273 | 0.067869
P95 | [5 empty] | 0.31664 | 0.23247 | 0.21213 | 0.17777 | 0.1526 | 0.16984 | 0.15234 | 0.14862 | 0.15549 | 0.14197 | 0.1357 | 0.14282 | 0.1249 | 0.11688 | 0.10936
CO2EMISSIONS - CO2 Emissions
MEAN | [5 empty] | 7683.2608 | 5704.345 | 4747.5922 | 3724.7204 | 3714.8439 | 3971.0754 | 3640.7727 | 3705.1355 | 3659.8914 | 3468.5074 | 3537.5372 | 3471.7959 | 3137.7895 | 3002.8086 | 2755.6814
P5 | [5 empty] | 5073.5977 | 3995.7386 | 3364.2291 | 2539.2508 | 2856.7604 | 3049.488 | 2829.517 | 2822.169 | 2691.84 | 2634.352 | 2588.076 | 2569.119 | 2398.369 | 2364.746 | 2152.852
P95 | [5 empty] | 10176.7834 | 7382.8489 | 6697.6101 | 5615.6321 | 4920.4472 | 5369.831 | 4858.516 | 4757.4128 | 4892.287 | 4523.0962 | 4318.3223 | 4565.8663 | 4015.4477 | 3748.48 | 3484.722
FUELCONSUMED - Fuel Consumed
MEAN | [5 empty] | 125748.9486 | 93360.8012 | 77701.9996 | 60961.0541 | 60799.4098 | 64727.7952 | 59343.3325 | 60398.6556 | 59651.8359 | 56541.2348 | 57660.2866 | 56593.5626 | 51152.1039 | 48941.7442 | 44916.4984
P5 | [5 empty] | 83037.6061 | 65396.7033 | 55061.0334 | 41558.9325 | 46755.489 | 49705.8962 | 46119.8981 | 46004.887 | 43873.75 | 42943.0409 | 42184.2624 | 41878.9535 | 39098.3124 | 38542.0888 | 35090.5243
P95 | [5 empty] | 166559.4664 | 120832.2236 | 109617.1858 | 91908.8732 | 80531.05 | 87527.4961 | 79191.8542 | 77553.153 | 79739.3152 | 73732.2438 | 70387.6898 | 74427.732 | 65459.791 | 61095.6595 | 56799.8753
FUELCOST - Fuel Cost
MEAN | [5 empty] | 216561.9285 | 170709.6034 | 147303.5676 | 121280.4896 | 121026.1643 | 133242.8408 | 125070.4006 | 130046.7273 | 132148.2985 | 127531.3055 | 132215.7258 | 132536.1864 | 125735.6981 | 122248.864 | 116187.3969
P5 | [5 empty] | 102908.9406 | 78150.7443 | 81078.1804 | 58476.6545 | 72716.8558 | 78061.3124 | 73816.0863 | 78945.8867 | 69654.7512 | 74820.2826 | 75017.4481 | 76473.7719 | 76305.9581 | 81702.6276 | 72252.4834
P95 | [5 empty] | 340247.1293 | 268845.5448 | 284656.8489 | 248103.2417 | 198401.6729 | 231489.595 | 207012.098 | 210704.7685 | 230146.3511 | 202833.7068 | 202674.1141 | 211570.8859 | 188912.5561 | 176854.6013 | 176572.877
NETPOS - Net Position (MWh)
MEAN | [5 empty] | 14734.691 | 10967.0242 | 9121.5207 | 7151.0575 | 7127.2224 | 7582.2112 | 6945.6172 | 7135.2493 | 7042.0314 | 6669.0851 | 6796.6126 | 6666.3839 | 6021.061 | 5756.8434 | 5279.5824
P5 | [5 empty] | 9741.3378 | 7678.1963 | 6464.08 | 4875.52 | 5481.3 | 5823.09 | 5398.56 | 5435.36 | 5179.7145 | 5065.83 | 4972.8 | 4933.32 | 4602.0896 | 4533.83 | 4124.9
P95 | [5 empty] | 19542.0253 | 14194.7 | 12866.1371 | 10778.7688 | 9438.9095 | 10252.3029 | 9269.39 | 9160.5004 | 9411.0958 | 8696.685 | 8294.6103 | 8767.55 | 7704.865 | 7185.245 | 6675.615
NETREVENUE - Net Revenue $
MEAN | [5 empty] | 71090.9085 | 60811.4929 | 49913.4105 | 36129.9086 | 42975.8871 | 42978.751 | 42019.3825 | 43817.7147 | 42918.9101 | 42805.257 | 47336.1187 | 40945.0066 | 34703.4663 | 33409.7258 | 27824.268
P5 | [5 empty] | 19641.1801 | 18779.6908 | 17880.8359 | 9761.8414 | 19986.9273 | 15558.3532 | 17155.4292 | 19604.1858 | 16493.0282 | 19415.7649 | 24364.9966 | 19504.7721 | 16683.2542 | 14335.8885 | 9582.8296
P95 | [5 empty] | 127536.8243 | 110915.0799 | 99707.4008 | 76199.2987 | 75918.2312 | 84919.0889 | 70564.5232 | 69785.3861 | 71859.8173 | 76068.6249 | 74999.4842 | 73006.827 | 57256.4325 | 53649.72 | 45991.9619
STARTS - Number Starts
MEAN | [5 empty] | 124.92 | 119.86 | 103.73 | 89.64 | 89.08 | 95.57 | 88.32 | 88.9 | 87.29 | 84.02 | 83.2 | 83.86 | 77 | 75.63 | 70.85
P5 | [5 empty] | 96.5 | 100 | 77.5 | 69.5 | 73.5 | 76 | 70.5 | 74 | 67 | 64 | 62.5 | 64.5 | 60 | 61 | 53
P95 | [5 empty] | 151 | 138.5 | 125 | 110.5 | 106 | 118.5 | 109 | 105.5 | 104.5 | 103.5 | 103 | 101 | 92 | 94 | 87.5
VOMCOSTS - VOM Costs
MEAN | [5 empty] | 10314.2837 | 7786.5872 | 6567.4949 | 5291.7826 | 5345.4168 | 5838.3026 | 5417.5814 | 5708.1994 | 5774.4658 | 5535.3406 | 5777.1207 | 5799.754 | 5298.5337 | 5181.1591 | 4857.2158
P5 | [5 empty] | 6818.9364 | 5451.5194 | 4654.1376 | 3607.8848 | 4110.975 | 4483.7793 | 4210.8768 | 4348.288 | 4247.3659 | 4204.6389 | 4226.88 | 4291.9884 | 4049.8388 | 4080.447 | 3794.908
P95 | [5 empty] | 13679.4177 | 10078.237 | 9263.6187 | 7976.2889 | 7079.1822 | 7894.2732 | 7230.1242 | 7328.4003 | 7717.0986 | 7218.2486 | 7050.4188 | 7627.7685 | 6780.2812 | 6466.7205 | 6141.5658
15599: New 2024JAN 18V50DF_NG_B #5
CAPACITYFACTOR - Net Generation Capacity Factor
MEAN | [5 empty] | 0.24091 | 0.17793 | 0.14928 | 0.11642 | 0.11332 | 0.12287 | 0.11312 | 0.11372 | 0.1141 | 0.10712 | 0.10843 | 0.10574 | 0.095686 | 0.091752 | 0.084488
P5 | [5 empty] | 0.16032 | 0.12107 | 0.10473 | 0.079787 | 0.084859 | 0.09766 | 0.086669 | 0.084887 | 0.085502 | 0.077806 | 0.080677 | 0.077425 | 0.07148 | 0.069138 | 0.062534
P95 | [5 empty] | 0.31549 | 0.23845 | 0.20594 | 0.17895 | 0.14747 | 0.16114 | 0.14869 | 0.14771 | 0.15852 | 0.13763 | 0.13534 | 0.13785 | 0.12321 | 0.11865 | 0.108
CO2EMISSIONS - CO2 Emissions
MEAN | [5 empty] | 7697.8096 | 5650.9185 | 4737.7806 | 3680.4694 | 3623.8633 | 3905.436 | 3593.6713 | 3648.7848 | 3599.5815 | 3414.3015 | 3486.895 | 3382.3248 | 3060.4104 | 2930.1473 | 2685.1913
P5 | [5 empty] | 5078.1307 | 3833.8392 | 3294.8636 | 2526.2512 | 2717.823 | 3071.208 | 2754.1512 | 2734.524 | 2686.5458 | 2489.944 | 2605.563 | 2477.3648 | 2295.5955 | 2198.952 | 1961.1
P95 | [5 empty] | 10025.0361 | 7585.9088 | 6481.3092 | 5640.2907 | 4718.2698 | 5116.0318 | 4708.3273 | 4734.7118 | 4991.205 | 4430.2172 | 4319.9585 | 4406.5562 | 3919.4342 | 3778.358 | 3410.97
FUELCONSUMED - Fuel Consumed
MEAN | [5 empty] | 125987.0634 | 92486.3918 | 77541.4174 | 60236.8147 | 59310.3653 | 63657.7441 | 58575.4537 | 59480.0387 | 58668.8071 | 55657.488 | 56834.8839 | 55135.08 | 49890.6215 | 47757.4166 | 43767.5477
P5 | [5 empty] | 83111.7947 | 62746.9583 | 53925.7544 | 41346.1734 | 44481.5549 | 50059.9268 | 44891.4275 | 44576.1638 | 43787.0875 | 40589.0204 | 42469.2912 | 40383.2766 | 37422.5987 | 35839.876 | 31965.0525
P95 | [5 empty] | 164075.8765 | 124155.6262 | 106077.0735 | 92312.4499 | 77222.0912 | 83390.2837 | 76743.9991 | 77182.8222 | 81350.115 | 72220.9043 | 70413.6647 | 71830.9903 | 63894.5872 | 61582.0091 | 55598.0613
FUELCOST - Fuel Cost
MEAN | [5 empty] | 216920.5011 | 169889.7858 | 146706.8569 | 119962.3201 | 118324.5094 | 130568.5213 | 123524.2714 | 128086.2702 | 130412.3566 | 125698.2263 | 130675.6092 | 129046.5291 | 122438.8035 | 119840.7327 | 114084.3959
P5 | [5 empty] | 101306.3634 | 80487.7925 | 77052.0248 | 58248.1828 | 69922.3995 | 80217.5627 | 73595.47 | 75786.4567 | 70177.1036 | 70918.3979 | 73852.7919 | 75228.1675 | 73673.8953 | 77262.3363 | 65223.8402
P95 | [5 empty] | 330894.0104 | 269182.8683 | 286270.9255 | 245811.5132 | 191568.9149 | 219392.0341 | 201934.6336 | 206971.2822 | 232249.6313 | 202888.7966 | 203391.996 | 199719.5179 | 194049.8767 | 182924.8511 | 172764.4474
NETPOS - Net Position (MWh)
MEAN | [5 empty] | 14760.9642 | 10864.7667 | 9102.6304 | 7066.1194 | 6952.7808 | 7457.2311 | 6856.0738 | 7026.8755 | 6926.1355 | 6564.8928 | 6699.2191 | 6494.6313 | 5872.6635 | 5617.6225 | 5144.5096
P5 | [5 empty] | 9754.5078 | 7371.0102 | 6330.8 | 4850.56 | 5214.6392 | 5864.565 | 5254.46 | 5266.56 | 5169.3486 | 4788.135 | 5006.4 | 4757.13 | 4405.25 | 4215.96 | 3757.5
P95 | [5 empty] | 19177.3049 | 14585.8269 | 12451.4819 | 10823.2 | 9052.16 | 9768.1474 | 8982.3297 | 9116.6255 | 9604.5 | 8511.9307 | 8298.92 | 8461.245 | 7520.615 | 7244.09 | 6533.525
NETREVENUE - Net Revenue $
MEAN | [5 empty] | 70897.081 | 62277.7426 | 50047.5764 | 36881.7096 | 43939.7427 | 43672.6942 | 42487.6556 | 44489.2385 | 43441.0708 | 43156.8058 | 47877.8915 | 41840.2588 | 35328.3796 | 34636.4573 | 28443.2144
P5 | [5 empty] | 17764.438 | 21544.9219 | 20020.1349 | 10816.7553 | 20394.745 | 16328.1264 | 18147.0459 | 19845.1129 | 19722.9258 | 18923.0371 | 22786.3846 | 22215.6147 | 14723.1111 | 17339.8572 | 10140.852
P95 | [5 empty] | 124529.2008 | 113194.3064 | 100216.1521 | 77549.9541 | 75704.9099 | 88373.994 | 68661.6504 | 69975.9499 | 73015.222 | 75466.905 | 76448.3489 | 73807.4191 | 55676.866 | 54189.4302 | 49466.4881
STARTS - Number Starts
MEAN | [5 empty] | 125.39 | 118.76 | 104.13 | 89.82 | 88.68 | 95.34 | 86.9 | 88.44 | 86.6 | 83.64 | 81.7 | 82.78 | 76.56 | 75.18 | 70.15
P5 | [5 empty] | 97.5 | 97.5 | 80.5 | 69 | 72.5 | 76 | 70 | 72.5 | 68.5 | 63.5 | 60.5 | 68 | 58 | 60 | 51.5
P95 | [5 empty] | 151 | 139 | 124.5 | 109.5 | 106.5 | 113.5 | 105.5 | 107 | 108 | 104.5 | 104 | 100.5 | 91.5 | 91 | 87
VOMCOSTS - VOM Costs
MEAN | [5 empty] | 10332.675 | 7713.9844 | 6553.8939 | 5228.9284 | 5214.5856 | 5742.068 | 5347.7375 | 5621.5004 | 5679.4311 | 5448.861 | 5694.3363 | 5650.3292 | 5167.9438 | 5055.8603 | 4732.9489
P5 | [5 empty] | 6828.1554 | 5233.4172 | 4558.176 | 3589.4144 | 3910.9794 | 4515.715 | 4098.4788 | 4213.248 | 4238.8659 | 3974.1521 | 4255.44 | 4138.7031 | 3876.62 | 3794.364 | 3456.9
P95 | [5 empty] | 13424.1134 | 10355.9371 | 8965.0669 | 8009.168 | 6789.12 | 7521.4735 | 7006.2171 | 7293.3004 | 7875.69 | 7064.9025 | 7054.082 | 7361.2832 | 6618.1412 | 6519.681 | 6010.843
15599: New 2025JAN 18V50DF_NG_B #1
CAPACITYFACTOR - Net Generation Capacity Factor
MEAN | [6 empty] | 0.17951 | 0.14838 | 0.11872 | 0.11402 | 0.12339 | 0.11265 | 0.11374 | 0.11247 | 0.10544 | 0.10797 | 0.10458 | 0.095594 | 0.0889 | 0.081438
P5 | [6 empty] | 0.12307 | 0.10831 | 0.076225 | 0.086121 | 0.095872 | 0.088387 | 0.0889 | 0.07907 | 0.076482 | 0.078913 | 0.077295 | 0.071601 | 0.067327 | 0.060522
P95 | [6 empty] | 0.2394 | 0.2054 | 0.17597 | 0.15143 | 0.15607 | 0.14841 | 0.14855 | 0.15379 | 0.14318 | 0.13595 | 0.13795 | 0.12366 | 0.11719 | 0.10341
CO2EMISSIONS - CO2 Emissions
MEAN | [6 empty] | 5713.3942 | 4700.8311 | 3749.5836 | 3656.1333 | 3920.0286 | 3575.4388 | 3649.2438 | 3548.7931 | 3365.227 | 3472.5777 | 3342.7125 | 3058.207 | 2837.2063 | 2583.9244
P5 | [6 empty] | 3871.3641 | 3403.2473 | 2420.2634 | 2757.2066 | 3029.3843 | 2820.8375 | 2822.169 | 2504.359 | 2419.928 | 2542.618 | 2472.9955 | 2295.5955 | 2133.507 | 1926.236
P95 | [6 empty] | 7614.8697 | 6495.4025 | 5545.5479 | 4867.4902 | 4918.4622 | 4686.93 | 4747.7905 | 4851.101 | 4554.8432 | 4361.6575 | 4426.3855 | 3943.9547 | 3739.754 | 3274.6498
FUELCONSUMED - Fuel Consumed
MEAN | [6 empty] | 93508.9061 | 76936.679 | 61367.9797 | 59838.5152 | 63895.6497 | 58278.2447 | 59487.5144 | 57840.9679 | 54857.4405 | 56601.4006 | 54489.3174 | 49854.6706 | 46242.633 | 42116.8785
P5 | [6 empty] | 63361.1149 | 55699.6279 | 39611.5129 | 45126.1311 | 49378.1926 | 45978.426 | 46004.887 | 40817.777 | 39447.6771 | 41443.6949 | 40312.0539 | 37422.5987 | 34773.213 | 31396.7849
P95 | [6 empty] | 124629.6184 | 106307.7333 | 90761.832 | 79664.3237 | 80170 | 76394.9232 | 77396.7904 | 79066.603 | 74252.8896 | 71093.4959 | 72154.3798 | 64294.044 | 60953.4378 | 53375.6444
FUELCOST - Fuel Cost
MEAN | [6 empty] | 172012.6909 | 145380.868 | 121783.8509 | 119080.1572 | 130686.5374 | 122195.2322 | 128153.1862 | 128455.7505 | 123983.4885 | 130005.4031 | 127836.4397 | 122411.5478 | 116213.9441 | 109851.1346
P5 | [6 empty] | 77804.6868 | 80319.296 | 55534.3143 | 72170.5131 | 78381.9808 | 72384.3214 | 78545.8061 | 68007.4199 | 69091.4297 | 72063.1826 | 75390.5452 | 72031.5847 | 71397.015 | 66176.3286
P95 | [6 empty] | 272879.0041 | 277813.1557 | 239993.2837 | 196669.0007 | 214833.0248 | 192157.1281 | 206487.6912 | 233997.9854 | 204980.8639 | 208285.8601 | 203818.0376 | 188034.6186 | 178607.7365 | 161989.9012
NETPOS - Net Position (MWh)
MEAN | [6 empty] | 10985.0469 | 9031.5971 | 7199.0947 | 7014.7479 | 7484.9781 | 6821.3364 | 7027.661 | 6828.3871 | 6470.7149 | 6671.8836 | 6418.6459 | 5868.499 | 5439.4457 | 4950.669
P5 | [6 empty] | 7443.74 | 6539.05 | 4646.65 | 5290.285 | 5784.1744 | 5382 | 5435.36 | 4819.1 | 4653.495 | 4885.1181 | 4748.74 | 4405.25 | 4090.485 | 3690.7
P95 | [6 empty] | 14641.23 | 12477.92 | 10644.95 | 9338.905 | 9391.3178 | 8942.4 | 9139.2353 | 9334.9 | 8753.696 | 8378.65 | 8498.93 | 7568.195 | 7168.515 | 6273.7856
NETREVENUE - Net Revenue $
MEAN | [6 empty] | 63078.4474 | 50705.6874 | 36852.1395 | 44273.7151 | 43152.946 | 42733.4527 | 44722.8613 | 43501.2263 | 44068.6798 | 47996.5112 | 42115.2815 | 35800.1442 | 35600.9835 | 29448.854
P5 | [6 empty] | 21449.5011 | 19656.6033 | 9672.8822 | 21104.6164 | 15098.9387 | 17520.812 | 20365.1855 | 20076.6331 | 20109.3177 | 23514.1711 | 20584.1859 | 17028.3312 | 18400.8068 | 13005.5114
P95 | [6 empty] | 115344.6592 | 95233.4862 | 79360.0919 | 79433.3703 | 86450.9548 | 70078.9821 | 69138.2598 | 75339.397 | 76266.7703 | 75330.7298 | 74684.3068 | 59806.7527 | 55349.4672 | 49555.5634
STARTS - Number Starts
MEAN | [6 empty] | 118.05 | 103.93 | 89.58 | 89.58 | 95.58 | 88.06 | 88.39 | 86.41 | 83.5 | 82.27 | 81.98 | 76.32 | 73.83 | 68.84
P5 | [6 empty] | 95 | 77.5 | 67 | 70 | 76 | 72.5 | 72 | 66.5 | 65 | 60.5 | 63.5 | 58.5 | 58 | 52.5
P95 | [6 empty] | 140.5 | 125.5 | 109 | 107 | 115 | 107 | 105.5 | 103 | 105 | 102.5 | 100 | 90 | 90 | 84
VOMCOSTS - VOM Costs
MEAN | [6 empty] | 7799.3833 | 6502.7499 | 5327.3301 | 5261.0609 | 5763.4331 | 5320.6424 | 5622.1288 | 5599.2774 | 5370.6933 | 5671.101 | 5584.2219 | 5164.2791 | 4895.5011 | 4554.6154
P5 | [6 empty] | 5285.0554 | 4708.116 | 3438.521 | 3967.7137 | 4453.8143 | 4197.96 | 4348.288 | 3951.662 | 3862.4008 | 4152.3503 | 4131.4038 | 3876.62 | 3681.4365 | 3395.444
P95 | [6 empty] | 10395.2733 | 8984.1024 | 7877.263 | 7004.1787 | 7231.3147 | 6975.072 | 7311.3882 | 7654.618 | 7265.5676 | 7121.8525 | 7394.0691 | 6660.0116 | 6451.6635 | 5771.8827
15599: New 2025JAN 18V50DF_NG_B #10
CAPACITYFACTOR - Net Generation Capacity Factor
MEAN | [6 empty] | 0.15746 | 0.13008 | 0.10009 | 0.099622 | 0.10558 | 0.094613 | 0.095865 | 0.096877 | 0.091621 | 0.093697 | 0.095909 | 0.084843 | 0.092934 | 0.081788
P5 | [6 empty] | 0.095559 | 0.087033 | 0.062944 | 0.073857 | 0.081625 | 0.068551 | 0.072201 | 0.06755 | 0.065067 | 0.065288 | 0.07255 | 0.066456 | 0.072734 | 0.06564
P95 | [6 empty] | 0.21605 | 0.19266 | 0.16139 | 0.13833 | 0.14378 | 0.12752 | 0.12274 | 0.12411 | 0.11963 | 0.11774 | 0.12266 | 0.10461 | 0.11262 | 0.097675
CO2EMISSIONS - CO2 Emissions
MEAN | [6 empty] | 4999.7989 | 4124.9981 | 3157.4436 | 3193.0913 | 3358.8431 | 3004.8282 | 3074.4422 | 3059.1155 | 2922.1909 | 3010.2419 | 3067.6018 | 2714.6279 | 2966.5716 | 2597.1405
P5 | [6 empty] | 3042.8656 | 2774.622 | 1993.2685 | 2363.3199 | 2571.648 | 2147.9122 | 2331.2185 | 2132.2078 | 2065.472 | 2085.3248 | 2337.5487 | 2112.297 | 2334.205 | 2078.766
P95 | [6 empty] | 6927.139 | 6116.4134 | 5110.9394 | 4417.687 | 4584.0085 | 4046.0132 | 3928.8558 | 3912.9105 | 3807.4535 | 3742.218 | 3949.802 | 3334.287 | 3590.749 | 3094.18
FUELCONSUMED - Fuel Consumed
MEAN | [6 empty] | 81829.7692 | 67512.2433 | 51676.6542 | 52260.087 | 54748.4135 | 48977.4375 | 50117.3847 | 49859.7055 | 47635.2817 | 49065.411 | 50004.7311 | 44253.6531 | 48351.0453 | 42332.2869
P5 | [6 empty] | 49801.4006 | 45411.1616 | 32623.0528 | 38679.5409 | 41917.223 | 35010.3144 | 38002.2054 | 34752.1983 | 33669.6268 | 33989.6844 | 38104.1499 | 34434.4825 | 38044.3128 | 33882.9557
P95 | [6 empty] | 113373.7964 | 100104.9664 | 83648.7624 | 72302.5687 | 74718.6645 | 65948.7063 | 64045.4193 | 63775.8854 | 62066.275 | 60996.1632 | 64385.3298 | 54355.2575 | 58524.2419 | 50433.7495
FUELCOST - Fuel Cost
MEAN | [6 empty] | 152823.5985 | 129628.8367 | 104693.3689 | 105604.8698 | 113240.6215 | 104023.1972 | 108274.1816 | 111015.2687 | 107623.5147 | 112860.2272 | 116237.9487 | 107651.8846 | 119235.6792 | 108303.1307
P5 | [6 empty] | 63407.1928 | 66029.2065 | 46429.1604 | 60714.7306 | 65615.2487 | 59354.767 | 64355.4935 | 56052.9722 | 60610.0806 | 61112.6922 | 71849.2381 | 66781.1905 | 84236.8667 | 71743.8335
P95 | [6 empty] | 255699.7281 | 263711.1794 | 230337.4935 | 180682.0548 | 195868.7065 | 172822.4728 | 171499.2691 | 190182.3339 | 171922.6387 | 170131.5943 | 176630.551 | 153170.9341 | 161240.3129 | 155486.7865
NETPOS - Net Position (MWh)
MEAN | [6 empty] | 9612.6847 | 7925.4982 | 6062.1391 | 6126.3066 | 6413.5231 | 5732.9073 | 5920.9924 | 5886.3606 | 5619.1169 | 5783.8142 | 5890.4483 | 5209.3183 | 5687.5827 | 4976.0018
P5 | [6 empty] | 5849.979 | 5331.2 | 3827.2 | 4534.53 | 4910.64 | 4098.0456 | 4489.7865 | 4102.975 | 3971.88 | 4006.8 | 4488.65 | 4053.5 | 4475.275 | 3982.95
P95 | [6 empty] | 13318.475 | 11750.291 | 9808.44 | 8475.05 | 8750.997 | 7718.9932 | 7566.39 | 7528.461 | 7320.905 | 7190.4 | 7584.56 | 6398.5 | 6884.395 | 5928.5
NETREVENUE - Net Revenue $
MEAN | [6 empty] | 67355.8318 | 55611.4565 | 41699.4843 | 48736.5789 | 48618.0225 | 48342.2528 | 49887.5163 | 48825.2355 | 48215.5355 | 52430.5855 | 45754.1782 | 39840.6378 | 35445.9871 | 30177.9182
P5 | [6 empty] | 26443.7594 | 27252.6621 | 16669.9229 | 26946.8351 | 23252.4952 | 24379.1078 | 24941.5633 | 26088.6484 | 23898.8126 | 28764.3986 | 23973.6356 | 20406.8677 | 15702.1879 | 11654.1091
P95 | [6 empty] | 117240.8908 | 103454.049 | 81635.5146 | 80301.0363 | 92673.2883 | 73486.5608 | 78192.9592 | 77829.0383 | 82169.6313 | 80245.684 | 78763.8863 | 64098.048 | 56911.8025 | 50212.8274
STARTS - Number Starts
MEAN | [6 empty] | 112.86 | 97.49 | 82.88 | 82.89 | 89.27 | 80.27 | 82.96 | 81.63 | 79.53 | 77.67 | 80.28 | 72.64 | 74.63 | 68.7
P5 | [6 empty] | 89.5 | 71.5 | 60.5 | 65.5 | 68 | 61 | 65.5 | 62 | 55.5 | 54 | 63.5 | 54 | 58.5 | 52
P95 | [6 empty] | 136.5 | 120 | 105.5 | 101 | 113 | 101.5 | 102 | 101.5 | 100 | 97.5 | 98.5 | 88 | 90 | 87.5
VOMCOSTS - VOM Costs
MEAN | [6 empty] | 6825.0061 | 5706.3587 | 4485.9829 | 4594.73 | 4938.4128 | 4471.6677 | 4736.794 | 4826.8157 | 4663.867 | 4916.2421 | 5124.69 | 4584.2001 | 5118.8245 | 4577.9216
P5 | [6 empty] | 4153.4851 | 3838.464 | 2832.128 | 3400.8975 | 3781.1928 | 3196.4756 | 3591.8292 | 3364.4395 | 3296.6604 | 3405.78 | 3905.1255 | 3567.08 | 4027.7475 | 3664.314
P95 | [6 empty] | 9456.1172 | 8460.2095 | 7258.2456 | 6356.2875 | 6738.2677 | 6020.8147 | 6053.112 | 6173.338 | 6076.3512 | 6111.84 | 6598.5672 | 5630.68 | 6195.9555 | 5454.22
15599: New 2025JAN 18V50DF_NG_B #11
CAPACITYFACTOR - Net Generation Capacity Factor
MEAN | [6 empty] | 0.15873 | 0.13133 | 0.10162 | 0.10087 | 0.10588 | 0.095468 | 0.1014 | 0.10392 | 0.097967 | 0.10013 | 0.099104 | 0.087329 | 0.088175 | 0.079626
P5 | [6 empty] | 0.10025 | 0.086632 | 0.065423 | 0.075627 | 0.083151 | 0.067014 | 0.078218 | 0.078649 | 0.071689 | 0.072073 | 0.078252 | 0.066902 | 0.067508 | 0.06245
P95 | [6 empty] | 0.22258 | 0.1942 | 0.16158 | 0.13784 | 0.1445 | 0.12459 | 0.12726 | 0.12538 | 0.12575 | 0.11888 | 0.12801 | 0.10437 | 0.10914 | 0.098724
CO2EMISSIONS - CO2 Emissions
MEAN | [6 empty] | 5050.3282 | 4169.9621 | 3211.1867 | 3228.9539 | 3366.6133 | 3030.0278 | 3250.4732 | 3281.8054 | 3124.4649 | 3217.3034 | 3169.6183 | 2792.3889 | 2817.003 | 2530.9483
P5 | [6 empty] | 3187.9735 | 2770.2866 | 2070.8507 | 2423.9179 | 2636.808 | 2126.4775 | 2524.176 | 2486.846 | 2284.272 | 2308.284 | 2512.3187 | 2142.8468 | 2177.137 | 1978.532
P95 | [6 empty] | 7066.022 | 6134.8668 | 5101.2203 | 4406.6894 | 4602.8143 | 3929.8095 | 4066.728 | 3995.3198 | 4004.04 | 3799.0507 | 4089.618 | 3351.744 | 3481.674 | 3168.266
FUELCONSUMED - Fuel Consumed
MEAN | [6 empty] | 82656.7629 | 68248.1528 | 52556.2471 | 52847.0359 | 54875.1007 | 49388.2046 | 52986.8697 | 53489.2425 | 50932.5334 | 52440.4086 | 51667.6862 | 45521.2904 | 45913.2967 | 41253.3488
P5 | [6 empty] | 52176.3256 | 45340.2067 | 33892.8096 | 39671.324 | 42979.3148 | 34660.6596 | 41147.2282 | 40532.338 | 37236.3245 | 37623.8016 | 40953.0583 | 34932.5019 | 35484.3216 | 32249.1863
P95 | [6 empty] | 115646.8409 | 100406.9845 | 83489.6932 | 72122.5763 | 75024.5391 | 64054.3416 | 66292.7565 | 65118.6437 | 65270.5688 | 61922.5068 | 66664.4566 | 54639.84 | 56746.4703 | 51641.3181
FUELCOST - Fuel Cost
MEAN | [6 empty] | 154358.2632 | 130794.9259 | 106051.0549 | 106039.994 | 113634.338 | 104780.3734 | 113631.3019 | 118210.929 | 114339.3313 | 119716.8156 | 119395.2061 | 110078.4392 | 113958.3669 | 106484.4472
P5 | [6 empty] | 65656.3838 | 65987.5838 | 49074.7326 | 63957.482 | 67012.1824 | 57814.4977 | 69048.9601 | 65309.1749 | 67170.507 | 69290.4733 | 78011.5167 | 71117.4982 | 78517.7214 | 66573.3378
P95 | [6 empty] | 260338.438 | 264949.5828 | 228911.1442 | 179540.3804 | 198421.2717 | 167772.8287 | 171122.3688 | 197469.5365 | 174370.2751 | 173807.4045 | 182813.9661 | 160562.5889 | 161660.8812 | 160340.3946
NETPOS - Net Position (MWh)
MEAN | [6 empty] | 9710.0902 | 8011.8485 | 6165.4388 | 6195.1213 | 6428.2671 | 5780.9421 | 6260.0103 | 6314.9326 | 6008.1417 | 6181.6539 | 6086.3176 | 5358.5398 | 5400.8031 | 4849.2537
P5 | [6 empty] | 6129.33 | 5322.87 | 3976.0827 | 4650.8 | 5035.065 | 4057.2 | 4861.44 | 4785.4 | 4392.63 | 4435.2 | 4824.25 | 4112.125 | 4174.135 | 3790.9
P95 | [6 empty] | 13585.515 | 11786.81 | 9792.22 | 8454.355 | 8788.861 | 7497.47 | 7832.32 | 7687.74 | 7699.725 | 7299.6 | 7853.04 | 6432 | 6675.27 | 6070.45
NETREVENUE - Net Revenue $
MEAN | [6 empty] | 67123.6738 | 55475.5317 | 41313.6003 | 47922.9722 | 48519.8169 | 47843.3321 | 48582.9685 | 47355.0447 | 46850.9317 | 50952.0512 | 44497.531 | 38632.6755 | 36735.0296 | 30877.0087
P5 | [6 empty] | 25069.8905 | 25120.0587 | 16036.2055 | 25408.7525 | 23395.2038 | 24422.7861 | 24085.1987 | 24354.9296 | 23138.5313 | 28073.3438 | 22865.32 | 17854.9876 | 17606.511 | 12272.1545
P95 | [6 empty] | 117904.1204 | 102315.8346 | 82366.7882 | 78529.6793 | 91158.2424 | 72529.2321 | 73314.1006 | 78838.1846 | 78918.1547 | 77941.8916 | 78120.2664 | 64234.5775 | 58229.1836 | 50624.8697
STARTS - Number Starts
MEAN | [6 empty] | 113.41 | 98.53 | 84.19 | 84.14 | 89.16 | 81.65 | 85 | 84.24 | 81.64 | 79.87 | 82.11 | 74.59 | 72.98 | 67.59
P5 | [6 empty] | 92 | 72.5 | 60.5 | 66 | 69 | 60.5 | 66 | 63 | 59.5 | 58.5 | 67 | 56.5 | 58 | 51
P95 | [6 empty] | 137.5 | 121 | 106 | 102 | 115.5 | 103 | 105.5 | 105 | 103.5 | 98.5 | 98.5 | 89 | 89.5 | 85
VOMCOSTS - VOM Costs
MEAN | [6 empty] | 6894.164 | 5768.5309 | 4562.4247 | 4646.341 | 4949.7657 | 4509.1349 | 5008.0082 | 5178.2447 | 4986.7576 | 5254.4058 | 5295.0963 | 4715.515 | 4860.7228 | 4461.3134
P5 | [6 empty] | 4351.8243 | 3832.4664 | 2942.3012 | 3488.1 | 3877.0001 | 3164.616 | 3889.152 | 3924.028 | 3645.8829 | 3769.92 | 4197.0975 | 3618.67 | 3756.7215 | 3487.628
P95 | [6 empty] | 9645.7157 | 8486.5032 | 7246.2428 | 6340.7662 | 6767.423 | 5848.0266 | 6265.856 | 6303.9468 | 6390.7717 | 6204.66 | 6832.1448 | 5660.16 | 6007.743 | 5584.814
15599: New 2025JAN 18V50DF_NG_B #2
CAPACITYFACTOR - Net Generation Capacity Factor
MEAN | [6 empty] | 0.17323 | 0.14827 | 0.11848 | 0.11356 | 0.12177 | 0.11242 | 0.11376 | 0.11282 | 0.10544 | 0.1079 | 0.10434 | 0.095491 | 0.090819 | 0.08343
P5 | [6 empty] | 0.1161 | 0.10612 | 0.084124 | 0.087172 | 0.096336 | 0.083356 | 0.085526 | 0.081483 | 0.076324 | 0.07835 | 0.078884 | 0.073047 | 0.068106 | 0.061551
P95 | [6 empty] | 0.23151 | 0.20319 | 0.16915 | 0.15075 | 0.15897 | 0.14323 | 0.14964 | 0.15634 | 0.13702 | 0.13322 | 0.14002 | 0.12261 | 0.11711 | 0.1063
CO2EMISSIONS - CO2 Emissions
MEAN | [6 empty] | 5508.0058 | 4703.773 | 3739.61 | 3637.3348 | 3869.9392 | 3572.9107 | 3653.9212 | 3560.522 | 3361.9524 | 3468.4956 | 3337.9457 | 3055.0677 | 2900.5968 | 2647.6396
P5 | [6 empty] | 3688.04 | 3377.2352 | 2643.1336 | 2774.5203 | 3052.9367 | 2623.5448 | 2747.6708 | 2596.3023 | 2446.184 | 2530.6328 | 2507.9495 | 2326.1453 | 2177.137 | 1955.2238
P95 | [6 empty] | 7365.4885 | 6427.6782 | 5297.3043 | 4830.5207 | 5016.847 | 4566.6573 | 4801.7395 | 4941.6755 | 4363.3728 | 4277.9248 | 4461.0042 | 3958.7125 | 3732.7123 | 3382.142
FUELCONSUMED - Fuel Consumed
MEAN | [6 empty] | 90147.3947 | 76984.8277 | 61204.7457 | 59530.847 | 63079.2178 | 58237.0584 | 59563.9109 | 58032.1614 | 54804.1027 | 56534.8619 | 54411.609 | 49803.5399 | 47275.8658 | 43155.4801
P5 | [6 empty] | 60360.7209 | 55273.8983 | 43259.1431 | 45409.4976 | 49762.045 | 42762.7936 | 44790.4723 | 42316.3317 | 39875.6808 | 41248.6115 | 40881.8355 | 37920.6181 | 35484.3216 | 31869.4445
P95 | [6 empty] | 120548.093 | 105199.3152 | 86698.9253 | 79059.2589 | 81775.3779 | 74434.6935 | 78276.1368 | 80543.6105 | 71129.9299 | 69728.058 | 72718.3869 | 64534.8979 | 60838.2016 | 55127.7119
FUELCOST - Fuel Cost
MEAN | [6 empty] | 166144.0837 | 145189.4039 | 121269.9814 | 118498.2923 | 129586.5083 | 122542.974 | 128612.689 | 128891.0507 | 123913.5164 | 129948.963 | 127612.0661 | 122171.2023 | 118930.2222 | 112781.8061
P5 | [6 empty] | 75764.8435 | 78597.4394 | 61378.0027 | 72996.2393 | 78217.3344 | 70953.2712 | 76439.7374 | 69574.1465 | 68663.7934 | 73632.7657 | 73488.4249 | 74093.4105 | 74036.1369 | 69001.5044
P95 | [6 empty] | 268409.5234 | 272338.9856 | 231405.0908 | 193239.3538 | 215564.8442 | 197933.998 | 211484.373 | 230666.3091 | 197233.1416 | 202652.9046 | 203705.576 | 188093.9415 | 179469.6797 | 171544.2241
NETPOS - Net Position (MWh)
MEAN | [6 empty] | 10589.7405 | 9037.3718 | 7179.7882 | 6978.658 | 7389.3386 | 6816.4773 | 7036.5219 | 6850.9389 | 6464.4279 | 6664.1301 | 6409.4832 | 5862.4243 | 5560.8205 | 5072.512
P5 | [6 empty] | 7091.0327 | 6489.07 | 5074.9419 | 5323.505 | 5829.5026 | 5005.19 | 5291.88 | 4996.025 | 4703.985 | 4862.3087 | 4815.86 | 4463.875 | 4174.135 | 3745.9469
P95 | [6 empty] | 14161.32 | 12349.015 | 10168.0408 | 9268.3774 | 9574.6977 | 8712.329 | 9245.1151 | 9507.2233 | 8387.4108 | 8219.33 | 8566.19 | 7595.99 | 7156.185 | 6479.46
NETREVENUE - Net Revenue $
MEAN | [6 empty] | 63363.7234 | 49977.9264 | 36623.8705 | 44078.3966 | 44069.3041 | 42960.6987 | 44412.3396 | 43886.1321 | 43557.3084 | 47981.5639 | 41907.932 | 35455.7942 | 34967.1849 | 28856.0253
P5 | [6 empty] | 20717.2689 | 19277.6412 | 9627.9876 | 20750.4104 | 17156.613 | 19456.3788 | 19625.2757 | 20351.4489 | 19574.0935 | 22859.2799 | 21542.8999 | 16608.8433 | 19023.855 | 11768.6461
P95 | [6 empty] | 111937.067 | 102759.2202 | 79164.675 | 79408.7816 | 87682.2057 | 66523.9655 | 69544.6907 | 75968.3652 | 74323.5236 | 76769.6591 | 74952.8968 | 57595.1075 | 55314.6989 | 47741.4587
STARTS - Number Starts
MEAN | [6 empty] | 117.74 | 104.37 | 90.65 | 89.45 | 94.64 | 87.81 | 88.29 | 85.74 | 83.6 | 82.42 | 83.18 | 76.14 | 75.28 | 69.23
P5 | [6 empty] | 95.5 | 78.5 | 69 | 71.5 | 73.5 | 70 | 72.5 | 67 | 63 | 61 | 64.5 | 60 | 58 | 48
P95 | [6 empty] | 141.5 | 127 | 112.5 | 107 | 115 | 105 | 108 | 102.5 | 102.5 | 104.5 | 104 | 92.5 | 91.5 | 85.5
VOMCOSTS - VOM Costs
MEAN | [6 empty] | 7518.7158 | 6506.9077 | 5313.0433 | 5233.9935 | 5689.7907 | 5316.8523 | 5629.2175 | 5617.7699 | 5365.4752 | 5664.5106 | 5576.2504 | 5158.9334 | 5004.7384 | 4666.7111
P5 | [6 empty] | 5034.6332 | 4672.1304 | 3755.457 | 3992.6287 | 4488.717 | 3904.0482 | 4233.504 | 4096.7405 | 3904.3075 | 4132.9624 | 4189.7982 | 3928.21 | 3756.7215 | 3446.2711
P95 | [6 empty] | 10054.5372 | 8891.2908 | 7524.3502 | 6951.283 | 7372.5172 | 6795.6166 | 7396.0921 | 7795.9231 | 6961.551 | 6986.4305 | 7452.5853 | 6684.4712 | 6440.5665 | 5961.1032
15599: New 2025JAN 18V50DF_NG_B #3
CAPACITYFACTOR - Net Generation Capacity Factor
MEAN | [6 empty] | 0.1797 | 0.14242 | 0.12039 | 0.11497 | 0.12313 | 0.11537 | 0.11642 | 0.11232 | 0.10504 | 0.10694 | 0.10473 | 0.095875 | 0.088179 | 0.080316
P5 | [6 empty] | 0.11522 | 0.09481 | 0.078167 | 0.086542 | 0.097983 | 0.094486 | 0.093843 | 0.083219 | 0.077168 | 0.07686 | 0.077938 | 0.073143 | 0.06728 | 0.05894
P95 | [6 empty] | 0.23589 | 0.20172 | 0.17171 | 0.14951 | 0.15727 | 0.1418 | 0.14941 | 0.14887 | 0.13771 | 0.13091 | 0.13654 | 0.12317 | 0.11422 | 0.10189
CO2EMISSIONS - CO2 Emissions
MEAN | [6 empty] | 5704.6798 | 4522.275 | 3804.6542 | 3679.832 | 3913.2426 | 3663.5153 | 3733.3072 | 3546.766 | 3346.8863 | 3438.3174 | 3346.6095 | 3071.8427 | 2812.7261 | 2551.236
P5 | [6 empty] | 3621.0436 | 3016.8497 | 2474.2529 | 2757.2066 | 3117.2095 | 2962.2083 | 3006.2235 | 2608.8448 | 2481.192 | 2474.4105 | 2512.3187 | 2317.4167 | 2149.4395 | 1869.582
P95 | [6 empty] | 7504.72 | 6443.878 | 5424.2185 | 4791.5663 | 4974.21 | 4524.687 | 4790.1365 | 4674.9483 | 4375.8893 | 4178.044 | 4373.6192 | 4003.8063 | 3645.4522 | 3238.328
FUELCONSUMED - Fuel Consumed
MEAN | [6 empty] | 93366.282 | 74014.3207 | 62269.2989 | 60226.3824 | 63785.054 | 59713.8603 | 60857.8086 | 57807.8878 | 54558.365 | 56042.9186 | 54552.8039 | 50076.9904 | 45843.6073 | 41584.0911
P5 | [6 empty] | 59264.2162 | 49375.6082 | 40495.1373 | 45126.1311 | 50809.8338 | 48282.4861 | 49005.2058 | 42521.4476 | 40446.3525 | 40331.5752 | 40953.0583 | 37778.3269 | 35033.0656 | 30473.3501
P95 | [6 empty] | 122826.8405 | 105464.4517 | 88776.081 | 78421.7066 | 81078.689 | 73750.894 | 78085.5265 | 76196.6358 | 71332.8938 | 68100.6935 | 71293.9327 | 65270.0393 | 59415.9843 | 52783.608
FUELCOST - Fuel Cost
MEAN | [6 empty] | 172157.7473 | 140913.0647 | 123460.9648 | 119898.4108 | 130369.798 | 124089.2682 | 130248.9586 | 127807.39 | 122941.8178 | 128421.0914 | 127587.364 | 122774.4234 | 114866.8205 | 108621.3513
P5 | [6 empty] | 73094.2041 | 71286.5149 | 57151.7595 | 72078.5739 | 77813.9034 | 78811.3047 | 83595.2724 | 69719.0143 | 73566.2647 | 72857.2638 | 76591.2154 | 71195.7262 | 72331.2107 | 65317.5069
P95 | [6 empty] | 274712.6174 | 270833.6458 | 239656.802 | 189729.7588 | 218618.785 | 197477.4763 | 205205.3234 | 223797.8135 | 192976.7012 | 203002.529 | 203353.5372 | 192681.0523 | 171804.3096 | 166071.6526
NETPOS - Net Position (MWh)
MEAN | [6 empty] | 10968.3226 | 8688.6703 | 7304.8609 | 7060.2528 | 7472.0182 | 6989.4445 | 7189.6507 | 6824.5859 | 6435.6917 | 6606.1593 | 6426.1561 | 5894.6188 | 5392.5524 | 4887.9354
P5 | [6 empty] | 6961.8598 | 5796.4991 | 4750.72 | 5290.285 | 5952.062 | 5651.3731 | 5789.84 | 5020.0455 | 4771.305 | 4754.4 | 4824.25 | 4447.125 | 4120.7373 | 3582.15
P95 | [6 empty] | 14428.215 | 12379.9315 | 10411.99 | 9193.635 | 9497.63 | 8631.69 | 9224.78 | 8993.18 | 8413.9148 | 8025.85 | 8398.39 | 7681.1096 | 6988.885 | 6203.91
NETREVENUE - Net Revenue $
MEAN | [6 empty] | 63132.4328 | 52737.4143 | 36839.5758 | 44601.894 | 43305.9381 | 41417.0319 | 43810.8399 | 43977.9715 | 43962.4686 | 48259.8348 | 42296.1147 | 35807.7054 | 35625.7285 | 30172.5822
P5 | [6 empty] | 21790.5942 | 22817.7342 | 11463.3602 | 22199.7259 | 15546.8574 | 15759.8936 | 17247.9166 | 18542.9701 | 20038.6097 | 22780.1416 | 21924.8168 | 17370.3677 | 18952.6105 | 13615.9392
P95 | [6 empty] | 113447.0027 | 102594.3855 | 78555.7702 | 79884.1304 | 86015.5386 | 69372.0687 | 71597.6719 | 72265.6971 | 77368.2671 | 76974.841 | 74272.9652 | 58319.7887 | 56419.4008 | 49442.5355
STARTS - Number Starts
MEAN | [6 empty] | 115.93 | 101.95 | 90.65 | 88.97 | 95.22 | 89.79 | 91.35 | 86.32 | 84.17 | 82.02 | 82.64 | 76.56 | 73.6 | 67.95
P5 | [6 empty] | 92.5 | 74.5 | 65.5 | 70.5 | 73.5 | 71.5 | 74.5 | 68 | 66 | 57.5 | 66 | 60.5 | 57.5 | 52
P95 | [6 empty] | 141 | 123.5 | 109 | 106 | 117 | 107 | 110 | 101.5 | 104 | 101 | 99 | 92.5 | 89 | 85.5
VOMCOSTS - VOM Costs
MEAN | [6 empty] | 7787.5091 | 6255.8426 | 5405.5971 | 5295.1896 | 5753.454 | 5451.7667 | 5751.7206 | 5596.1605 | 5341.6241 | 5615.2354 | 5590.7558 | 5187.2645 | 4853.2971 | 4496.9006
P5 | [6 empty] | 4942.9204 | 4173.4794 | 3515.5328 | 3967.7137 | 4583.0877 | 4408.071 | 4631.872 | 4116.4373 | 3960.1831 | 4041.24 | 4197.0975 | 3913.47 | 3708.6636 | 3295.578
P95 | [6 empty] | 10244.0326 | 8913.5507 | 7704.8726 | 6895.2262 | 7313.1751 | 6732.7182 | 7379.824 | 7374.4076 | 6983.5493 | 6821.9725 | 7306.5993 | 6759.3764 | 6289.9965 | 5707.5972
15599: New 2025JAN 18V50DF_NG_B #4
CAPACITYFACTOR - Net Generation Capacity Factor
MEAN | [6 empty] | 0.16304 | 0.14741 | 0.11578 | 0.11404 | 0.11847 | 0.11736 | 0.12273 | 0.12045 | 0.11296 | 0.11321 | 0.10625 | 0.096968 | 0.089874 | 0.079659
P5 | [6 empty] | 0.10772 | 0.09459 | 0.07219 | 0.082576 | 0.090199 | 0.096237 | 0.10151 | 0.097479 | 0.090714 | 0.086182 | 0.08567 | 0.076043 | 0.069851 | 0.059143
P95 | [6 empty] | 0.22372 | 0.2034 | 0.17062 | 0.14873 | 0.15104 | 0.14465 | 0.14696 | 0.14305 | 0.14296 | 0.13306 | 0.13792 | 0.11852 | 0.11368 | 0.10086
CO2EMISSIONS - CO2 Emissions
MEAN | [6 empty] | 5179.5731 | 4670.4956 | 3660.4816 | 3650.6591 | 3766.8215 | 3729.739 | 3937.314 | 3804.3179 | 3601.2917 | 3636.3933 | 3401.4014 | 3101.5481 | 2870.0331 | 2531.9445
P5 | [6 empty] | 3406.6367 | 2995.7247 | 2296.592 | 2634.023 | 2884.416 | 3024.8057 | 3247.2472 | 3057.8448 | 2890.5147 | 2767.3178 | 2722.0428 | 2435.2515 | 2246.945 | 1873.7793
P95 | [6 empty] | 7094.4068 | 6469.3904 | 5333.2215 | 4752.5411 | 4773.9455 | 4607.1422 | 4671.4785 | 4531.4888 | 4557.7707 | 4247.6573 | 4422.0162 | 3788.8445 | 3630.452 | 3196.76
FUELCONSUMED - Fuel Consumed
MEAN | [6 empty] | 84772.0634 | 76440.1905 | 59909.6832 | 59748.9214 | 61398.3369 | 60793.2887 | 64183.3289 | 62005.599 | 58705.4823 | 59271.4864 | 55445.998 | 50561.2607 | 46777.662 | 41269.6245
P5 | [6 empty] | 55755.1013 | 49029.8635 | 37587.4304 | 43110.0323 | 47015.2637 | 49303.0199 | 52934.1946 | 49839.3106 | 47118.9444 | 45105.8076 | 44371.7483 | 39699.2588 | 36622.0955 | 30541.8392
P95 | [6 empty] | 116111.4045 | 105882.0037 | 87286.7677 | 77782.9969 | 77814.3786 | 75094.8787 | 76150.9466 | 73857.3412 | 74297.1812 | 69235.0331 | 72083.1571 | 61766.0344 | 59171.2278 | 52105.9129
FUELCOST - Fuel Cost
MEAN | [6 empty] | 157393.9319 | 145761.5416 | 119789.3143 | 119247.9696 | 126264.8704 | 126547.6717 | 135376.4953 | 134654.0329 | 130181.618 | 134131.2436 | 128595.2892 | 122674.7704 | 116657.4875 | 107418.9015
P5 | [6 empty] | 70816.7414 | 72278.9677 | 54042.3582 | 69701.5312 | 77188.3059 | 81702.1319 | 89298.499 | 82338.0034 | 79885.9449 | 82225.7369 | 85769.7569 | 78616.3384 | 76922.3031 | 64530.36
P95 | [6 empty] | 261819.4218 | 273754.0404 | 235732.283 | 190040.1752 | 206652.2333 | 192460.5197 | 190046.6853 | 217280.7685 | 202478.4579 | 189745.1888 | 204036.4386 | 178874.823 | 171254.6356 | 164629.4906
NETPOS - Net Position (MWh)
MEAN | [6 empty] | 9958.5109 | 8973.5929 | 7028.0662 | 7004.3821 | 7192.6689 | 7115.7452 | 7582.706 | 7320.2617 | 6924.8907 | 6986.6359 | 6531.3359 | 5951.6289 | 5502.319 | 4851.0682
P5 | [6 empty] | 6548.416 | 5756.03 | 4409.6 | 5053.525 | 5507.88 | 5771.16 | 6254.04 | 5883.6683 | 5558.035 | 5317.2 | 5226.97 | 4673.25 | 4307.975 | 3590.1612
P95 | [6 empty] | 13639.685 | 12427.94 | 10237.27 | 9117.8646 | 9115.1337 | 8789.01 | 8997.04 | 8719.875 | 8764.15 | 8160.39 | 8490.54 | 7269.23 | 6959.7553 | 6124.655
NETREVENUE - Net Revenue $
MEAN | [6 empty] | 65912.9402 | 52620.7186 | 38826.9998 | 45523.7898 | 45610.0495 | 42168.9884 | 42000.6908 | 41326.2831 | 41300.1748 | 46051.2479 | 41544.3428 | 34579.6903 | 35584.0803 | 30371.9626
P5 | [6 empty] | 23295.7682 | 23772.2996 | 14103.7803 | 22977.9765 | 19483.9496 | 16396.7903 | 17406.6387 | 16427.2084 | 14708.4431 | 19463.2809 | 19057.9511 | 13993.161 | 17750.726 | 13578.6723
P95 | [6 empty] | 118337.03 | 100214.5052 | 81076.8346 | 81046.1343 | 89464.4092 | 68796.5665 | 72337.5514 | 72390.3175 | 79159.427 | 75907.4384 | 76181.9637 | 60262.2359 | 57391.9273 | 50277.0261
STARTS - Number Starts
MEAN | [6 empty] | 114.99 | 99.59 | 87.11 | 87.78 | 92.51 | 88.57 | 92.1 | 90.34 | 87.64 | 85.17 | 84.46 | 78.38 | 75.14 | 68.58
P5 | [6 empty] | 91 | 73.5 | 63 | 71 | 72 | 69 | 72 | 72.5 | 68.5 | 61.5 | 66 | 61 | 58.5 | 52
P95 | [6 empty] | 139 | 121.5 | 107 | 107 | 114.5 | 106 | 109.5 | 109 | 107.5 | 106.5 | 104.5 | 92.5 | 89.5 | 85
VOMCOSTS - VOM Costs
MEAN | [6 empty] | 7070.5427 | 6460.9869 | 5200.769 | 5253.2866 | 5538.355 | 5550.2812 | 6066.1648 | 6002.6146 | 5747.6592 | 5938.6405 | 5682.2623 | 5237.4335 | 4952.0871 | 4462.9828
P5 | [6 empty] | 4649.3753 | 4144.3416 | 3263.104 | 3790.1438 | 4241.0676 | 4501.5048 | 5003.232 | 4824.608 | 4613.1691 | 4519.62 | 4547.4639 | 4112.46 | 3877.1775 | 3302.9483
P95 | [6 empty] | 9684.1763 | 8948.1168 | 7575.5798 | 6838.3985 | 7018.653 | 6855.4278 | 7197.632 | 7150.2975 | 7274.2445 | 6936.3315 | 7386.7698 | 6396.9224 | 6263.7797 | 5634.6826
15599: New 2025JAN 18V50DF_NG_B #5
CAPACITYFACTOR - Net Generation Capacity Factor
MEAN | [6 empty] | 0.16698 | 0.13933 | 0.10759 | 0.11066 | 0.12399 | 0.1075 | 0.11536 | 0.12026 | 0.11359 | 0.11461 | 0.11319 | 0.10071 | 0.093694 | 0.081544
P5 | [6 empty] | 0.11179 | 0.085463 | 0.065675 | 0.076965 | 0.094267 | 0.082898 | 0.093912 | 0.09475 | 0.089256 | 0.088602 | 0.097412 | 0.079697 | 0.07412 | 0.061625
P95 | [6 empty] | 0.22387 | 0.19697 | 0.1607 | 0.15058 | 0.1532 | 0.13665 | 0.14046 | 0.1432 | 0.1412 | 0.13262 | 0.14096 | 0.11946 | 0.11577 | 0.10134
CO2EMISSIONS - CO2 Emissions
MEAN | [6 empty] | 5301.4583 | 4419.1084 | 3396.1224 | 3544.9596 | 3943.2952 | 3414.3411 | 3705.5837 | 3799.1037 | 3620.8097 | 3687.2848 | 3622.1262 | 3224.5746 | 2993.8497 | 2591.555
P5 | [6 empty] | 3524.505 | 2705.2564 | 2088.5988 | 2454.2169 | 3006.048 | 2634.2283 | 3000.3607 | 2964.0752 | 2826.896 | 2828.5222 | 3113.2582 | 2557.4505 | 2377.835 | 1963.446
P95 | [6 empty] | 7094.4068 | 6260.8074 | 5091.3365 | 4797.4983 | 4856.922 | 4359.4447 | 4502.624 | 4563.4695 | 4516.032 | 4268.7065 | 4522.0233 | 3814.3545 | 3712.913 | 3216.872
FUELCONSUMED - Fuel Consumed
MEAN | [6 empty] | 86766.9121 | 72325.833 | 55583.0175 | 58018.9793 | 64274.8352 | 55652.3791 | 60405.8383 | 61920.5662 | 59023.6687 | 60100.9682 | 59044.0407 | 52566.7946 | 48795.6814 | 42241.2887
P5 | [6 empty] | 57684.2066 | 44275.8826 | 34183.2858 | 40167.2156 | 48997.835 | 42936.7763 | 48909.6185 | 48310.5508 | 46081.7349 | 46103.4084 | 50749.0681 | 41691.3363 | 38755.4214 | 32003.4466
P95 | [6 empty] | 116111.4045 | 102468.2059 | 83327.93 | 78518.7936 | 79166.9238 | 71057.2096 | 73398.6795 | 74379.8339 | 73616.6416 | 69578.8039 | 73713.4513 | 62181.2763 | 60515.3461 | 52434.1955
FUELCOST - Fuel Cost
MEAN | [6 empty] | 160042.3736 | 138424.1207 | 112127.0211 | 116405.7501 | 131507.5005 | 116914.9433 | 128307.862 | 134878.3815 | 130860.7115 | 135850.3163 | 135620.9664 | 126543.4441 | 120798.506 | 109420.6338
P5 | [6 empty] | 79252.9659 | 65295.3998 | 48720.5946 | 63470.3131 | 82115.7418 | 68363.706 | 84606.059 | 79369.7687 | 77632.9927 | 80335.6093 | 93782.2915 | 84427.7367 | 85448.7368 | 66859.5521
P95 | [6 empty] | 262432.3151 | 266764.8744 | 226953.5552 | 189649.7542 | 209523.9923 | 181242.4099 | 186482.601 | 210760.6769 | 190726.7159 | 194633.8135 | 195186.3744 | 177734.9358 | 169473.0118 | 160584.1187
NETPOS - Net Position (MWh)
MEAN | [6 empty] | 10192.9055 | 8490.6598 | 6520.5449 | 6801.434 | 7529.5709 | 6514.1205 | 7136.3711 | 7310.2699 | 6962.3385 | 7084.5908 | 6955.1781 | 6187.7931 | 5739.8077 | 4965.1971
P5 | [6 empty] | 6775.995 | 5197.92 | 4010.24 | 4708.935 | 5740.14 | 5025.96 | 5778.26 | 5703.725 | 5436.09 | 5434.8 | 5977.805 | 4907.75 | 4558.925 | 3761.605
P95 | [6 empty] | 13639.685 | 12028.8452 | 9773.0379 | 9202.7371 | 9273.665 | 8317.19 | 8671.3801 | 8778.27 | 8684.28 | 8200.6774 | 8683.3316 | 7319.75 | 7118.615 | 6162.02
NETREVENUE - Net Revenue $
MEAN | [6 empty] | 64927.8674 | 54294.5664 | 40550.9387 | 46314.839 | 44469.5683 | 44594.7822 | 45279.6255 | 42349.1129 | 42261.1908 | 46462.2479 | 39751.7467 | 33901.566 | 34211.6693 | 29884.9731
P5 | [6 empty] | 21384.6965 | 26152.2092 | 16204.2553 | 25582.0381 | 18527.1179 | 18492.575 | 20578.5299 | 17348.613 | 18042.7426 | 20250.9927 | 16867.3747 | 13270.5804 | 14482.9762 | 12608.0717
P95 | [6 empty] | 117449.7025 | 101095.5079 | 84452.0316 | 77782.1239 | 92275.0804 | 72803.4939 | 74613.1293 | 74297.976 | 77108.2452 | 76642.8252 | 76627.2567 | 60743.1205 | 55352.8671 | 50655.2924
STARTS - Number Starts
MEAN | [6 empty] | 115.94 | 99.13 | 84.92 | 85.28 | 93.72 | 86.19 | 88.99 | 89.28 | 86.74 | 84.21 | 86.38 | 79.72 | 77.01 | 70.36
P5 | [6 empty] | 95 | 73 | 61.5 | 66 | 73.5 | 69 | 73 | 69 | 67 | 64.5 | 69 | 62.5 | 60 | 53
P95 | [6 empty] | 141.5 | 123.5 | 109 | 105.5 | 114 | 105 | 108 | 106 | 107.5 | 104 | 108 | 96 | 94.5 | 85.5
VOMCOSTS - VOM Costs
MEAN | [6 empty] | 7236.9629 | 6113.275 | 4825.2032 | 5101.0755 | 5797.7696 | 5081.014 | 5709.0969 | 5994.4213 | 5778.741 | 6021.9021 | 6051.0049 | 5445.2579 | 5165.8269 | 4567.9814
P5 | [6 empty] | 4810.9564 | 3742.5024 | 2967.5776 | 3531.7013 | 4419.9078 | 3920.2488 | 4622.608 | 4677.0545 | 4511.9547 | 4619.58 | 5200.6903 | 4318.82 | 4103.0325 | 3460.6766
P95 | [6 empty] | 9684.1763 | 8660.7686 | 7232.0481 | 6902.0528 | 7140.7221 | 6487.4082 | 6937.1041 | 7198.1814 | 7207.9524 | 6970.5758 | 7554.4985 | 6441.38 | 6406.7535 | 5669.0584
15599: New 2025JAN 18V50DF_NG_B #6
CAPACITYFACTOR - Net Generation Capacity Factor
MEAN | [6 empty] | 0.16437 | 0.1289 | 0.098636 | 0.10188 | 0.11512 | 0.1099 | 0.10864 | 0.11083 | 0.10472 | 0.10555 | 0.11538 | 0.10277 | 0.098372 | 0.085364
P5 | [6 empty] | 0.10792 | 0.080284 | 0.059125 | 0.073067 | 0.081753 | 0.086071 | 0.086403 | 0.080811 | 0.07835 | 0.081481 | 0.097064 | 0.085015 | 0.080254 | 0.067914
P95 | [6 empty] | 0.22635 | 0.19193 | 0.15618 | 0.14096 | 0.15238 | 0.13806 | 0.13341 | 0.1351 | 0.13333 | 0.12618 | 0.14086 | 0.11808 | 0.11798 | 0.10184
CO2EMISSIONS - CO2 Emissions
MEAN | [6 empty] | 5220.0768 | 4085.31 | 3114.955 | 3260.0442 | 3664.5519 | 3488.2002 | 3482.2694 | 3499.2099 | 3343.8657 | 3397.5526 | 3688.0743 | 3288.1375 | 3135.0231 | 2710.7232
P5 | [6 empty] | 3437.3547 | 2527.5072 | 1863.2728 | 2320.0357 | 2571.648 | 2716.6835 | 2791.4932 | 2561.2762 | 2529.328 | 2618.6782 | 3082.6735 | 2727.6562 | 2534.903 | 2165.926
P95 | [6 empty] | 7203.2576 | 6068.1954 | 4934.0313 | 4506.3231 | 4887.33 | 4344.3235 | 4280.1102 | 4282.2617 | 4253.472 | 4065.7275 | 4504.6968 | 3789.6435 | 3769.632 | 3241.4817
FUELCONSUMED - Fuel Consumed
MEAN | [6 empty] | 85434.973 | 66862.6838 | 50981.2599 | 53355.8791 | 59731.3965 | 56856.2282 | 56765.5071 | 57032.6491 | 54509.0581 | 55378.4204 | 60119.0165 | 53602.9835 | 51096.5756 | 44183.6092
P5 | [6 empty] | 56257.8509 | 41366.73 | 30495.4624 | 37971.1244 | 41917.223 | 44280.761 | 45504.8339 | 41745.4538 | 41231.026 | 42683.0628 | 50250.5092 | 44466.0156 | 41315.4126 | 35303.6246
P95 | [6 empty] | 117892.9235 | 99315.7996 | 80753.3764 | 73753.2424 | 79662.5666 | 70811.0782 | 69771.9193 | 69795.5791 | 69336.6043 | 66269.196 | 73430.614 | 61778.6485 | 61439.7874 | 52834.6951
FUELCOST - Fuel Cost
MEAN | [6 empty] | 158184.0756 | 128879.2853 | 103416.724 | 107706.4768 | 123666.1204 | 118892.1367 | 120969.2989 | 125504.9542 | 121928.9161 | 126280.0945 | 138021.6763 | 128525.064 | 125766.5756 | 112913.0217
P5 | [6 empty] | 70797.3172 | 61354.2994 | 44196.6021 | 60475.8764 | 66665.3678 | 72226.3945 | 78649.7935 | 68690.7573 | 69885.6378 | 74062.4325 | 95735.2848 | 89733.8885 | 89466.6513 | 78394.2757
P95 | [6 empty] | 259238.9795 | 271379.9533 | 222916.322 | 184103.1872 | 203192.9104 | 180522.5707 | 178485.9463 | 204234.7771 | 189238.3582 | 183187.0595 | 189988.4188 | 173159.5685 | 173701.256 | 160361.1594
NETPOS - Net Position (MWh)
MEAN | [6 empty] | 10036.3444 | 7849.2455 | 5980.6941 | 6254.8299 | 6997.2791 | 6655.0724 | 6706.3822 | 6733.2772 | 6429.9766 | 6527.9137 | 7081.8089 | 6309.791 | 6010.5556 | 5193.6476
P5 | [6 empty] | 6609.24 | 4856.39 | 3577.6 | 4451.48 | 4910.64 | 5183.28 | 5376.28 | 4928.625 | 4863.87 | 5031.6 | 5919.075 | 5234.375 | 4860.065 | 4149.95
P95 | [6 empty] | 13848.165 | 11657.485 | 9471.5746 | 8645.5095 | 9331.73 | 8287.9346 | 8241.31 | 8239.505 | 8179.38 | 7812 | 8650.09 | 7270.9189 | 7227.36 | 6210.5639
NETREVENUE - Net Revenue $
MEAN | [6 empty] | 65433.0258 | 55814.3526 | 42279.3805 | 48306.4406 | 47021.0854 | 43710.8383 | 46774.5347 | 45608.4461 | 44917.7243 | 49984.0211 | 39595.4731 | 34014.8094 | 32395.7187 | 27988.4034
P5 | [6 empty] | 22014.9824 | 27093.91 | 18074.6942 | 26851.9833 | 22928.0369 | 19548.2067 | 21359.2875 | 20489.5431 | 21279.3833 | 23375.0515 | 16370.3969 | 13113.7114 | 11885.4676 | 7489.6983
P95 | [6 empty] | 116357.4882 | 103949.7751 | 82992.3889 | 80545.496 | 86074.0272 | 69224.9516 | 71058.0445 | 75952.9949 | 77591.5612 | 77663.7505 | 76810.821 | 59566.5088 | 52993.2789 | 49920.594
STARTS - Number Starts
MEAN | [6 empty] | 115.1 | 97.26 | 82.51 | 83.34 | 90.47 | 87.04 | 87.79 | 86.05 | 83 | 80.21 | 85.68 | 78.97 | 77.34 | 71.74
P5 | [6 empty] | 94.5 | 71.5 | 61 | 64 | 71 | 68 | 71.5 | 65.5 | 63.5 | 59 | 69.5 | 61.5 | 60 | 54.5
P95 | [6 empty] | 136.5 | 121 | 109 | 102 | 115 | 105.5 | 108 | 102.5 | 104.5 | 100.5 | 103 | 96 | 93.5 | 87
VOMCOSTS - VOM Costs
MEAN | [6 empty] | 7125.8045 | 5651.4567 | 4425.7137 | 4691.1225 | 5387.9049 | 5190.9564 | 5365.1058 | 5521.2873 | 5336.8806 | 5548.7266 | 6161.1737 | 5552.616 | 5409.5 | 4778.1558
P5 | [6 empty] | 4692.5604 | 3496.6008 | 2647.424 | 3338.61 | 3781.1928 | 4042.9584 | 4301.024 | 4041.4725 | 4037.0121 | 4276.86 | 5149.5953 | 4606.25 | 4374.0585 | 3817.954
P95 | [6 empty] | 9832.1971 | 8393.3892 | 7008.9652 | 6484.1321 | 7185.4321 | 6464.589 | 6593.048 | 6756.3941 | 6788.8854 | 6640.2 | 7525.5783 | 6398.4086 | 6504.624 | 5713.7188
15599: New 2025JAN 18V50DF_NG_B #7
CAPACITYFACTOR - Net Generation Capacity Factor
MEAN | [6 empty] | 0.16211 | 0.13241 | 0.10224 | 0.097538 | 0.10483 | 0.11475 | 0.10852 | 0.1044 | 0.097922 | 0.10038 | 0.11 | 0.098935 | 0.10117 | 0.089813
P5 | [6 empty] | 0.099868 | 0.08674 | 0.066549 | 0.069726 | 0.073642 | 0.088384 | 0.087535 | 0.081244 | 0.073029 | 0.076834 | 0.090576 | 0.082386 | 0.083823 | 0.072163
P95 | [6 empty] | 0.22698 | 0.19559 | 0.15855 | 0.13656 | 0.14503 | 0.1416 | 0.12984 | 0.12751 | 0.12518 | 0.12041 | 0.13289 | 0.11631 | 0.11847 | 0.10539
CO2EMISSIONS - CO2 Emissions
MEAN | [6 empty] | 5151.3495 | 4198.847 | 3231.5307 | 3123.817 | 3329.4186 | 3649.0853 | 3480.4867 | 3296.3894 | 3126.5635 | 3222.8535 | 3520.1883 | 3169.7469 | 3229.7033 | 2852.6687
P5 | [6 empty] | 3167.6668 | 2752.9452 | 2114.5979 | 2237.7956 | 2332.728 | 2825.1773 | 2800.2578 | 2556.898 | 2323.656 | 2474.4105 | 2896.8128 | 2653.464 | 2661.43 | 2274.876
P95 | [6 empty] | 7239.2773 | 6214.8952 | 5057.1865 | 4404.3487 | 4589.0477 | 4496.3128 | 4189.431 | 4018.7838 | 4002.0188 | 3864.627 | 4246.911 | 3746.8775 | 3798.1573 | 3355.66
FUELCONSUMED - Fuel Consumed
MEAN | [6 empty] | 84310.1399 | 68720.8998 | 52889.2089 | 51126.3006 | 54268.7964 | 59478.6237 | 56736.4013 | 53726.9741 | 50966.767 | 52530.8954 | 57382.3272 | 51672.9848 | 52639.7472 | 46497.2814
P5 | [6 empty] | 51843.9742 | 45056.3869 | 34608.8038 | 36625.133 | 38022.8864 | 46049.162 | 45647.7062 | 41674.094 | 37878.3301 | 40331.5752 | 47220.6567 | 43256.54 | 43377.6277 | 37079.4609
P95 | [6 empty] | 118482.4435 | 101716.7787 | 82769.0098 | 72084.2672 | 74800.7511 | 73288.2523 | 68292.969 | 65502.5961 | 65237.7689 | 62991.3648 | 69228.4741 | 61081.427 | 61904.8646 | 54695.7565
FUELCOST - Fuel Cost
MEAN | [6 empty] | 156865.3395 | 131723.677 | 106649.0408 | 103553.5092 | 113075.0326 | 124091.9969 | 120536.8592 | 118349.6332 | 114106.3353 | 119870.8518 | 131842.5591 | 124140.326 | 129165.9538 | 118498.658
P5 | [6 empty] | 65508.2492 | 66184.7122 | 49127.2541 | 58668.0407 | 61407.2788 | 79900.7836 | 77737.8343 | 67343.8792 | 66182.5389 | 71435.3368 | 90959.0101 | 86357.7935 | 92910.5995 | 76244.1438
P95 | [6 empty] | 262887.7108 | 268084.9913 | 226270.7367 | 177516.7945 | 197389.9843 | 184752.1426 | 178780.3697 | 192947.0541 | 177208.0893 | 174925.7082 | 183060.5773 | 167354.8095 | 171297.1314 | 163481.63
NETPOS - Net Position (MWh)
MEAN | [6 empty] | 9904.3266 | 8067.3856 | 6204.4772 | 5993.544 | 6357.3413 | 6961.9756 | 6702.9943 | 6343.0228 | 6012.1939 | 6192.292 | 6759.4919 | 6082.644 | 6192.0319 | 5465.6101
P5 | [6 empty] | 6087.025 | 5289.55 | 4060.16 | 4293.685 | 4454.415 | 5390.28 | 5393.16 | 4920.2 | 4468.365 | 4754.4 | 5562.57 | 5092 | 5102.65 | 4358.7
P95 | [6 empty] | 13919.46 | 11940.985 | 9709.3 | 8450.135 | 8761.4478 | 8577.94 | 8068.64 | 7731.4952 | 7695.445 | 7425.6 | 8155.08 | 7189.87 | 7281.66 | 6429.5
NETREVENUE - Net Revenue $
MEAN | [6 empty] | 66379.1986 | 55002.0897 | 41577.7838 | 49113.4818 | 49232.6875 | 43728.6671 | 46371.5933 | 46933.3904 | 46722.2771 | 50398.8421 | 41470.2212 | 35306.7707 | 32943.9321 | 27327.0217
P5 | [6 empty] | 23357.1283 | 24458.8814 | 15146.0737 | 26760.9762 | 24797.8199 | 17963.9886 | 19980.1137 | 23668.2005 | 21769.9862 | 24176.4284 | 18022.2835 | 15612.9775 | 11411.5091 | 6101.1537
P95 | [6 empty] | 112140.2894 | 104228.7349 | 86960.8757 | 81903.6086 | 92711.7677 | 67677.2072 | 72579.4739 | 76752.634 | 81284.9783 | 79448.2777 | 76516.2089 | 60969.665 | 54936.3741 | 49862.2266
STARTS - Number Starts
MEAN | [6 empty] | 114.49 | 98.86 | 84.6 | 81.58 | 88.48 | 87.51 | 88.7 | 84.71 | 82.53 | 80.15 | 84.94 | 77.77 | 77.37 | 71.86
P5 | [6 empty] | 90 | 76 | 62 | 63.5 | 65.5 | 69 | 73 | 64.5 | 63 | 56 | 68.5 | 63 | 60.5 | 56.5
P95 | [6 empty] | 138.5 | 125 | 108.5 | 101 | 117.5 | 106 | 106 | 103 | 104 | 102.5 | 102.5 | 92.5 | 92 | 88
VOMCOSTS - VOM Costs
MEAN | [6 empty] | 7032.0719 | 5808.5176 | 4591.3131 | 4495.158 | 4895.1528 | 5430.3409 | 5362.3955 | 5201.2787 | 4990.1209 | 5263.4482 | 5880.7579 | 5352.7268 | 5572.8287 | 5028.3613
P5 | [6 empty] | 4321.7878 | 3808.476 | 3004.5184 | 3220.2638 | 3429.8996 | 4204.4184 | 4314.528 | 4034.564 | 3708.7429 | 4041.24 | 4839.4359 | 4480.96 | 4592.385 | 4010.004
P95 | [6 empty] | 9882.8166 | 8597.5092 | 7184.882 | 6337.6012 | 6746.3148 | 6690.7932 | 6454.912 | 6339.8261 | 6387.2194 | 6311.76 | 7094.9196 | 6327.0856 | 6553.494 | 5915.14
15599: New 2025JAN 18V50DF_NG_B #8
CAPACITYFACTOR - Net Generation Capacity Factor
MEAN | [6 empty] | 0.16786 | 0.14003 | 0.11523 | 0.11298 | 0.1227 | 0.11827 | 0.12089 | 0.11534 | 0.10804 | 0.10966 | 0.10572 | 0.095526 | 0.088112 | 0.079319
P5 | [6 empty] | 0.10378 | 0.092658 | 0.074859 | 0.081816 | 0.095466 | 0.095615 | 0.098584 | 0.089947 | 0.082637 | 0.081154 | 0.08057 | 0.074645 | 0.068819 | 0.057325
P95 | [6 empty] | 0.22621 | 0.2009 | 0.17023 | 0.14701 | 0.15756 | 0.14491 | 0.14335 | 0.1526 | 0.1396 | 0.12914 | 0.14042 | 0.1194 | 0.10952 | 0.10196
CO2EMISSIONS - CO2 Emissions
MEAN | [6 empty] | 5331.3472 | 4443.4088 | 3643.3738 | 3617.3535 | 3905.1749 | 3757.4727 | 3877.7258 | 3640.3015 | 3447.2499 | 3524.7528 | 3377.487 | 3060.3268 | 2811.0903 | 2516.8174
P5 | [6 empty] | 3279.1155 | 2913.3531 | 2370.2563 | 2605.7117 | 3027.768 | 3037.825 | 3192.6377 | 2828.3495 | 2643.104 | 2644.9088 | 2569.119 | 2387.2447 | 2177.137 | 1799.854
P95 | [6 empty] | 7202.9092 | 6353.6263 | 5395.3165 | 4687.6841 | 5017.65 | 4615.0662 | 4562.2595 | 4816.7415 | 4420.0935 | 4152.9087 | 4492.5948 | 3830.136 | 3512.215 | 3249.056
FUELCONSUMED - Fuel Consumed
MEAN | [6 empty] | 87256.0914 | 72723.5485 | 59629.6865 | 59203.8216 | 63653.5264 | 61245.3054 | 63211.9709 | 59332.3109 | 56194.4319 | 57451.779 | 55056.1512 | 49889.2467 | 45816.9336 | 41023.0727
P5 | [6 empty] | 53668.011 | 47681.7197 | 38793.065 | 42646.6733 | 49351.8656 | 49515.228 | 52044.1444 | 46098.3985 | 43085.7088 | 43110.606 | 41878.9535 | 38916.6569 | 35484.3216 | 29336.8148
P95 | [6 empty] | 117887.2205 | 103987.3368 | 88303.0527 | 76721.5069 | 81786.7502 | 75224.2665 | 74370.8462 | 78507.2122 | 72053.0287 | 67691.212 | 73234.2695 | 62439.0099 | 57244.2463 | 52958.3143
FUELCOST - Fuel Cost
MEAN | [6 empty] | 161997.2412 | 138839.0531 | 118606.7412 | 118195.4936 | 130679.6964 | 127149.766 | 133749.1241 | 130291.7316 | 125922.7918 | 130801.1389 | 128498.8387 | 121822.617 | 114366.6529 | 107054.5058
P5 | [6 empty] | 68051.0881 | 69282.0056 | 56347.4415 | 66306.1151 | 79358.8882 | 82184.3481 | 94246.418 | 71438.3674 | 76921.1424 | 76169.9393 | 76459.6166 | 74571.7083 | 71722.9615 | 61858.5724
P95 | [6 empty] | 260703.4208 | 262748.0227 | 233898.8578 | 191759.6007 | 210930.6607 | 190338.6896 | 197202.2415 | 225242.8549 | 199173.728 | 189031.4902 | 199124.8678 | 180811.1035 | 162902.6357 | 165649.1274
NETPOS - Net Position (MWh)
MEAN | [6 empty] | 10250.4315 | 8537.2125 | 6995.1402 | 6940.3628 | 7456.6821 | 7168.7187 | 7467.9098 | 7004.6802 | 6628.6346 | 6772.2653 | 6485.4203 | 5872.5717 | 5389.471 | 4822.0581
P5 | [6 empty] | 6304.575 | 5597.76 | 4551.04 | 4999.61 | 5781.615 | 5796 | 6148.47 | 5442.55 | 5082.66 | 5082 | 4933.32 | 4581.125 | 4174.135 | 3448.55
P95 | [6 empty] | 13848.31 | 12207.545 | 10355.9249 | 8994.315 | 9580.58 | 8803.9831 | 8785.9 | 9267.21 | 8499.005 | 7978.615 | 8624.5 | 7348.86 | 6733.825 | 6224.855
NETREVENUE - Net Revenue $
MEAN | [6 empty] | 65541.0555 | 53227.3344 | 37840.9705 | 45326.5621 | 44511.3977 | 41447.2702 | 41949.3081 | 42710.2195 | 42899.8351 | 47341.5112 | 41832.6991 | 35927.965 | 35837.2619 | 30363.4141
P5 | [6 empty] | 24788.7334 | 23285.4999 | 12758.3127 | 23107.4507 | 18040.4635 | 14898.9366 | 14416.4837 | 18298.4445 | 17322.4449 | 19249.8237 | 20945.3969 | 15943.9944 | 18147.7241 | 13654.9353
P95 | [6 empty] | 115107.8921 | 99506.3729 | 81917.0815 | 78969.0597 | 85153.3006 | 70029.0896 | 70642.2067 | 74273.1444 | 78170.1556 | 76030.4138 | 74731.9475 | 60765.7025 | 57881.1476 | 51118.4246
STARTS - Number Starts
MEAN | [6 empty] | 115.25 | 100.4 | 88.56 | 87.42 | 94.35 | 91.4 | 92.76 | 88.33 | 85.35 | 83.59 | 83.16 | 77.2 | 73.87 | 68.19
P5 | [6 empty] | 92 | 74 | 64 | 67.5 | 75.5 | 73 | 77 | 68 | 64.5 | 59.5 | 64 | 60 | 58.5 | 50
P95 | [6 empty] | 138.5 | 122.5 | 112.5 | 106 | 116.5 | 108 | 109 | 103.5 | 106 | 104.5 | 99.5 | 93 | 90.5 | 85
VOMCOSTS - VOM Costs
MEAN | [6 empty] | 7277.8064 | 6146.793 | 5176.4037 | 5205.2721 | 5741.6452 | 5591.6005 | 5974.3278 | 5743.8377 | 5501.7667 | 5756.4255 | 5642.3156 | 5167.8631 | 4850.5239 | 4436.2935
P5 | [6 empty] | 4476.2482 | 4030.3872 | 3367.7696 | 3749.7075 | 4451.8435 | 4520.88 | 4918.776 | 4462.891 | 4218.6078 | 4319.7 | 4291.9884 | 4031.39 | 3756.7215 | 3172.666
P95 | [6 empty] | 9832.3001 | 8789.4324 | 7663.3844 | 6745.7362 | 7377.0466 | 6867.1068 | 7028.72 | 7599.1122 | 7054.1741 | 6781.8227 | 7503.315 | 6466.9968 | 6060.4425 | 5726.8666
15599: New 2025JAN 18V50DF_NG_B #9
CAPACITYFACTOR - Net Generation Capacity Factor
MEAN | [6 empty] | 0.16071 | 0.13374 | 0.10341 | 0.10131 | 0.10252 | 0.10445 | 0.10592 | 0.10557 | 0.099934 | 0.10164 | 0.10105 | 0.090327 | 0.09315 | 0.089045
P5 | [6 empty] | 0.10101 | 0.092555 | 0.064579 | 0.07586 | 0.074681 | 0.078961 | 0.082335 | 0.079552 | 0.077249 | 0.077919 | 0.078708 | 0.070388 | 0.072889 | 0.072465
P95 | [6 empty] | 0.22356 | 0.19171 | 0.15723 | 0.1402 | 0.13925 | 0.13345 | 0.12718 | 0.1295 | 0.12332 | 0.11914 | 0.12992 | 0.11088 | 0.11281 | 0.10594
CO2EMISSIONS - CO2 Emissions
MEAN | [6 empty] | 5108.0073 | 4243.1334 | 3266.4721 | 3242.1403 | 3265.3192 | 3316.032 | 3395.9729 | 3330.5776 | 3188.8869 | 3272.3941 | 3232.8922 | 2887.9007 | 2972.2633 | 2828.1943
P5 | [6 empty] | 3207.3297 | 2948.0358 | 2023.6009 | 2419.5895 | 2367.48 | 2521.3947 | 2624.9677 | 2520.3475 | 2458.6543 | 2496.2692 | 2525.4265 | 2256.3173 | 2334.205 | 2287.95
P95 | [6 empty] | 7115.0945 | 6065.5012 | 4959.5724 | 4475.9442 | 4461.288 | 4252.955 | 4086.6168 | 4096.0603 | 3916.52 | 3829.653 | 4133.3105 | 3552.4995 | 3586.386 | 3388.512
FUELCONSUMED - Fuel Consumed
MEAN | [6 empty] | 83600.774 | 69445.7191 | 53461.0815 | 53062.8526 | 53223.9804 | 54049.9714 | 55358.6874 | 54284.1859 | 51982.7429 | 53338.4004 | 52699.1162 | 47078.3613 | 48443.8193 | 46098.3393
P5 | [6 empty] | 52493.121 | 48249.3592 | 33119.4906 | 39600.4823 | 38589.3354 | 41097.6392 | 42790.2598 | 41078.7707 | 40079.4999 | 40687.8612 | 41166.7264 | 36782.2881 | 38044.3128 | 37292.5612
P95 | [6 empty] | 116449.9921 | 99271.7055 | 81171.3977 | 73256.0427 | 72717.8852 | 69321.3192 | 66617.121 | 66761.0411 | 63843.8897 | 62421.3072 | 67376.6837 | 57912.5387 | 58453.131 | 55231.3847
FUELCOST - Fuel Cost
MEAN | [6 empty] | 155687.2079 | 132366.5827 | 107606.9086 | 106569.0483 | 110758.4091 | 113856.8687 | 118024.8982 | 119312.1579 | 115923.1668 | 121191.8808 | 122295.2364 | 114329.2753 | 119939.9435 | 117285.7004
P5 | [6 empty] | 65750.29 | 69034.3504 | 48491.2603 | 62774.4673 | 60093.3121 | 66788.5685 | 73444.6782 | 67408.818 | 70359.6071 | 73176.2534 | 76397.321 | 70109.248 | 84090.8517 | 77767.2829
P95 | [6 empty] | 257042.499 | 256515.1823 | 222026.3189 | 180066.3737 | 196954.8714 | 176206.2578 | 175483.9557 | 196298.0674 | 175573.5063 | 169558.119 | 179766.2246 | 166405.015 | 171474.0248 | 157999.264
NETPOS - Net Position (MWh)
MEAN | [6 empty] | 9820.5988 | 8152.3509 | 6271.5377 | 6220.4442 | 6234.9954 | 6326.5411 | 6540.2886 | 6408.7329 | 6131.9919 | 6287.491 | 6207.82 | 5541.7295 | 5698.4991 | 5418.7539
P5 | [6 empty] | 6166.955 | 5664.4 | 3885.44 | 4642.495 | 4520.775 | 4810.68 | 5055.56 | 4849.57 | 4727.8376 | 4796.4 | 4849.42 | 4329.875 | 4475.275 | 4383.75
P95 | [6 empty] | 13678.3901 | 11653.53 | 9520.6148 | 8587.235 | 8518.965 | 8114.4 | 7870.23 | 7880.7503 | 7531.425 | 7358.4 | 7936.94 | 6817.25 | 6876.03 | 6492.055
NETREVENUE - Net Revenue $
MEAN | [6 empty] | 66822.5363 | 54359.9416 | 41196.7077 | 48055.4156 | 49896.8476 | 45926.8041 | 47625.0763 | 45785.1575 | 45480.1919 | 50195.3378 | 44301.6718 | 38033.7128 | 35631.5822 | 28174.2184
P5 | [6 empty] | 23926.149 | 24266.2397 | 14267.7808 | 25998.2425 | 24597.4808 | 22797.432 | 22221.0434 | 21831.1218 | 19851.9554 | 23004.7278 | 23471.5994 | 18818.0452 | 16549.2023 | 9600.4068
P95 | [6 empty] | 118663.5785 | 104602.3952 | 85650.7324 | 79803.4045 | 94237.9805 | 72653.4217 | 73005.7915 | 75125.7974 | 80586.7064 | 80574.0009 | 76352.1928 | 61083.0103 | 55777.8669 | 50426.7685
STARTS - Number Starts
MEAN | [6 empty] | 114.13 | 100.15 | 84.86 | 84.22 | 87.46 | 84.12 | 86.4 | 86.32 | 83.3 | 82.08 | 81.93 | 74.07 | 74.66 | 70.77
P5 | [6 empty] | 93 | 76 | 63.5 | 65.5 | 69 | 64.5 | 69 | 66.5 | 63.5 | 58.5 | 65.5 | 57 | 60 | 52.5
P95 | [6 empty] | 136.5 | 125 | 110.5 | 104.5 | 114.5 | 105.5 | 102 | 102.5 | 104.5 | 102.5 | 98 | 91 | 91 | 87.5
VOMCOSTS - VOM Costs
MEAN | [6 empty] | 6972.6252 | 5869.6926 | 4640.9379 | 4665.3332 | 4800.9465 | 4934.7021 | 5232.2309 | 5255.161 | 5089.5532 | 5344.3674 | 5400.8034 | 4876.7219 | 5128.6492 | 4985.2536
P5 | [6 empty] | 4378.5381 | 4078.368 | 2875.2256 | 3481.8713 | 3480.9967 | 3752.3304 | 4044.448 | 3976.6474 | 3924.1052 | 4076.94 | 4218.9954 | 3810.29 | 4027.7475 | 4033.05
P95 | [6 empty] | 9711.6569 | 8390.5416 | 7045.255 | 6440.4263 | 6559.603 | 6329.232 | 6296.184 | 6462.2153 | 6251.0827 | 6254.64 | 6905.1378 | 5999.18 | 6188.427 | 5972.6906
15599: New 2026JAN 18V50DF_NG_B #1
CAPACITYFACTOR - Net Generation Capacity Factor
MEAN | [7 empty] | 0.12918 | 0.099067 | 0.098083 | 0.10418 | 0.094935 | 0.094192 | 0.093843 | 0.088472 | 0.0909 | 0.088159 | 0.078225 | 0.083511 | 0.080743
P5 | [7 empty] | 0.083374 | 0.05825 | 0.071714 | 0.076225 | 0.067152 | 0.070425 | 0.066582 | 0.064295 | 0.06502 | 0.065726 | 0.058518 | 0.064427 | 0.063103
P95 | [7 empty] | 0.19641 | 0.157 | 0.13586 | 0.13997 | 0.12819 | 0.11929 | 0.12326 | 0.11936 | 0.11265 | 0.12012 | 0.096915 | 0.10206 | 0.098489
CO2EMISSIONS - CO2 Emissions
MEAN | [7 empty] | 4096.9944 | 3129.0618 | 3139.9207 | 3309.2559 | 3016.6392 | 3022.5767 | 2961.5047 | 2823.6298 | 2918.0056 | 2821.8461 | 2507.5075 | 2664.2148 | 2567.0529
P5 | [7 empty] | 2635.8909 | 1828.6072 | 2292.0774 | 2410.92 | 2122.1377 | 2252.4765 | 2105.9383 | 2056.72 | 2094.0682 | 2105.9785 | 1872.2632 | 2068.062 | 1995.964
P95 | [7 empty] | 6214.8952 | 4944.3013 | 4348.829 | 4452.93 | 4055.6622 | 3825.7042 | 3896.037 | 3804.1033 | 3589.2067 | 3860.4 | 3098.6175 | 3267.887 | 3128.1917
FUELCONSUMED - Fuel Consumed
MEAN | [7 empty] | 67053.9189 | 51212.1414 | 51389.8639 | 53940.1656 | 49170.0209 | 49271.9298 | 48268.791 | 46028.5717 | 47562.0089 | 45998.6587 | 40877.1714 | 43423.0445 | 41841.8575
P5 | [7 empty] | 43140.6035 | 29928.105 | 37513.542 | 39297.3966 | 34589.9236 | 36718.1862 | 34324.0398 | 33526.9589 | 34132.1988 | 34329.3462 | 30521.4731 | 33706.55 | 32533.3201
P95 | [7 empty] | 101716.7787 | 80921.4611 | 71175.5978 | 72581.9546 | 66105.6868 | 62363.7677 | 63502.0423 | 62011.7659 | 58502.1612 | 62928.1516 | 50513.3938 | 53262.0379 | 50988.9141
FUELCOST - Fuel Cost
MEAN | [7 empty] | 129245.0258 | 104056.2594 | 103809.7249 | 112101.2848 | 104531.3431 | 106545.217 | 107757.7155 | 104400.217 | 109529.1748 | 107731.8627 | 100237.1502 | 107744.5422 | 107067.7759
P5 | [7 empty] | 61984.3453 | 43296.584 | 59065.9177 | 63990.5812 | 57511.5286 | 63156.0713 | 56990.7664 | 57283.7804 | 61322.7406 | 64298.3698 | 63990.5972 | 71185.1269 | 66214.4554
P95 | [7 empty] | 262339.41 | 222541.9414 | 176334.5996 | 194339.71 | 177894.2952 | 166630.2261 | 190803.6376 | 173393.8159 | 168033.8656 | 172685.2955 | 146191.0024 | 149580.8806 | 153458.4348
NETPOS - Net Position (MWh)
MEAN | [7 empty] | 7871.658 | 6007.5633 | 6024.3209 | 6318.8556 | 5755.2759 | 5821.0717 | 5698.5171 | 5429.6506 | 5606.6072 | 5418.584 | 4811.8722 | 5107.9201 | 4918.4008
P5 | [7 empty] | 5064.64 | 3511.04 | 4397.43 | 4603.725 | 4048.92 | 4338.16 | 4052.425 | 3955.05 | 4023.6 | 4043.98 | 3592.875 | 3965.01 | 3824.3
P95 | [7 empty] | 11940.985 | 9492.5146 | 8343.8829 | 8502.23 | 7737.59 | 7368.12 | 7494.414 | 7314.6623 | 6896.4 | 7412.495 | 5946.25 | 6265.385 | 5991.8127
NETREVENUE - Net Revenue $
MEAN | [7 empty] | 56283.3824 | 42323.5682 | 48764.0408 | 49143.5936 | 48059.601 | 50878.721 | 49305.8116 | 49027.3335 | 53255.4618 | 47500.2985 | 41376.4854 | 37865.8609 | 30969.7018
P5 | [7 empty] | 27272.6294 | 17680.8986 | 26516.3513 | 22535.7968 | 23853.2645 | 25381.216 | 26224.3051 | 25023.242 | 29471.0694 | 25830.6995 | 21730.6849 | 17836.4523 | 12313.8146
P95 | [7 empty] | 103939.6339 | 80924.2302 | 78810.096 | 91656.5282 | 74055.0388 | 76746.2794 | 78527.28 | 83074.463 | 82594.9281 | 80964.4632 | 64765.4482 | 57049.9045 | 51742.0396
STARTS - Number Starts
MEAN | [7 empty] | 96.93 | 81.79 | 82.52 | 88.14 | 80.42 | 81.79 | 80.87 | 78 | 76.45 | 77.43 | 70.96 | 72.29 | 68.67
P5 | [7 empty] | 70.5 | 58.5 | 65 | 67.5 | 61.5 | 65.5 | 60.5 | 55 | 50.5 | 62 | 48.5 | 55.5 | 52.5
P95 | [7 empty] | 122.5 | 102.5 | 102 | 114.5 | 99.5 | 101 | 99 | 99.5 | 96 | 94 | 88 | 90 | 88.5
VOMCOSTS - VOM Costs
MEAN | [7 empty] | 5667.5938 | 4445.5968 | 4518.2407 | 4865.5188 | 4489.1152 | 4656.8574 | 4672.784 | 4506.61 | 4765.6161 | 4714.1681 | 4234.4476 | 4597.1281 | 4524.9288
P5 | [7 empty] | 3646.5408 | 2598.1696 | 3298.0725 | 3544.8682 | 3158.1576 | 3470.528 | 3322.9885 | 3282.6915 | 3420.06 | 3518.2626 | 3161.73 | 3568.509 | 3518.356
P95 | [7 empty] | 8597.5092 | 7024.4608 | 6257.9121 | 6546.7171 | 6035.3202 | 5894.496 | 6145.4195 | 6071.1697 | 5861.94 | 6448.8706 | 5232.7 | 5638.8465 | 5512.4677
15599: New 2026JAN 18V50DF_NG_B #2
CAPACITYFACTOR - Net Generation Capacity Factor
MEAN | [7 empty] | 0.12753 | 0.09655 | 0.097166 | 0.10299 | 0.094783 | 0.093896 | 0.092887 | 0.087173 | 0.089331 | 0.085915 | 0.075715 | 0.075515 | 0.071532
P5 | [7 empty] | 0.079777 | 0.056044 | 0.071013 | 0.074244 | 0.069489 | 0.069181 | 0.062667 | 0.059445 | 0.063079 | 0.063605 | 0.05855 | 0.058679 | 0.054711
P95 | [7 empty] | 0.19006 | 0.16017 | 0.13854 | 0.14241 | 0.12941 | 0.1196 | 0.12755 | 0.12032 | 0.11228 | 0.1204 | 0.097695 | 0.094708 | 0.087595
CO2EMISSIONS - CO2 Emissions
MEAN | [7 empty] | 4051.9261 | 3050.3022 | 3109.6989 | 3278.0433 | 3007.7945 | 3015.9064 | 2935.5889 | 2779.8279 | 2873.9858 | 2746.4105 | 2422.0042 | 2411.5488 | 2273.3446
P5 | [7 empty] | 2544.8486 | 1776.6089 | 2268.0946 | 2354.448 | 2200.2533 | 2230.5653 | 1983.3473 | 1899.184 | 2032.8637 | 2044.809 | 1867.899 | 1876.09 | 1734.484
P95 | [7 empty] | 6030.4194 | 5029.0653 | 4447.6275 | 4566.204 | 4123.0943 | 3863.4592 | 4023.945 | 3845.3243 | 3605.2483 | 3849.3092 | 3133.5315 | 3014.833 | 2787.108
FUELCONSUMED - Fuel Consumed
MEAN | [7 empty] | 66316.3026 | 49923.113 | 50895.2355 | 53431.3975 | 49025.8272 | 49163.1529 | 47846.356 | 45314.5542 | 46844.5358 | 44768.9948 | 39483.332 | 39304.9208 | 37054.5317
P5 | [7 empty] | 41650.5498 | 29077.0688 | 37121.0246 | 38376.917 | 35863.1723 | 36361.0054 | 32325.9667 | 30958.9365 | 33134.598 | 33332.2283 | 30450.3275 | 30577.6719 | 28271.3131
P95 | [7 empty] | 98697.5345 | 82308.7607 | 72792.594 | 74428.5954 | 67204.9528 | 62979.6805 | 65585.3539 | 62684.036 | 58763.7012 | 62747.2075 | 51082.5587 | 49137.6077 | 45428.7686
FUELCOST - Fuel Cost
MEAN | [7 empty] | 128059.7366 | 101841.6011 | 103171.1041 | 111247.7754 | 104205.6681 | 106437.9399 | 107078.9841 | 103124.8963 | 108216.655 | 105055.727 | 97034.0763 | 98385.1058 | 95681.5494
P5 | [7 empty] | 60547.6789 | 44307.0309 | 58594.7217 | 61761.8698 | 57610.432 | 63076.8994 | 53356.8503 | 52255.1009 | 59771.8411 | 62523.5319 | 60252.5876 | 63097.1712 | 56510.6695
P95 | [7 empty] | 267137.8426 | 224256.4943 | 180950.6433 | 190743.5159 | 176877.7552 | 171418.0552 | 195153.3269 | 174777.4426 | 167547.69 | 170917.0104 | 148621.6538 | 140229.288 | 141721.5702
NETPOS - Net Position (MWh)
MEAN | [7 empty] | 7785.1347 | 5856.4693 | 5966.4017 | 6259.2666 | 5738.4694 | 5808.2746 | 5648.7336 | 5345.4119 | 5522.0016 | 5273.6914 | 4647.7475 | 4623.5185 | 4355.6716
P5 | [7 empty] | 4889.71 | 3411.2 | 4351.82 | 4495.89 | 4197.96 | 4295.96 | 3816.525 | 3652.11 | 3906 | 3926.52 | 3584.5 | 3596.95 | 3323.3
P95 | [7 empty] | 11586.0428 | 9654.0214 | 8533.3095 | 8717.755 | 7865.86 | 7439.65 | 7742.43 | 7393.4356 | 6926.9422 | 7391.59 | 6013.25 | 5780.215 | 5339.755
NETREVENUE - Net Revenue $
MEAN | [7 empty] | 56760.8139 | 42772.6212 | 49592.8812 | 49995.7398 | 47424.4754 | 50833.843 | 50019.7366 | 49333.691 | 53384.0345 | 47658.8341 | 41651.5261 | 40332.0235 | 33471.7665
P5 | [7 empty] | 27728.2921 | 18335.7544 | 27861.3438 | 24432.2404 | 23371.3536 | 26768.6893 | 27786.6056 | 26034.7164 | 30597.7917 | 27300.1906 | 21670.3727 | 21659.2593 | 13989.7176
P95 | [7 empty] | 104912.316 | 83577.628 | 82126.7122 | 93487.1034 | 72113.4241 | 77590.5994 | 80087.2972 | 79064.2427 | 79093.4978 | 82018.4529 | 65269.0301 | 61705.9146 | 53484.743
STARTS - Number Starts
MEAN | [7 empty] | 95.89 | 81.45 | 81.57 | 87.92 | 80.99 | 82.05 | 80.16 | 76.83 | 75.96 | 76.31 | 69.77 | 68.99 | 64.64
P5 | [7 empty] | 69.5 | 59 | 63 | 67 | 60 | 66 | 59 | 57.5 | 52 | 59 | 51.5 | 53 | 49
P95 | [7 empty] | 118.5 | 106 | 100.5 | 115 | 100 | 105 | 99.5 | 105 | 98 | 93.5 | 86.5 | 85.5 | 80.5
VOMCOSTS - VOM Costs
MEAN | [7 empty] | 5605.297 | 4333.7873 | 4474.8013 | 4819.6353 | 4476.0061 | 4646.6197 | 4631.9616 | 4436.6918 | 4693.7014 | 4588.1116 | 4090.0178 | 4161.1667 | 4007.2179
P5 | [7 empty] | 3520.5912 | 2524.288 | 3263.865 | 3461.8353 | 3274.4088 | 3436.768 | 3129.5505 | 3031.2513 | 3320.1 | 3416.0724 | 3154.36 | 3237.255 | 3057.436
P95 | [7 empty] | 8341.9508 | 7143.9758 | 6399.9821 | 6712.6713 | 6135.3708 | 5951.72 | 6348.7926 | 6136.5516 | 5887.9009 | 6430.6833 | 5291.66 | 5202.1935 | 4912.5746
15599: New 2026JAN 18V50DF_NG_B #3
CAPACITYFACTOR - Net Generation Capacity Factor
MEAN | [7 empty] | 0.12675 | 0.096494 | 0.095499 | 0.1009 | 0.095027 | 0.094153 | 0.091772 | 0.087435 | 0.089346 | 0.085236 | 0.075368 | 0.073437 | 0.066387
P5 | [7 empty] | 0.081603 | 0.057409 | 0.067839 | 0.073416 | 0.06978 | 0.068157 | 0.061634 | 0.062002 | 0.063545 | 0.062625 | 0.054142 | 0.057964 | 0.049463
P95 | [7 empty] | 0.19106 | 0.15813 | 0.13731 | 0.1419 | 0.1256 | 0.11871 | 0.12033 | 0.11893 | 0.11102 | 0.11721 | 0.099165 | 0.094937 | 0.08523
CO2EMISSIONS - CO2 Emissions
MEAN | [7 empty] | 4020.1097 | 3049.707 | 3061.7533 | 3211.5804 | 3015.1844 | 3018.8999 | 2894.7947 | 2790.3391 | 2870.5256 | 2728.1183 | 2412.0355 | 2344.5299 | 2109.0306
P5 | [7 empty] | 2600.1251 | 1828.6072 | 2168.5408 | 2350.104 | 2197.5295 | 2191.125 | 1913.2952 | 1982.328 | 2041.6073 | 1992.378 | 1728.243 | 1836.823 | 1577.596
P95 | [7 empty] | 6060.8149 | 4952.4412 | 4404.3487 | 4514.8098 | 3971.203 | 3814.7643 | 3769.2218 | 3818.2267 | 3578.7795 | 3709.4932 | 3166.4322 | 3032.285 | 2721.738
FUELCONSUMED - Fuel Consumed
MEAN | [7 empty] | 65795.5755 | 49913.3722 | 50110.5287 | 52348.0556 | 49146.2895 | 49211.996 | 47181.4645 | 45485.9379 | 46788.1439 | 44470.827 | 39320.8189 | 38212.6255 | 34376.2961
P5 | [7 empty] | 42555.2387 | 29928.105 | 35491.6666 | 38306.1109 | 35818.7634 | 35718.08 | 31184.2107 | 32314.2816 | 33277.1124 | 32477.5558 | 28173.6675 | 29937.6742 | 25714.1089
P95 | [7 empty] | 99195.0061 | 81054.684 | 72084.2672 | 73590.2609 | 64729.1914 | 62186.2444 | 61434.4291 | 62241.7428 | 58332.6815 | 60468.0808 | 51619.0589 | 49422.0512 | 44363.2669
FUELCOST - Fuel Cost
MEAN | [7 empty] | 126832.4558 | 101781.9543 | 101803.1573 | 109351.9864 | 104341.1604 | 106337.8399 | 105521.4239 | 103323.9223 | 108150.7519 | 104664.2697 | 97096.0295 | 95825.155 | 89490.2862
P5 | [7 empty] | 60011.8922 | 43098.1294 | 54687.9933 | 59436.7292 | 58958.5403 | 63229.3668 | 54086.194 | 54431.638 | 59941.4082 | 62148.6053 | 57558.942 | 64278.1084 | 53628.5897
P95 | [7 empty] | 255873.982 | 223924.0249 | 179950.5975 | 189698.3339 | 166096.9598 | 172282.7095 | 184937.6166 | 176709.4231 | 165633.4141 | 164384.4457 | 147574.9958 | 144175.3573 | 139236.4007
NETPOS - Net Position (MWh)
MEAN | [7 empty] | 7723.9875 | 5855.2236 | 5874.4111 | 6132.3369 | 5752.5376 | 5813.9742 | 5570.185 | 5365.5413 | 5515.3264 | 5238.5435 | 4628.6309 | 4495.0084 | 4040.8063
P5 | [7 empty] | 4995.7051 | 3511.04 | 4160.805 | 4487.595 | 4192.238 | 4220 | 3681.725 | 3811.995 | 3922.8 | 3825.84 | 3316.5 | 3521.665 | 3022.7
P95 | [7 empty] | 11645.34 | 9503.663 | 8450.27 | 8620.5966 | 7576.06 | 7345.7701 | 7251.2663 | 7342.015 | 6875.19 | 7123.11 | 6075.995 | 5813.675 | 5214.505
NETREVENUE - Net Revenue $
MEAN | [7 empty] | 56446.2702 | 43017.3136 | 50019.5326 | 50191.2278 | 48300.4552 | 50607.5052 | 49752.4672 | 49266.581 | 53796.8277 | 48457.9051 | 42219.8242 | 40888.9576 | 34660.614
P5 | [7 empty] | 28678.5415 | 18297.6456 | 27885.7972 | 25347.8466 | 22203.6055 | 25701.9195 | 26613.3641 | 25111.8481 | 29299.7338 | 27934.356 | 22304.7975 | 21391.0366 | 16049.2575
P95 | [7 empty] | 100417.0448 | 85485.7218 | 82625.3342 | 94262.4691 | 76082.4775 | 77154.6974 | 79048.0401 | 82150.5907 | 81742.8182 | 80886.5446 | 64358.0248 | 60465.9714 | 54904.8254
STARTS - Number Starts
MEAN | [7 empty] | 96.57 | 81.63 | 80.6 | 87.28 | 80.57 | 81.41 | 79.9 | 76.78 | 75.89 | 75.26 | 68.52 | 67.9 | 63.58
P5 | [7 empty] | 70 | 58 | 61.5 | 65 | 61.5 | 63 | 59 | 55 | 52 | 59 | 50 | 54.5 | 47.5
P95 | [7 empty] | 122 | 108 | 100.5 | 114 | 101 | 101.5 | 102.5 | 98.5 | 94.5 | 93 | 85.5 | 84 | 80.5
VOMCOSTS - VOM Costs
MEAN | [7 empty] | 5561.271 | 4332.8655 | 4405.8083 | 4721.8994 | 4486.9794 | 4651.1794 | 4567.5517 | 4453.3992 | 4688.0274 | 4557.5329 | 4073.1952 | 4045.5076 | 3717.5418
P5 | [7 empty] | 3596.9077 | 2598.1696 | 3120.6038 | 3455.4482 | 3269.9457 | 3376 | 3019.0145 | 3163.9558 | 3334.38 | 3328.4808 | 2918.52 | 3169.4985 | 2780.884
P95 | [7 empty] | 8384.6448 | 7032.7107 | 6337.7025 | 6637.8594 | 5909.3268 | 5876.6161 | 5946.0384 | 6093.8724 | 5843.9115 | 6197.1057 | 5346.8756 | 5232.3075 | 4797.3446
15599: New 2028JAN 18V50DF_NG_B #1
CAPACITYFACTOR - Net Generation Capacity Factor
MEAN | [9 empty] | 0.095037 | 0.10314 | 0.092418 | 0.091824 | 0.092101 | 0.086507 | 0.089275 | 0.085103 | 0.074935 | 0.071641 | 0.062917
P5 | [9 empty] | 0.068802 | 0.076469 | 0.063766 | 0.066808 | 0.060698 | 0.061827 | 0.06652 | 0.064288 | 0.056929 | 0.054042 | 0.044958
P95 | [9 empty] | 0.13465 | 0.14276 | 0.12637 | 0.11581 | 0.12365 | 0.11538 | 0.11113 | 0.1176 | 0.096027 | 0.092253 | 0.081239
CO2EMISSIONS - CO2 Emissions
MEAN | [9 empty] | 3043.9143 | 3279.0964 | 2938.5018 | 2942.5777 | 2907.4052 | 2758.7104 | 2872.5013 | 2723.6387 | 2400.7433 | 2288.0509 | 2001.0155
P5 | [9 empty] | 2203.1682 | 2428.296 | 2031.003 | 2142.9203 | 1917.6735 | 1960.448 | 2142.1575 | 2049.1782 | 1832.985 | 1705.933 | 1433.782
P95 | [9 empty] | 4317.7802 | 4531.452 | 4001.5813 | 3709.7432 | 3908.088 | 3684.592 | 3596.6393 | 3781.7535 | 3107.346 | 2940.662 | 2593.01
FUELCONSUMED - Fuel Consumed
MEAN | [9 empty] | 49818.5654 | 53448.6186 | 47896.442 | 47967.802 | 47386.9942 | 44970.3361 | 46820.3246 | 44397.8269 | 39136.7483 | 37292.0838 | 32615.6978
P5 | [9 empty] | 36058.3999 | 39580.6211 | 33104.4667 | 34932.2822 | 31255.5705 | 31957.6118 | 34916.028 | 33403.451 | 29881.1625 | 27804.3482 | 23370.005
P95 | [9 empty] | 70667.4342 | 73862.1464 | 65224.3437 | 60473.6113 | 63697.1923 | 60063.1901 | 58623.6755 | 61646.1428 | 50655.685 | 47928.723 | 42264.9028
FUELCOST - Fuel Cost
MEAN | [9 empty] | 101258.136 | 111181.9416 | 102175.9147 | 103876.1954 | 105902.9723 | 102099.793 | 108081.5023 | 104406.1061 | 96443.6768 | 94000.5916 | 85363.8871
P5 | [9 empty] | 55313.4399 | 64557.5992 | 55387.6843 | 60879.5485 | 53535.8217 | 55066.8801 | 59946.5323 | 61442.9338 | 59720.2625 | 59108.4932 | 46387.523
P95 | [9 empty] | 172264.237 | 199695.4623 | 170040.1659 | 162473.3465 | 183376.9571 | 168133.8621 | 164817.4577 | 169060.7384 | 145342.2545 | 142479.4587 | 135367.9747
NETPOS - Net Position (MWh)
MEAN | [9 empty] | 5840.1286 | 6261.1453 | 5606.1563 | 5667.0359 | 5594.5025 | 5304.7642 | 5519.1498 | 5229.9542 | 4606.9379 | 4386.7194 | 3833.8766
P5 | [9 empty] | 4227.245 | 4636.905 | 3875.04 | 4127.16 | 3690.15 | 3769.92 | 4116 | 3934.91 | 3517.5 | 3270.715 | 2747.15
P95 | [9 empty] | 8284.17 | 8651.395 | 7634.16 | 7144.39 | 7519.095 | 7085.43 | 6909.5782 | 7261.475 | 5963 | 5638.01 | 4968.25
NETREVENUE - Net Revenue $
MEAN | [9 empty] | 50042.8411 | 49025.2813 | 48995.1954 | 51239.5627 | 50280.3525 | 49281.8376 | 53782.8514 | 48587.1864 | 42351.8809 | 41433.2278 | 35829.3486
P5 | [9 empty] | 28488.5705 | 21287.9218 | 25589.7209 | 25477.6278 | 26340.0524 | 26045.0095 | 29167.2697 | 27459.9203 | 23183.4712 | 23856.2708 | 17587.5578
P95 | [9 empty] | 82177.9249 | 93330.9204 | 75088.7186 | 76883.9848 | 80914.2561 | 82618.3069 | 82300.7452 | 82046.9836 | 62927.8254 | 60732.7256 | 55773.3587
STARTS - Number Starts
MEAN | [9 empty] | 80.47 | 90.71 | 79.78 | 80.75 | 79.93 | 76.37 | 75 | 75.72 | 68.2 | 66.57 | 60.57
P5 | [9 empty] | 63 | 71 | 59 | 63 | 58.5 | 55.5 | 52.5 | 58 | 49.5 | 51 | 46
P95 | [9 empty] | 99.5 | 115.5 | 99 | 101 | 101.5 | 102 | 94 | 92.5 | 83.5 | 83 | 77
VOMCOSTS - VOM Costs
MEAN | [9 empty] | 4380.0965 | 4821.0819 | 4372.8019 | 4533.6287 | 4587.492 | 4402.9543 | 4691.2773 | 4550.0601 | 4054.1053 | 3948.0474 | 3527.1665
P5 | [9 empty] | 3170.4338 | 3570.4169 | 3022.5312 | 3301.728 | 3025.923 | 3129.0336 | 3498.6 | 3423.3717 | 3095.4 | 2943.6435 | 2527.378
P95 | [9 empty] | 6213.1275 | 6661.5742 | 5954.6448 | 5715.512 | 6165.6579 | 5880.9069 | 5873.1415 | 6317.4833 | 5247.44 | 5074.209 | 4570.79
15599: New 2029JAN 18V50DF_NG_B #1
CAPACITYFACTOR - Net Generation Capacity Factor
MEAN | [10 empty] | 0.1007 | 0.093813 | 0.093206 | 0.092133 | 0.087699 | 0.089832 | 0.084633 | 0.075788 | 0.0713 | 0.065036
P5 | [10 empty] | 0.068359 | 0.067703 | 0.067749 | 0.062337 | 0.0636 | 0.064568 | 0.063405 | 0.056582 | 0.05349 | 0.047563
P95 | [10 empty] | 0.14269 | 0.12467 | 0.11871 | 0.11992 | 0.11985 | 0.11153 | 0.11575 | 0.097988 | 0.092999 | 0.082822
CO2EMISSIONS - CO2 Emissions
MEAN | [10 empty] | 3203.1643 | 2976.237 | 2989.4045 | 2907.4807 | 2797.5333 | 2885.9321 | 2706.4935 | 2425.8187 | 2275.3618 | 2066.2135
P5 | [10 empty] | 2176.344 | 2152.516 | 2160.4493 | 1987.7255 | 2026.088 | 2076.5813 | 2027.332 | 1802.4352 | 1692.844 | 1499.152
P95 | [10 empty] | 4540.4667 | 3964.5275 | 3821.322 | 3758.8942 | 3811.8295 | 3550.1957 | 3713.8625 | 3133.4423 | 2945.025 | 2649.664
FUELCONSUMED - Fuel Consumed
MEAN | [10 empty] | 52210.929 | 48511.4473 | 48731.129 | 47388.2097 | 45603.1932 | 47039.2332 | 44118.3442 | 39545.5294 | 37085.2642 | 33678.3873
P5 | [10 empty] | 35473.8661 | 35085.0758 | 35218.0269 | 32397.3265 | 33027.6212 | 33847.17 | 33047.3374 | 29383.1431 | 27591.0156 | 24435.5068
P95 | [10 empty] | 74008.647 | 64620.23 | 62292.3315 | 61265.2172 | 62137.609 | 57866.622 | 60539.3035 | 51081.3905 | 47999.8339 | 43188.3376
FUELCOST - Fuel Cost
MEAN | [10 empty] | 109262.7421 | 103091.9782 | 105286.3194 | 105949.4058 | 103451.3841 | 108686.9119 | 103871.7537 | 97545.7994 | 93584.0932 | 87745.4805
P5 | [10 empty] | 58001.4395 | 56993.1192 | 60892.0416 | 54454.4973 | 56416.3241 | 60769.9025 | 60480.7148 | 59211.0392 | 57979.2158 | 51609.6473
P95 | [10 empty] | 193375.2163 | 166962.8549 | 161887.4274 | 182105.8506 | 170040.6637 | 166779.0844 | 166964.9696 | 146784.9249 | 143248.1896 | 134106.7752
NETPOS - Net Position (MWh)
MEAN | [10 empty] | 6116.1509 | 5678.2998 | 5757.2267 | 5594.6966 | 5379.4302 | 5544.9834 | 5197.0109 | 4655.0115 | 4362.4009 | 3958.7976
P5 | [10 empty] | 4155.795 | 4106.88 | 4160.92 | 3824.95 | 3896.145 | 3990 | 3892.96 | 3458.875 | 3245.62 | 2872.4
P95 | [10 empty] | 8668.6721 | 7563.71 | 7359.68 | 7232.79 | 7329.32 | 6820.66 | 7131.5 | 6012.2126 | 5646.375 | 5076.8
NETREVENUE - Net Revenue $
MEAN | [10 empty] | 50104.9805 | 48237.7532 | 51081.9602 | 50066.2557 | 49358.8604 | 53702.4239 | 48567.1917 | 42305.613 | 41008.5152 | 35105.5477
P5 | [10 empty] | 25413.3113 | 24352.3304 | 25717.3823 | 26609.8402 | 24348.5218 | 29384.129 | 28521.9723 | 22871.3137 | 22151.3839 | 16638.9344
P95 | [10 empty] | 92533.6732 | 73412.9622 | 79563.3721 | 76345.9184 | 81276.1026 | 80211.9525 | 82620.2806 | 64334.8476 | 60290.151 | 54046.6521
STARTS - Number Starts
MEAN | [10 empty] | 86.95 | 80.28 | 80.72 | 79.96 | 76.85 | 75.46 | 75.31 | 68.7 | 66.69 | 62.63
P5 | [10 empty] | 62 | 61.5 | 65 | 59 | 56.5 | 53.5 | 59.5 | 50 | 51.5 | 47.5
P95 | [10 empty] | 113 | 101 | 97.5 | 98.5 | 101.5 | 94.5 | 90.5 | 85.5 | 85.5 | 78.5
VOMCOSTS - VOM Costs
MEAN | [10 empty] | 4709.4362 | 4429.0738 | 4605.7814 | 4587.6512 | 4464.9271 | 4713.2359 | 4521.3995 | 4096.4101 | 3926.1608 | 3642.0938
P5 | [10 empty] | 3199.9621 | 3203.3664 | 3328.736 | 3136.459 | 3233.8003 | 3391.5 | 3386.8752 | 3043.81 | 2921.058 | 2642.608
P95 | [10 empty] | 6674.8775 | 5899.6938 | 5887.744 | 5930.8878 | 6083.3356 | 5797.561 | 6204.405 | 5290.7471 | 5081.7375 | 4670.656
15599: New 2030JAN 18V50DF_NG_B #1
CAPACITYFACTOR - Net Generation Capacity Factor
MEAN | [11 empty] | 0.092575 | 0.091264 | 0.091305 | 0.085887 | 0.088503 | 0.08425 | 0.07465 | 0.071372 | 0.063469
P5 | [11 empty] | 0.064923 | 0.068218 | 0.064864 | 0.05884 | 0.064391 | 0.062103 | 0.058125 | 0.053802 | 0.044089
P95 | [11 empty] | 0.12832 | 0.11834 | 0.12101 | 0.11664 | 0.11386 | 0.11724 | 0.094273 | 0.09097 | 0.083352
CO2EMISSIONS - CO2 Emissions
MEAN | [11 empty] | 2937.8159 | 2925.434 | 2882.6641 | 2739.3472 | 2844.9831 | 2694.5604 | 2392.5299 | 2278.7635 | 2014.173
P5 | [11 empty] | 2057.0415 | 2199.8895 | 2057.7775 | 1889.6155 | 2076.5813 | 1974.901 | 1837.3492 | 1719.022 | 1398.918
P95 | [11 empty] | 4035.9675 | 3779.8592 | 3807.055 | 3730.7067 | 3663.8612 | 3713.8625 | 3033.1537 | 2892.669 | 2627.874
FUELCONSUMED - Fuel Consumed
MEAN | [11 empty] | 47885.3068 | 47688.3491 | 46983.7226 | 44654.7829 | 46371.8051 | 43923.803 | 39002.8412 | 37140.721 | 32830.1444
P5 | [11 empty] | 33528.883 | 35860.9523 | 33539.0825 | 30803.622 | 33847.17 | 32192.6649 | 29952.3081 | 28017.6808 | 22801.7375
P95 | [11 empty] | 65784.5172 | 61616.5898 | 62050.1744 | 60815.0637 | 59719.3092 | 60539.3035 | 49446.2094 | 47146.5035 | 42833.1704
FUELCOST - Fuel Cost
MEAN | [11 empty] | 102121.2884 | 103407.5409 | 105209.3082 | 101628.8688 | 107176.5169 | 103347.352 | 95938.1387 | 93454.2743 | 86032.0181
P5 | [11 empty] | 55984.3688 | 62180.5808 | 55063.4296 | 52748.0966 | 57836.1803 | 60679.0592 | 58839.5576 | 60252.9104 | 47467.1687
P95 | [11 empty] | 173913.0982 | 168063.1518 | 188506.3296 | 166489.3542 | 166158.8263 | 167746.7348 | 144444.2223 | 139433.5856 | 135281.9084
NETPOS - Net Position (MWh)
MEAN | [11 empty] | 5604.6987 | 5634.0589 | 5546.9184 | 5267.4396 | 5466.2463 | 5174.138 | 4591.2087 | 4368.9057 | 3859.1366
P5 | [11 empty] | 3924.72 | 4236.88 | 3959.75 | 3633.5515 | 3990 | 3792.28 | 3525.875 | 3295.81 | 2680.35
P95 | [11 empty] | 7700.4 | 7279.43 | 7325.465 | 7173.715 | 7039.06 | 7131.5 | 5820.625 | 5545.995 | 5035.05
NETREVENUE - Net Revenue $
MEAN | [11 empty] | 48694.5303 | 51178.8488 | 50428.7482 | 49641.2025 | 54228.2278 | 49000.3439 | 42658.6177 | 41591.9333 | 35542.0433
P5 | [11 empty] | 24181.9093 | 26654.4895 | 26898.6047 | 25242.5078 | 28920.7915 | 29419.4709 | 23337.051 | 23730.5602 | 17476.2566
P95 | [11 empty] | 74825.4474 | 77133.5645 | 79213.8866 | 84006.3747 | 82294.3894 | 81248.9255 | 65672.3587 | 63613.3288 | 54375.5376
STARTS - Number Starts
MEAN | [11 empty] | 80.17 | 81.27 | 79.5 | 76.31 | 74.95 | 74.71 | 68.16 | 66.21 | 61.16
P5 | [11 empty] | 60 | 62.5 | 58.5 | 59 | 51 | 60.5 | 48.5 | 52 | 46.5
P95 | [11 empty] | 101 | 100.5 | 98.5 | 102 | 94.5 | 94 | 83.5 | 84 | 76
VOMCOSTS - VOM Costs
MEAN | [11 empty] | 4371.665 | 4507.2471 | 4548.4731 | 4371.9749 | 4646.3094 | 4501.5 | 4040.2637 | 3932.0151 | 3550.4057
P5 | [11 empty] | 3061.2816 | 3389.504 | 3246.995 | 3015.8477 | 3391.5 | 3299.2836 | 3102.77 | 2966.229 | 2465.922
P95 | [11 empty] | 6006.312 | 5823.544 | 6006.8813 | 5954.1835 | 5983.201 | 6204.405 | 5122.15 | 4991.3955 | 4632.246
15599: New 2030JAN 18V50DF_NG_B #2
CAPACITYFACTOR - Net Generation Capacity Factor
MEAN | [11 empty] | 0.094136 | 0.091074 | 0.090049 | 0.085468 | 0.087756 | 0.083463 | 0.074488 | 0.071082 | 0.063416
P5 | [11 empty] | 0.071929 | 0.066289 | 0.060845 | 0.061363 | 0.063235 | 0.06034 | 0.055456 | 0.053018 | 0.04535
P95 | [11 empty] | 0.12712 | 0.11842 | 0.11887 | 0.11914 | 0.10942 | 0.11427 | 0.09602 | 0.093602 | 0.081744
CO2EMISSIONS - CO2 Emissions
MEAN | [11 empty] | 2990.8475 | 2918.195 | 2841.9443 | 2724.1107 | 2822.9189 | 2668.877 | 2384.599 | 2269.9582 | 2016.3704
P5 | [11 empty] | 2295.7278 | 2116.6267 | 1908.917 | 1947.32 | 2037.2355 | 1939.947 | 1767.5213 | 1701.57 | 1446.856
P95 | [11 empty] | 4047.3145 | 3781.6112 | 3739.692 | 3768.0695 | 3552.7272 | 3635.216 | 3085.5248 | 2949.388 | 2593.01
FUELCONSUMED - Fuel Consumed
MEAN | [11 empty] | 48749.5762 | 47570.3396 | 46320.0985 | 44406.3547 | 46012.1484 | 43505.1442 | 38873.5652 | 36997.204 | 32865.9609
P5 | [11 empty] | 37419.3652 | 34503.6653 | 31112.851 | 31743.61 | 33205.8552 | 31622.8832 | 28813.9781 | 27733.2373 | 23583.1054
P95 | [11 empty] | 65969.9296 | 61645.1823 | 60952.7137 | 61424.2694 | 57907.9453 | 59257.2947 | 50299.9569 | 48070.9447 | 42264.9028
FUELCOST - Fuel Cost
MEAN | [11 empty] | 103357.947 | 102915.5086 | 103960.7066 | 101053.9654 | 106461.0822 | 102520.9046 | 95995.303 | 93163.339 | 86106.975
P5 | [11 empty] | 61235.6407 | 59721.7001 | 52742.2937 | 52827.44 | 58234.7074 | 60264.1573 | 56687.4373 | 57802.3644 | 48293.6081
P95 | [11 empty] | 167640.8174 | 168626.8307 | 179250.183 | 166682.5931 | 163332.9248 | 170043.1615 | 150580.0137 | 141892.9129 | 133157.7519
NETPOS - Net Position (MWh)
MEAN | [11 empty] | 5706.2147 | 5620.0555 | 5468.5103 | 5238.1554 | 5423.8795 | 5124.8213 | 4575.9238 | 4352.0251 | 3863.3166
P5 | [11 empty] | 4380.12 | 4076.52 | 3673.3 | 3744.675 | 3914.4 | 3725.16 | 3391.875 | 3262.35 | 2772.2
P95 | [11 empty] | 7720.89 | 7283.1465 | 7194.66 | 7245.17 | 6825.1667 | 6980.48 | 5921.125 | 5654.74 | 4968.25
NETREVENUE - Net Revenue $
MEAN | [11 empty] | 47685.7197 | 51499.7895 | 50704.5818 | 49993.4347 | 54615.6908 | 49344.5983 | 42791.6981 | 41628.4218 | 35837.9904
P5 | [11 empty] | 20872.7573 | 25715.399 | 27387.2157 | 25625.324 | 29415.4371 | 28578.8922 | 23468.101 | 23855.2109 | 17464.5325
P95 | [11 empty] | 73533.8766 | 77025.0514 | 80907.6898 | 82523.4713 | 82023.7703 | 81962.0583 | 65218.4326 | 61592.8551 | 55819.5001
STARTS - Number Starts
MEAN | [11 empty] | 82.75 | 81.1 | 78.87 | 76.21 | 74.47 | 74.63 | 67.58 | 65.62 | 61.23
P5 | [11 empty] | 66.5 | 62 | 60.5 | 55 | 51 | 56.5 | 48 | 51 | 45
P95 | [11 empty] | 102 | 100 | 98.5 | 99 | 94.5 | 92 | 83 | 83 | 78.5
VOMCOSTS - VOM Costs
MEAN | [11 empty] | 4450.8475 | 4496.0444 | 4484.1784 | 4347.669 | 4610.2976 | 4458.5945 | 4026.8129 | 3916.8226 | 3554.2513
P5 | [11 empty] | 3416.4936 | 3261.216 | 3012.106 | 3108.0802 | 3327.24 | 3240.8892 | 2984.85 | 2936.115 | 2550.424
P95 | [11 empty] | 6022.2942 | 5826.5172 | 5899.6212 | 6013.4911 | 5801.3917 | 6073.0176 | 5210.59 | 5089.266 | 4570.79
15599: New 2031JAN 18V50DF_NG_B #1
CAPACITYFACTOR - Net Generation Capacity Factor
MEAN | [12 empty] | 0.09467 | 0.0902 | 0.085228 | 0.087596 | 0.081478 | 0.072133 | 0.070457 | 0.063639
P5 | [12 empty] | 0.072844 | 0.062512 | 0.059496 | 0.062482 | 0.060218 | 0.052546 | 0.051218 | 0.046294
P95 | [12 empty] | 0.12033 | 0.12374 | 0.1158 | 0.11132 | 0.11619 | 0.095149 | 0.092232 | 0.082232
CO2EMISSIONS - CO2 Emissions
MEAN | [12 empty] | 3040.9627 | 2847.2373 | 2717.4638 | 2815.0357 | 2608.3405 | 2308.944 | 2248.3319 | 2019.9763
P5 | [12 empty] | 2341.275 | 1984.8502 | 1898.3635 | 2017.73 | 1922.47 | 1680.2362 | 1627.399 | 1464.288
P95 | [12 empty] | 3878.2913 | 3922.7767 | 3692.2432 | 3562.9763 | 3718.2317 | 3048.5975 | 2979.929 | 2610.442
FUELCONSUMED - Fuel Consumed
MEAN | [12 empty] | 49571.7282 | 46406.4246 | 44297.9495 | 45883.7015 | 42518.3252 | 37640.2644 | 36644.7396 | 32924.7473
P5 | [12 empty] | 38166.0627 | 32351.1946 | 30946.2153 | 32888.0856 | 31337.9924 | 27391.0656 | 26524.3526 | 23867.2392
P95 | [12 empty] | 63221.0016 | 63937.46 | 60188.3647 | 58074.618 | 60610.5262 | 49698.1271 | 48568.7208 | 42549.0365
FUELCOST - Fuel Cost
MEAN | [12 empty] | 106760.3252 | 104057.9936 | 100812.8422 | 106063.519 | 100495.0807 | 93288.3679 | 92257.8881 | 86272.1654
P5 | [12 empty] | 66827.7805 | 52714.0065 | 53054.5984 | 57338.6267 | 59231.6886 | 53555.3788 | 56038.8257 | 48791.578
P95 | [12 empty] | 163012.0583 | 183204.4064 | 164056.0546 | 165438.6208 | 167015.9472 | 149120.0878 | 142241.3852 | 138391.0125
NETPOS - Net Position (MWh)
MEAN | [12 empty] | 5856.3758 | 5478.618 | 5225.5106 | 5408.6449 | 5008.5639 | 4430.6949 | 4310.5309 | 3870.1812
P5 | [12 empty] | 4508.5514 | 3818.8581 | 3650.373 | 3876.53 | 3691.6 | 3224.375 | 3120.145 | 2805.6
P95 | [12 empty] | 7469.4 | 7546.8113 | 7099.9292 | 6846 | 7139.89 | 5849.87 | 5713.295 | 5001.65
NETREVENUE - Net Revenue $
MEAN | [12 empty] | 49697.6153 | 50282.0058 | 50054.7257 | 54123.43 | 49594.1257 | 43135.5843 | 41655.9586 | 35638.1669
P5 | [12 empty] | 21897.346 | 26908.4584 | 26732.8656 | 31203.8982 | 29092.2081 | 24190.3304 | 24194.1846 | 17570.4138
P95 | [12 empty] | 78139.2925 | 79475.8651 | 83297.1093 | 83300.9313 | 81676.9499 | 65709.8879 | 60249.1443 | 55094.3723
STARTS - Number Starts
MEAN | [12 empty] | 85.14 | 79.31 | 76.39 | 74.61 | 74.41 | 67 | 65.96 | 60.89
P5 | [12 empty] | 68.5 | 57 | 55 | 51.5 | 57.5 | 48 | 50 | 46
P95 | [12 empty] | 105 | 99.5 | 98 | 97.5 | 92.5 | 84.5 | 84 | 77
VOMCOSTS - VOM Costs
MEAN | [12 empty] | 4685.1007 | 4492.4668 | 4337.1738 | 4597.3482 | 4357.4506 | 3899.0115 | 3879.4778 | 3560.5667
P5 | [12 empty] | 3606.8411 | 3131.4636 | 3029.8096 | 3295.0505 | 3211.692 | 2837.45 | 2808.1305 | 2581.152
P95 | [12 empty] | 5975.52 | 6188.3853 | 5892.9412 | 5819.1 | 6211.7043 | 5147.8856 | 5141.9655 | 4601.518
15599: New 2032JAN 18V50DF_NG_B #1
CAPACITYFACTOR - Net Generation Capacity Factor
MEAN | [13 empty] | 0.093644 | 0.088783 | 0.090442 | 0.081504 | 0.072269 | 0.069503 | 0.062401
P5 | [13 empty] | 0.068462 | 0.065262 | 0.067429 | 0.059835 | 0.055186 | 0.051317 | 0.043585
P95 | [13 empty] | 0.12286 | 0.11825 | 0.11071 | 0.11511 | 0.092939 | 0.091555 | 0.082564
CO2EMISSIONS - CO2 Emissions
MEAN | [13 empty] | 2953.6589 | 2828.8618 | 2904.1134 | 2607.6568 | 2316.393 | 2217.7768 | 1982.4759
P5 | [13 empty] | 2162.6348 | 2078.6 | 2164.0163 | 1913.7315 | 1763.157 | 1649.214 | 1390.202
P95 | [13 empty] | 3894.62 | 3788.7753 | 3560.0405 | 3713.8625 | 2989.5113 | 2923.21 | 2614.8
FUELCONSUMED - Fuel Consumed
MEAN | [13 empty] | 48140.9025 | 46113.8907 | 47335.6392 | 42507.208 | 37761.6629 | 36146.717 | 32313.4909
P5 | [13 empty] | 35248.3981 | 33883.6286 | 35272.314 | 31195.547 | 28742.8325 | 26879.907 | 22659.6705
P95 | [13 empty] | 63477.3694 | 61762.0708 | 58027.3615 | 60539.3035 | 48734.7531 | 47644.2795 | 42620.07
FUELCOST - Fuel Cost
MEAN | [13 empty] | 107090.1366 | 104224.6321 | 108828.3498 | 100264.6694 | 93332.504 | 91344.5494 | 84764.7336
P5 | [13 empty] | 57346.5321 | 59720.9136 | 65334.22 | 57799.6289 | 56518.6287 | 53985.0814 | 47547.0569
P95 | [13 empty] | 190485.3919 | 171417.2724 | 167320.0806 | 166762.4603 | 144239.6748 | 140342.2218 | 133828.992
NETPOS - Net Position (MWh)
MEAN | [13 empty] | 5683.4263 | 5439.6737 | 5579.8824 | 5007.2371 | 4445.097 | 4251.98 | 3798.3932
P5 | [13 empty] | 4161.4826 | 3997.125 | 4158 | 3674.82 | 3383.5 | 3161.97 | 2663.65
P95 | [13 empty] | 7493.965 | 7284.7588 | 6839.7896 | 7131.5 | 5736.875 | 5604.55 | 5010
NETREVENUE - Net Revenue $
MEAN | [13 empty] | 49228.9009 | 48541.0203 | 53233.4834 | 49717.356 | 43257.6986 | 41880.8475 | 36051.1975
P5 | [13 empty] | 24913.6417 | 21870.7844 | 26120.3279 | 29342.9162 | 24307.0546 | 23730.0704 | 18665.1852
P95 | [13 empty] | 80604.4457 | 82776.3649 | 79673.1111 | 84594.1177 | 66698.1124 | 62394.7518 | 55364.1159
STARTS - Number Starts
MEAN | [13 empty] | 82.06 | 79.65 | 77.92 | 73.82 | 66.91 | 65.37 | 60.26
P5 | [13 empty] | 61 | 61.5 | 60.5 | 56 | 44.5 | 51 | 45
P95 | [13 empty] | 100.5 | 104 | 97.5 | 92.5 | 82 | 83 | 76
VOMCOSTS - VOM Costs
MEAN | [13 empty] | 4660.4096 | 4514.9292 | 4742.9 | 4356.2963 | 3911.6854 | 3826.782 | 3494.5217
P5 | [13 empty] | 3412.4157 | 3317.6137 | 3534.3 | 3197.0934 | 2977.48 | 2845.773 | 2450.558
P95 | [13 empty] | 6145.0513 | 6046.3498 | 5813.8212 | 6204.405 | 5048.45 | 5044.095 | 4609.2
15599: New 2035JAN 18V50DF_NG_B #1
CAPACITYFACTOR - Net Generation Capacity Factor
MEAN | [16 empty] | 0.083033 | 0.073058 | 0.069539 | 0.061885
P5 | [16 empty] | 0.061801 | 0.055442 | 0.050776 | 0.043881
P95 | [16 empty] | 0.11098 | 0.096844 | 0.090708 | 0.082
CO2EMISSIONS - CO2 Emissions
MEAN | [16 empty] | 2654.5073 | 2338.8071 | 2222.3364 | 1964.0968
P5 | [16 empty] | 1966.8022 | 1771.8855 | 1623.036 | 1394.56
P95 | [16 empty] | 3556.5695 | 3094.2533 | 2877.5642 | 2606.084
FUELCONSUMED - Fuel Consumed
MEAN | [16 empty] | 43270.9007 | 38127.0926 | 36221.0529 | 32013.9307
P5 | [16 empty] | 32060.6573 | 28885.1237 | 26453.2418 | 22730.704
P95 | [16 empty] | 57975.2859 | 50442.2481 | 46900.4721 | 42478.0031
FUELCOST - Fuel Cost
MEAN | [16 empty] | 101938.4896 | 94073.545 | 91542.9979 | 84279.8629
P5 | [16 empty] | 60652.6877 | 57173.3088 | 54224.4581 | 45139.5533
P95 | [16 empty] | 164860.0912 | 146863.4863 | 138860.9635 | 133591.4126
NETPOS - Net Position (MWh)
MEAN | [16 empty] | 5097.1695 | 4488.0213 | 4260.7093 | 3763.164
P5 | [16 empty] | 3776.0039 | 3400.25 | 3111.78 | 2672
P95 | [16 empty] | 6829.46 | 5937.875 | 5516.645 | 4993.3
NETREVENUE - Net Revenue $
MEAN | [16 empty] | 49009.3928 | 42580.2833 | 42113.193 | 36154.8388
P5 | [16 empty] | 28040.5809 | 23225.6347 | 24277.2741 | 18843.135
P95 | [16 empty] | 82514.0946 | 65105.5367 | 60587.5091 | 54902.2173
STARTS - Number Starts
MEAN | [16 empty] | 75.66 | 68.14 | 65.73 | 59.95
P5 | [16 empty] | 61.5 | 47.5 | 50 | 44.5
P95 | [16 empty] | 92.5 | 84 | 82.5 | 77
VOMCOSTS - VOM Costs
MEAN | [16 empty] | 4434.5375 | 3949.4588 | 3834.6383 | 3462.1109
P5 | [16 empty] | 3285.1234 | 2992.22 | 2800.602 | 2458.24
P95 | [16 empty] | 5941.6302 | 5225.33 | 4964.9805 | 4593.836
15599: New 2037JAN 18V50DF_NG_B #1
CAPACITYFACTOR - Net Generation Capacity Factor
MEAN | [18 empty] | 0.069744 | 0.06139
P5 | [18 empty] | 0.050636 | 0.043231
P95 | [18 empty] | 0.091567 | 0.081006
CO2EMISSIONS - CO2 Emissions
MEAN | [18 empty] | 2226.9706 | 1950.9374
P5 | [18 empty] | 1618.673 | 1372.77
P95 | [18 empty] | 2914.484 | 2566.862
FUELCONSUMED - Fuel Consumed
MEAN | [18 empty] | 36296.5627 | 31799.4695
P5 | [18 empty] | 26382.1309 | 22375.5367
P95 | [18 empty] | 47502.0578 | 41838.702
FUELCOST - Fuel Cost
MEAN | [18 empty] | 91452.3697 | 83519.4088
P5 | [18 empty] | 54627.8873 | 45987.9109
P95 | [18 empty] | 140562.0807 | 132875.7596
NETPOS - Net Position (MWh)
MEAN | [18 empty] | 4269.5959 | 3737.8662
P5 | [18 empty] | 3103.415 | 2630.25
P95 | [18 empty] | 5587.82 | 4918.15
NETREVENUE - Net Revenue $
MEAN | [18 empty] | 41876.3892 | 36299.7505
P5 | [18 empty] | 23446.594 | 18583.3635
P95 | [18 empty] | 62537.4453 | 55350.3343
STARTS - Number Starts
MEAN | [18 empty] | 66.21 | 60.16
P5 | [18 empty] | 52 | 45.5
P95 | [18 empty] | 83.5 | 75.5
VOMCOSTS - VOM Costs
MEAN | [18 empty] | 3842.6363 | 3438.8369
P5 | [18 empty] | 2793.0735 | 2419.83
P95 | [18 empty] | 5029.038 | 4524.698
15599: New 2038JAN 18V50DF_NG_B #1
CAPACITYFACTOR - Net Generation Capacity Factor
MEAN | [19 empty] | 0.061707
P5 | [19 empty] | 0.044013
P95 | [19 empty] | 0.081599
CO2EMISSIONS - CO2 Emissions
MEAN | [19 empty] | 1958.9865
P5 | [19 empty] | 1403.276
P95 | [19 empty] | 2573.566
FUELCONSUMED - Fuel Consumed
MEAN | [19 empty] | 31930.6445
P5 | [19 empty] | 22872.7709
P95 | [19 empty] | 41948.1296
FUELCOST - Fuel Cost
MEAN | [19 empty] | 83781.1389
P5 | [19 empty] | 46479.6456
P95 | [19 empty] | 130423.8215
NETPOS - Net Position (MWh)
MEAN | [19 empty] | 3753.3281
P5 | [19 empty] | 2688.7
P95 | [19 empty] | 4930.465
NETREVENUE - Net Revenue $
MEAN | [19 empty] | 35796.0623
P5 | [19 empty] | 17891.6021
P95 | [19 empty] | 55210.5325
STARTS - Number Starts
MEAN | [19 empty] | 60.61
P5 | [19 empty] | 44.5
P95 | [19 empty] | 76
VOMCOSTS - VOM Costs
MEAN | [19 empty] | 3453.0618
P5 | [19 empty] | 2473.604
P95 | [19 empty] | 4536.0278
15599: New 2039JAN 18V50DF_NG_B #1
CAPACITYFACTOR - Net Generation Capacity Factor
MEAN
P5
P95
CO2EMISSIONS - CO2 Emissions
MEAN
P5
P95
FUELCONSUMED - Fuel Consumed
MEAN
P5
P95
FUELCOST - Fuel Cost
MEAN
P5
P95
NETPOS - Net Position (MWh)
MEAN
P5
P95
NETREVENUE - Net Revenue $
MEAN
P5
P95
STARTS - Number Starts
MEAN
P5
P95
VOMCOSTS - VOM Costs
MEAN
P5
P95
15599: New 2040JAN 18V50DF_NG_B #1
CAPACITYFACTOR - Net Generation Capacity Factor
MEAN
P5
P95
CO2EMISSIONS - CO2 Emissions
MEAN
P5
P95
FUELCONSUMED - Fuel Consumed
MEAN
P5
P95
FUELCOST - Fuel Cost
MEAN
P5
P95
NETPOS - Net Position (MWh)
MEAN
P5
P95
NETREVENUE - Net Revenue $
MEAN
P5
P95
STARTS - Number Starts
MEAN
P5
P95
VOMCOSTS - VOM Costs
MEAN
P5
P95
15599: New 2041JAN 18V50DF_NG_B #1
CAPACITYFACTOR - Net Generation Capacity Factor
MEAN
P5
P95
CO2EMISSIONS - CO2 Emissions
MEAN
P5
P95
FUELCONSUMED - Fuel Consumed
MEAN
P5
P95
FUELCOST - Fuel Cost
MEAN
P5
P95
NETPOS - Net Position (MWh)
MEAN
P5
P95
NETREVENUE - Net Revenue $
MEAN
P5
P95
STARTS - Number Starts
MEAN
P5
P95
VOMCOSTS - VOM Costs
MEAN
P5
P95
15599: New 2043JAN 18V50DF_NG_B #1
CAPACITYFACTOR - Net Generation Capacity Factor
MEAN
P5
P95
CO2EMISSIONS - CO2 Emissions
MEAN
P5
P95
FUELCONSUMED - Fuel Consumed
MEAN
P5
P95
FUELCOST - Fuel Cost
MEAN
P5
P95
NETPOS - Net Position (MWh)
MEAN
P5
P95
NETREVENUE - Net Revenue $
MEAN
P5
P95
STARTS - Number Starts
MEAN
P5
P95
VOMCOSTS - VOM Costs
MEAN
P5
P95
15599: New 2044JAN 18V50DF_NG_B #1
CAPACITYFACTOR - Net Generation Capacity Factor
MEAN
P5
P95
CO2EMISSIONS - CO2 Emissions
MEAN
P5
P95
FUELCONSUMED - Fuel Consumed
MEAN
P5
P95
FUELCOST - Fuel Cost
MEAN
P5
P95
NETPOS - Net Position (MWh)
MEAN
P5
P95
NETREVENUE - Net Revenue $
MEAN
P5
P95
STARTS - Number Starts
MEAN
P5
P95
VOMCOSTS - VOM Costs
MEAN
P5
P95
Simple HR 2018 Basin Creek 1-9 2015 single
CAPACITYFACTOR - Net Generation Capacity Factor
MEAN | 0.013348 | 0.017872 | 0.037042 | 0.092729 | 0.026248 | 0.02251 | 0.025578 | 0.016223 | 0.026174 | 0.029228 | 0.034407 | 0.031614 | 0.031386 | 0.028819 | 0.02756 | 0.028186 | 0.042002 | 0.036181 | 0.035111 | 0.03035
P5 | 0 | 0 | 0.007935 | 0.053471 | 0.010581 | 0.00887 | 0.015463 | 0.00988 | 0.013858 | 0.018724 | 0.022089 | 0.02053 | 0.02053 | 0.019271 | 0.018006 | 0.015779 | 0.028222 | 0.023938 | 0.023518 | 0.018364
P95 | 0.051356 | 0.081198 | 0.10204 | 0.12558 | 0.050675 | 0.041441 | 0.03983 | 0.028586 | 0.046189 | 0.043782 | 0.055672 | 0.044014 | 0.043269 | 0.043407 | 0.041492 | 0.040401 | 0.06237 | 0.05283 | 0.045997 | 0.041623
CO2EMISSIONS - CO2 Emissions
MEAN | 1434.2149 | 1885.52 | 3880.5007 | 9699.2338 | 2757.0671 | 2370.4796 | 2683.9469 | 1701.6684 | 2737.6099 | 3084.7547 | 3617.1158 | 3317.4641 | 3305.5928 | 3024.0616 | 2887.0359 | 2960.7514 | 4401.014 | 3812.609 | 3688.1101 | 3175.2339
P5 | 0 | 0 | 829.1047 | 5585.9471 | 1110.6668 | 925.9713 | 1606.643 | 1029.8994 | 1428.1272 | 1991.1388 | 2335.281 | 2175.9635 | 2171.7585 | 2033.177 | 1882.966 | 1662.413 | 2967.3735 | 2528.7905 | 2485.9125 | 1922.9005
P95 | 5524.3403 | 8540.2114 | 10754.7223 | 13109.4129 | 5273.0916 | 4298.1135 | 4133.3296 | 2979.8422 | 4861.1251 | 4641.4133 | 5825.732 | 4586.488 | 4573.1765 | 4491.6255 | 4367.617 | 4244.029 | 6592.6215 | 5561.46 | 4862.3895 | 4381.7695
FUELCONSUMED - Fuel Consumed
MEAN | 23839.0873 | 31957.9662 | 65771.1975 | 164393.7928 | 46729.9516 | 40177.6201 | 45490.6247 | 28841.8378 | 46400.1678 | 52283.9772 | 61282.3258 | 56194.6506 | 55999.0527 | 51227.7606 | 48900.3844 | 50157.0918 | 74567.4667 | 64596.6098 | 62492.4909 | 53797.1556
P5 | 0 | 0 | 14052.6215 | 94677.0702 | 18824.861 | 15694.429 | 27231.2381 | 17455.9219 | 24205.545 | 33748.1156 | 39566.9851 | 36775.5249 | 36774.3808 | 34446.5813 | 31886.6083 | 28162.4494 | 50273.3982 | 42825.7671 | 42127.0725 | 32584.5019
P95 | 92216.1892 | 144749.3452 | 182283.4293 | 222193.4393 | 89374.4344 | 72849.3806 | 70056.4331 | 50505.8006 | 82391.9512 | 78668.0213 | 98685.0603 | 77737.0388 | 77504.4075 | 76108.1626 | 74013.3376 | 71918.6269 | 111718.2432 | 94261.9781 | 82392.2945 | 74246.1976
FUELCOST - Fuel Cost
MEAN | 25038.1595 | 31719.1553 | 83370.3932 | 239380.7657 | 69690.5716 | 64292.8871 | 83194.5218 | 54510.6276 | 94625.136 | 106322.0964 | 128580.5005 | 120118.5537 | 121486.2966 | 115505.1344 | 111538.8426 | 116469.4725 | 177014.9104 | 162208.3024 | 159206.7717 | 142414.7974
P5 | 0 | 0 | 14917.1373 | 108852.5402 | 29884.1857 | 29042.9517 | 46577.232 | 30151.6508 | 39392.7771 | 57199.5182 | 65996.5714 | 58439.4175 | 65886.848 | 55849.9516 | 54066.8375 | 53682.0942 | 97195.4085 | 87743.6816 | 86050.6264 | 67508.9937
P95 | 91776.7761 | 142870.7275 | 184618.8023 | 345284.8854 | 113182.9859 | 101209.5076 | 165504.9402 | 123426.0204 | 214090.5162 | 200682.936 | 264419.0083 | 202297.4008 | 205356.5294 | 222630.3478 | 201775.8757 | 193175.9417 | 309944.171 | 275498.4293 | 246526.8857 | 233601.0268
NETPOS - Net Position (MWh)
MEAN | 2644.3825 | 3546.5957 | 7302.9238 | 18265.7052 | 5194.467 | 4466.6106 | 5057.3002 | 3206.43 | 5158.44 | 5812.56 | 6812.9051 | 6247.2839 | 6225.5449 | 5695.1071 | 5436.3606 | 5576.0804 | 8289.851 | 7181.3645 | 6947.4502 | 5980.762
P5 | 0 | 0 | 1561.7835 | 10522.773 | 2092.7101 | 1744.3184 | 3027.375 | 1940.625 | 2691 | 3751.875 | 4398.76 | 4088.325 | 4088.275 | 3829.51 | 3544.895 | 3130.885 | 5589.015 | 4761.025 | 4683.38 | 3622.505
P95 | 10226.9219 | 16066.4445 | 20234.2078 | 24694.6737 | 9936.005 | 8098.875 | 7788.375 | 5614.875 | 9159.75 | 8745.75 | 10971.04 | 8642.25 | 8616.38 | 8461.14 | 8228.26 | 7995.385 | 12420.015 | 10479.375 | 9159.765 | 8254.14
NETREVENUE - Net Revenue $
MEAN | -603.7081 | 3374.0012 | 19630.4791 | 119030.3563 | 36393.0282 | 36630.7969 | 70443.9767 | 52835.3058 | 61563.3792 | 72859.1188 | 87001.82 | 84787.0584 | 85238.4695 | 81616.1782 | 80700.9925 | 83622.0406 | 97866.3497 | 85866.354 | 83115.3526 | 71115.823
P5 | -14900.444 | -3618.997 | 2200.4545 | 32191.1495 | 12420.079 | 14999.9641 | 33355.0256 | 22714.364 | 22191.9976 | 31695.6673 | 40827.575 | 35645.509 | 35180.8245 | 34956.4569 | 35556.7669 | 32707.8002 | 52013.59 | 42992.1314 | 41505.5284 | 30365.7331
P95 | 9037.8353 | 14498.3282 | 44854.7764 | 208656.1267 | 63399.3802 | 58704.7273 | 140815.1576 | 115306.2801 | 143738.7389 | 141657.1499 | 194491.7367 | 142037.937 | 135315.0878 | 150189.8146 | 154753.4007 | 142551.6748 | 170922.8725 | 140233.9513 | 134575.4451 | 115139.0434
STARTS - Number Starts
MEAN | 22.17 | 19.43 | 38.33 | 78.33 | 30.83 | 30.17 | 37.26 | 24.97 | 36.09 | 39.31 | 48.6 | 44.96 | 45.13 | 42.78 | 41.58 | 40.66 | 53.31 | 47.07 | 45.42 | 40.44
P5 | 0 | 0 | 9 | 37 | 14.5 | 14.5 | 24 | 16.5 | 21 | 27.5 | 31.5 | 32 | 32.5 | 28.5 | 27.5 | 27.5 | 37 | 32.5 | 33 | 26.5
P95 | 78 | 85.5 | 100 | 128 | 57 | 50 | 53 | 39.5 | 54.5 | 54.5 | 72.5 | 60.5 | 58.5 | 59 | 59.5 | 52.5 | 73 | 61.5 | 61 | 53
VOMCOSTS - VOM Costs
MEAN | 11952.6087 | 16349.8061 | 34323.7418 | 87675.3848 | 25400.9437 | 22288.3869 | 25741.6582 | 16641.3717 | 27339.732 | 31387.824 | 37539.1071 | 35109.7355 | 35672.3723 | 33316.3765 | 32455.0728 | 33902.5688 | 51479.9747 | 45458.0373 | 44880.5283 | 39413.2216
P5 | 0 | 0 | 7340.3824 | 50509.3106 | 10233.3525 | 8704.1489 | 15409.3388 | 10071.8438 | 14262.3 | 20260.125 | 24237.1676 | 22976.3865 | 23425.8158 | 22402.6335 | 21163.0232 | 19035.7808 | 34707.7832 | 30137.2883 | 30254.6348 | 23872.3079
P95 | 46225.6868 | 74066.309 | 95100.7768 | 118534.4338 | 48587.0644 | 40413.3863 | 39642.8288 | 29141.2012 | 48546.675 | 47227.05 | 60450.4304 | 48569.445 | 49371.8574 | 49497.669 | 49122.7122 | 48611.9408 | 77128.2931 | 66334.4438 | 59172.0819 | 54394.7826
Simple HR 2018 CELP 2015 v2
CAPACITYFACTOR - Net Generation Capacity Factor
MEAN | 1 | 1 | 1 | 1 | 1 | 1
P5 | 1 | 1 | 1 | 1 | 1 | 1
P95 | 1 | 1 | 1 | 1 | 1 | 1
NETPOS - Net Position (MWh)
MEAN | 130665.85 | 130922.4 | 130175.15 | 130114.6 | 130699.1 | 64667.05
P5 | 117512.5 | 119070 | 118720 | 118562.5 | 119262.5 | 58397.5
P95 | 134680 | 134960 | 134120 | 134120 | 134680 | 66640
NETREVENUE - Net Revenue $
MEAN | -10555499.6092 | -10657747.7484 | -11005043.869 | -11549320.5102 | -12156375.5705 | -6490732.9099
P5 | -11278006.1822 | -11536883.5302 | -11963889.5705 | -12517982.8534 | -13109960.3148 | -6857684.1506
P95 | -9461696.8765 | -9551752.7026 | -9802066.5957 | -10430863.9648 | -10836216.3294 | -5869581.3702
STARTS - Number Starts
MEAN | 1.52 | 1.55 | 1.65 | 1.64 | 1.45 | 0.85
P5 | 0 | 0 | 0 | 0 | 0 | 0
P95 | 6.5 | 7 | 7 | 7 | 6 | 4
Simple HR 2018 Colstrip 3 economic dispatch
CAPACITYFACTOR - Net Generation Capacity Factor
MEAN | 0.30967 | 0.49635 | 0.42635 | 0.28538 | 0.34299 | 0.28333 | 0.26936 | 0.27107 | 0.22613 | 0.22388 | 0.27671 | 0.23377 | 0.22292 | 0.24941 | 0.21277 | 0.21538 | 0.25833 | 0.22173 | 0.21904 | 0.24137
P5 | 0.2006 | 0.31566 | 0.25102 | 0.10863 | 0.14444 | 0.11946 | 0.095258 | 0.12155 | 0.088945 | 0.11588 | 0.14799 | 0.12675 | 0.12029 | 0.11215 | 0.10373 | 0.10105 | 0.14345 | 0.12325 | 0.12816 | 0.12253
P95 | 0.39347 | 0.62677 | 0.55687 | 0.44652 | 0.53369 | 0.42277 | 0.42346 | 0.46381 | 0.40891 | 0.36884 | 0.44979 | 0.35773 | 0.36278 | 0.40859 | 0.31998 | 0.31597 | 0.38698 | 0.3208 | 0.31842 | 0.35839
CO2EMISSIONS - CO2 Emissions
MEAN | 105380.7253 | 147546.7432 | 143114.8349 | 96338.5073 | 99523.6856 | 96423.4753 | 91585.4756 | 80013.6739 | 76405.9963 | 76326.412 | 81297.1351 | 80258.8656 | 76460.0413 | 74600.9618 | 72634.6981 | 73355.0554 | 75802.4738 | 76223.9733 | 74878.0548 | 71648.1001
P5 | 68747.1368 | 91568.7584 | 83850.9399 | 35486.4599 | 40896.3126 | 41643.1078 | 31090.8517 | 34858.1071 | 29561.6962 | 38827.7088 | 44318.1488 | 43666.6908 | 41726.3123 | 34073.1655 | 35413.4943 | 34864.4293 | 41969.9935 | 42708.6553 | 43850.287 | 36565.418
P95 | 135320.0849 | 189861.2466 | 187196.2538 | 152978.8786 | 156633.6138 | 144716.9606 | 145682.242 | 135712.6794 | 136704.6629 | 122750.3357 | 129949.1913 | 125094.7645 | 122851.9552 | 121443.1062 | 109069.8145 | 104287.1668 | 112798.2967 | 109959.294 | 109124.762 | 105008.6353
FUELCONSUMED - Fuel Consumed
MEAN | 952502.4097 | 1341334.029 | 1301043.9539 | 875804.6115 | 904760.7782 | 876577.048 | 832595.2323 | 727397.0358 | 694599.9668 | 693876.4728 | 733472.0082 | 722526.0387 | 687873.7515 | 672187.2853 | 652969.1459 | 659521.1504 | 684931.5884 | 687209.3105 | 675446.5173 | 647187.7708
P5 | 618120.224 | 832443.2581 | 762281.2719 | 322604.1811 | 371784.6599 | 378573.7074 | 282644.1063 | 316891.8825 | 268742.6928 | 352979.1705 | 396271.4973 | 389103.862 | 370940.4337 | 302437.2959 | 313490.7055 | 308355.471 | 376381.951 | 381759.9542 | 393081.9063 | 327592.0905
P95 | 1225482.9343 | 1726011.3329 | 1701784.1259 | 1390717.0784 | 1423941.9436 | 1315608.7327 | 1324384.0185 | 1233751.631 | 1242769.6626 | 1115912.143 | 1177491.8164 | 1131250.6512 | 1111174.0376 | 1099131.1974 | 985148.9809 | 941886.9105 | 1022201.6354 | 994869.0992 | 987583.0962 | 950719.742
FUELCOST - Fuel Cost
MEAN | 914402.3133 | 1260853.9872 | 1288033.5143 | 1015933.3493 | 995236.856 | 981766.2937 | 949158.5648 | 851054.5318 | 826573.9605 | 839590.532 | 909505.2902 | 910382.8088 | 887357.1395 | 880565.3437 | 874978.6556 | 903543.9761 | 958904.2238 | 975837.2209 | 979397.4501 | 957837.9009
P5 | 593395.4151 | 782496.6626 | 754658.4591 | 374220.8501 | 408963.1259 | 424002.5523 | 322214.2811 | 370763.5025 | 319803.8044 | 427104.7964 | 491376.6566 | 490270.8661 | 478513.1595 | 396192.8576 | 420077.5454 | 422446.9953 | 526934.7313 | 542099.135 | 569968.7642 | 484836.2939
P95 | 1176463.6169 | 1622450.653 | 1684766.2846 | 1613231.8109 | 1566336.1379 | 1473481.7806 | 1509797.781 | 1443489.4083 | 1478895.8984 | 1350253.693 | 1460089.8524 | 1425375.8205 | 1433414.5085 | 1439861.8686 | 1320099.6344 | 1290385.0674 | 1431082.2895 | 1412714.1209 | 1431995.4895 | 1407065.2181
NETPOS - Net Position (MWh)
MEAN | 89697.6673 | 126459.0227 | 122643.6267 | 82511.2525 | 85264.1552 | 82599.6689 | 78453.7784 | 68534.6349 | 65444.7851 | 65376.2292 | 69112.2011 | 68078.9097 | 64809.9605 | 63336.4476 | 61522.6631 | 62144.5846 | 64551.6142 | 64766.8708 | 63660.2019 | 60996.0447
P5 | 58169.4647 | 78437.2503 | 71809.6666 | 30362.2558 | 34994.5842 | 35637.7127 | 26583.3037 | 29805.1707 | 25294.6491 | 33215.2347 | 37294.3315 | 36625.2942 | 34912.5524 | 28456.1016 | 29507.588 | 29021.9806 | 35447.7367 | 35957.9093 | 37025.4114 | 30853.7554
P95 | 115417.4318 | 162756.3532 | 160451.2202 | 131096.0748 | 134247.8153 | 124015.352 | 124871.815 | 116330.2528 | 117177.3595 | 105204.0589 | 111015.3561 | 106641.7211 | 104753.1685 | 103604.171 | 92858.6142 | 88774.9517 | 96374.1664 | 93784.3987 | 93103.4962 | 89623.9167
NETREVENUE - Net Revenue $
MEAN | -106280.246 | 279980.659 | 308281.8674 | 220016.9035 | 274298.1217 | 201995.8467 | 174711.3324 | 125220.4474 | 43275.549 | 55875.7679 | 65634.8309 | 45507.581 | 57255.9995 | 75177.162 | 71117.1955 | 81647.4598 | 35649.0763 | 19537.4111 | 5296.0354 | -4701.1835
P5 | -309326.0881 | -229345.9809 | -218116.356 | -95580.0488 | -67911.1869 | -62678.347 | -43968.0863 | -55050.3834 | -121359.3758 | -101339.277 | -114731.2541 | -99939.1223 | -85179.8091 | -87423.0335 | -82766.1338 | -63349.3207 | -105404.3407 | -136104.0575 | -166912.646 | -128791.9249
P95 | 253521.5591 | 961026.8716 | 1192574.6854 | 860837.0468 | 878968.4376 | 657935.9345 | 605788.34 | 665965.1011 | 588686.5686 | 359083.9837 | 491734.3569 | 315484.3875 | 284413.1906 | 451235.0745 | 359308.8416 | 335863.0104 | 326862.2928 | 265221.2663 | 211333.4078 | 198479.4417
STARTS - Number Starts
MEAN | 5.56 | 3.67 | 2.66 | 3.09 | 3.33 | 2.56 | 30.99 | 27.58 | 70.15 | 65.86 | 14.18 | 13.54 | 12.07 | 12.12 | 11.71 | 11.46 | 112.03 | 112.49 | 127.98 | 120.02
P5 | 2 | 1 | 0.5 | 0 | 1 | 0 | 12.5 | 14 | 49 | 43 | 5 | 5.5 | 5 | 6 | 4 | 4 | 82 | 89 | 99 | 95
P95 | 10 | 7 | 5 | 6.5 | 6.5 | 5 | 48.5 | 44.5 | 90.5 | 90 | 24 | 21.5 | 21 | 20.5 | 19.5 | 19.5 | 137 | 143 | 155 | 148.5
VOMCOSTS - VOM Costs
MEAN | 302281.1389 | 433754.4479 | 429252.6934 | 294565.1715 | 310361.525 | 307270.7682 | 297339.8202 | 265229.0371 | 257852.4532 | 262812.4412 | 283360.0246 | 285250.6316 | 276738.5313 | 275513.5473 | 273160.6241 | 281514.9683 | 298228.4574 | 305051.9615 | 306205.5709 | 298880.6188
P5 | 196031.0959 | 269039.7684 | 251333.8332 | 108393.253 | 127380.2863 | 132572.2912 | 100750.7209 | 115346.0106 | 99660.9175 | 133525.2436 | 152906.7591 | 153459.9827 | 149076.5989 | 123784.0421 | 131013.6907 | 131469.5721 | 163768.5435 | 169361.7527 | 178092.229 | 151183.4015
P95 | 388956.7452 | 558254.2914 | 561579.2705 | 468012.9871 | 488662.0476 | 461337.1095 | 473264.179 | 450198.0784 | 461678.7964 | 422920.3166 | 455162.9601 | 446828.8116 | 447296.0294 | 450678.1439 | 412292.2469 | 402150.5313 | 445248.6486 | 441724.5179 | 447827.8167 | 439157.1921
Simple HR 2018 Colstrip 3 must run
CAPACITYFACTOR - Net Generation Capacity Factor
MEAN | 1 | 1 | 1 | 1 | 1 | 1 | 1 | 1 | 1 | 1 | 1 | 1 | 1 | 1 | 1 | 1 | 1 | 1 | 1 | 1
P5 | 1 | 1 | 1 | 1 | 1 | 1 | 1 | 1 | 1 | 1 | 1 | 1 | 1 | 1 | 1 | 1 | 1 | 1 | 1 | 1
P95 | 1 | 1 | 1 | 1 | 1 | 1 | 1 | 1 | 1 | 1 | 1 | 1 | 1 | 1 | 1 | 1 | 1 | 1 | 1 | 1
CO2EMISSIONS - CO2 Emissions
MEAN |  | 140446.1025 | 159154.875 | 158961.0825 | 137074.113 | 159766.992 | 160268.1795 | 139862.052 | 159940.2915 | 160387.5735
P5 |  | 130798.8 | 150913.125 | 149398.425 | 128081.25 | 149688 | 152784.225 | 132447.15 | 151559.1 | 150890.85
P95 |  | 147638.7 | 168042.6 | 166772.925 | 144987.975 | 167485.725 | 167173.875 | 146747.7 | 166906.575 | 168198.525
FUELCONSUMED - Fuel Consumed
MEAN | 1450835.55 | 1276782.75 | 1446862.5 | 1445100.75 | 1246128.3 | 1452427.2 | 1456983.45 | 1271473.2 | 1454002.65 | 1458068.85 | 1255605.3 | 1445453.1 | 1456898.4 | 1269845.1 | 1447214.85 | 1449689.4 | 1250530.65 | 1454719.5 | 1451925 | 1265847.75
P5 | 1370925 | 1189080 | 1371937.5 | 1358167.5 | 1164375 | 1360800 | 1388947.5 | 1204065 | 1377810 | 1371735 | 1163767.5 | 1361407.5 | 1372545 | 1191510 | 1367887.5 | 1381860 | 1168830 | 1392592.5 | 1359990 | 1201635
P95 | 1521990 | 1342170 | 1527660 | 1516117.5 | 1318072.5 | 1522597.5 | 1519762.5 | 1334070 | 1517332.5 | 1529077.5 | 1313415 | 1510245 | 1521585 | 1332450 | 1516522.5 | 1517332.5 | 1319692.5 | 1521382.5 | 1518142.5 | 1329615
FUELCOST - Fuel Cost
MEAN | 1392802.128 | 1200175.785 | 1432393.875 | 1676316.87 | 1370741.13 | 1626718.464 | 1660961.133 | 1487623.644 | 1730263.1535 | 1764263.3085 | 1556950.572 | 1821270.906 | 1879398.936 | 1663497.081 | 1939267.899 | 1986074.478 | 1750742.91 | 2065701.69 | 2105291.25 | 1873454.67
P5 | 1316088 | 1117735.2 | 1358218.125 | 1575474.3 | 1280812.5 | 1524096 | 1583400.15 | 1408756.05 | 1639593.9 | 1659799.35 | 1443071.7 | 1715373.45 | 1770583.05 | 1560878.1 | 1832969.25 | 1893148.2 | 1636362 | 1977481.35 | 1971985.5 | 1778419.8
P95 | 1461110.4 | 1261639.8 | 1512383.4 | 1758696.3 | 1449879.75 | 1705309.2 | 1732529.25 | 1560861.9 | 1805625.675 | 1850183.775 | 1628634.6 | 1902908.7 | 1962844.65 | 1745509.5 | 2032140.15 | 2078745.525 | 1847569.5 | 2160363.15 | 2201306.625 | 1967830.2
NETPOS - Net Position (MWh)
MEAN | 107469.3 | 94576.5 | 107175 | 107044.5 | 92305.8 | 107587.2 | 107924.7 | 94183.2 | 107703.9 | 108005.1 | 93007.8 | 107070.6 | 107918.4 | 94062.6 | 107201.1 | 107384.4 | 92631.9 | 107757 | 107550 | 93766.5
P5 | 101550 | 88080 | 101625 | 100605 | 86250 | 100800 | 102885 | 89190 | 102060 | 101610 | 86205 | 100845 | 101670 | 88260 | 101325 | 102360 | 86580 | 103155 | 100740 | 89010
P95 | 112740 | 99420 | 113160 | 112305 | 97635 | 112785 | 112575 | 98820 | 112395 | 113265 | 97290 | 111870 | 112710 | 98700 | 112335 | 112395 | 97755 | 112695 | 112455 | 98490
NETREVENUE - Net Revenue $
MEAN | -1621970.5847 | -1051986.6805 | -1339070.5699 | -1687763.4457 | -1323486.2798 | -1822541.4588 | -1970121.21 | -1757805.3428 | -2272698.3894 | -2315121.6117 | -1907181.1839 | -2399774.6621 | -2481407.2418 | -2085214.8669 | -2568012.0853 | -2624389.5676 | -2178814.4593 | -2753792.1302 | -2804703.9576 | -2364466.2651
P5 | -2019519.9919 | -1500209.3987 | -1860317.59 | -2258329.1709 | -1761228.0426 | -2283806.603 | -2411958.5905 | -2134111.2327 | -2598624.5978 | -2673843.5906 | -2240043.4109 | -2764389.1084 | -2836275.3404 | -2414376.9127 | -2911875.5412 | -2954471.2257 | -2466052.4856 | -3046959.6919 | -3132855.9471 | -2712034.5808
P95 | -1193069.9454 | -615641.9995 | -718320.2633 | -1080590.0032 | -757812.9289 | -1382680.6984 | -1515307.9488 | -1228390.0597 | -1692535.0388 | -1883493.3101 | -1409084.9871 | -1998655.741 | -2082090.2199 | -1622773.1334 | -2245250.7465 | -2239139.3956 | -1771498.0193 | -2404463.2701 | -2439849.7346 | -2036935.0436
STARTS - Number Starts
MEAN | 2.29 | 2.8 | 2.21 | 2.22 | 2.89 | 2.37 | 1.94 | 2.88 | 1.81 | 2.05 | 2.71 | 2.07 | 2.13 | 2.91 | 2.15 | 2.12 | 2.74 | 2.15 | 2.17 | 2.9
P5 | 0 | 1 | 0 | 0 | 1 | 0 | 0 | 1 | 0 | 0 | 1 | 0 | 0 | 1 | 0 | 0 | 1 | 0 | 0 | 1
P95 | 5 | 5 | 5 | 5 | 5 | 5.5 | 4 | 5 | 4 | 5 | 5 | 4.5 | 5 | 5.5 | 5 | 4.5 | 5 | 5 | 5 | 5
VOMCOSTS - VOM Costs
MEAN | 362171.541 | 324397.395 | 375112.5 | 382148.865 | 335993.112 | 400224.384 | 409034.613 | 364488.984 | 424353.366 | 434180.502 | 381331.98 | 448625.814 | 460811.568 | 409172.31 | 475972.884 | 486451.332 | 427959.378 | 507535.47 | 517315.5 | 459455.85
P5 | 342223.5 | 302114.4 | 355687.5 | 359159.85 | 313950 | 374976 | 389934.15 | 345165.3 | 402116.4 | 408472.2 | 353440.5 | 422540.55 | 434130.9 | 383931 | 449883 | 463690.8 | 399999.6 | 485860.05 | 484559.4 | 436149
P95 | 379933.8 | 341010.6 | 396060 | 400928.85 | 355391.4 | 419560.2 | 426659.25 | 382433.4 | 442836.3 | 455325.3 | 398889 | 468735.3 | 481271.7 | 429345 | 498767.4 | 509149.35 | 451628.1 | 530793.45 | 540908.55 | 482601
Simple HR 2018 Colstrip 4 economic dispatch
CAPACITYFACTOR - Net Generation Capacity Factor
MEAN | 0.3482 | 0.44776 | 0.43326 | 0.33572 | 0.30099 | 0.28664 | 0.30671 | 0.23697 | 0.22592 | 0.26148 | 0.23894 | 0.23295 | 0.25359 | 0.21803 | 0.21451 | 0.2523 | 0.22004 | 0.21905 | 0.24899 | 0.21357
P5 | 0.22785 | 0.281 | 0.24879 | 0.12127 | 0.11895 | 0.11785 | 0.10638 | 0.1047 | 0.086979 | 0.13312 | 0.11601 | 0.12316 | 0.137 | 0.10095 | 0.10083 | 0.11688 | 0.12499 | 0.12127 | 0.14396 | 0.10715
P95 | 0.44671 | 0.58866 | 0.57437 | 0.54539 | 0.47128 | 0.42523 | 0.47881 | 0.40128 | 0.40967 | 0.41976 | 0.37845 | 0.35783 | 0.41192 | 0.36736 | 0.32078 | 0.36128 | 0.32926 | 0.32309 | 0.35717 | 0.32169
CO2EMISSIONS - CO2 Emissions
MEAN | 103848.7469 | 152381.58 | 146004.9894 | 96643.3461 | 101666.867 | 97046.3736 | 90943.4735 | 79846.0816 | 76620.0615 | 76582.0462 | 81838.3078 | 79876.2157 | 76216.4218 | 74175.9784 | 73488.057 | 74043.4415 | 75024.9036 | 75016.0677 | 74546.1618 | 72874.1195
P5 | 66842.712 | 97369.5349 | 84820.8725 | 36698.873 | 39889.8614 | 40369.6848 | 32469.6645 | 35696.2508 | 29073.409 | 39108.5688 | 40354.372 | 41702.01 | 41153.4982 | 35509.1383 | 34322.587 | 35129.6535 | 42585.0152 | 40618.502 | 42361.65 | 36945.0365
P95 | 136256.6345 | 202804.7774 | 193319.7757 | 152599.629 | 159372.1276 | 143492.3732 | 144687.1777 | 133499.2195 | 138305.1426 | 121600.1229 | 130244.7878 | 124525.9253 | 122395.1562 | 123367.9983 | 113478.762 | 108754.7385 | 111731.4897 | 112524.5295 | 106277.2185 | 107307.6785
FUELCONSUMED - Fuel Consumed
MEAN | 939790.6074 | 1385287.0911 | 1327318.0853 | 878575.8732 | 924244.2458 | 882239.7601 | 826758.8503 | 725873.4689 | 696546.0137 | 696200.42 | 736952.6878 | 719040.2631 | 686938.4629 | 667063.966 | 660743.0867 | 667260.0332 | 676555.3988 | 676452.4583 | 673932.8702 | 657209.5655
P5 | 601875.3409 | 885177.5899 | 771098.841 | 333626.1185 | 362635.1037 | 366997.1343 | 295178.7686 | 324511.3712 | 264303.7186 | 355532.4434 | 358473.5386 | 370963.0937 | 367225.6567 | 314140.6409 | 303644.2676 | 311796.7927 | 380972.3146 | 363114.3892 | 380978.3457 | 329818.4699
P95 | 1235688.3361 | 1843679.7941 | 1757452.5062 | 1387269.3547 | 1448837.5235 | 1304476.1201 | 1315337.9795 | 1213629.268 | 1257319.4777 | 1105455.6625 | 1178286.5391 | 1125874.9092 | 1108007.5873 | 1115969.1711 | 1025054.3955 | 983887.306 | 1011024.103 | 1018404.462 | 963063.8089 | 971185.2704
FUELCOST - Fuel Cost
MEAN | 902198.9831 | 1302169.8657 | 1314044.9045 | 1019148.0129 | 1016668.6703 | 988108.5313 | 942505.0893 | 849271.9586 | 828889.7563 | 842402.5082 | 913821.3328 | 905990.7315 | 886150.6171 | 873853.7955 | 885395.7362 | 914146.2455 | 947177.5583 | 960562.4908 | 977202.6618 | 972670.1569
P5 | 577800.3273 | 832066.9345 | 763387.8526 | 387006.2974 | 398898.614 | 411036.7904 | 336503.7962 | 379678.3043 | 314521.4251 | 430194.2565 | 444507.1878 | 467413.4981 | 473721.0971 | 411524.2395 | 406883.3185 | 427161.606 | 533361.2405 | 515622.4327 | 552418.6012 | 488131.3354
P95 | 1186260.8027 | 1733059.0065 | 1739877.9811 | 1609232.4515 | 1593721.2758 | 1461013.2545 | 1499485.2966 | 1419946.2435 | 1496210.1785 | 1337601.3517 | 1461075.3085 | 1418602.3855 | 1429329.7877 | 1461919.6142 | 1373572.89 | 1347925.6092 | 1415433.7443 | 1446134.3361 | 1396442.523 | 1437354.2001
NETPOS - Net Position (MWh)
MEAN | 88502.1785 | 130602.4011 | 125129.8885 | 82789.455 | 87102.0254 | 83139.9478 | 77908.0637 | 68391.9566 | 65629.5358 | 65597.9094 | 69439.5954 | 67751.1353 | 64723.7366 | 62851.8258 | 62256.3852 | 62876.3391 | 63761.0132 | 63753.1966 | 63518.6996 | 61939.7826
P5 | 56653.5266 | 83410.8991 | 72643.6328 | 31399.8236 | 34137.9107 | 34554.5093 | 27771.7559 | 30523.3906 | 24879.5194 | 33470.8203 | 33737.1498 | 34918.4881 | 34566.3938 | 29556.3645 | 28580.722 | 29348.6102 | 35882.2609 | 34198.3707 | 35884.4254 | 31061.7581
P95 | 116396.3876 | 173844.4094 | 165721.1101 | 130780.7013 | 136590.4564 | 122974.9145 | 124009.5329 | 114407.4306 | 118552.2577 | 104203.5163 | 111078.2724 | 106143.8335 | 104452.1729 | 105215.087 | 96627.2069 | 92742.0526 | 95311.775 | 96006.2255 | 90787.0455 | 91559.057
NETREVENUE - Net Revenue $
MEAN | -99847.5882 | 264924.0186 | 314697.4481 | 252825.5617 | 286132.2047 | 219791.6474 | 182044.0432 | 129367.8229 | 50071.2764 | 55854.0286 | 62186.449 | 44044.1715 | 59137.7437 | 76190.057 | 76271.6437 | 88663.3047 | 34637.0627 | 18021.1087 | 5526.5617 | -4268.4048
P5 | -302012.57 | -239347.7982 | -225947.5772 | -98018.5766 | -60095.5628 | -57749.4544 | -42935.6941 | -55555.5144 | -122977.9918 | -82160.7463 | -111864.3776 | -94059.8649 | -96443.7974 | -82833.3005 | -89774.6354 | -59335.2772 | -113935.339 | -128290.8943 | -148426.9142 | -128415.4615
P95 | 255314.0074 | 950288.3307 | 1192845.8946 | 935020.2665 | 933517.2117 | 658059.4932 | 616848.8745 | 662149.1102 | 635260.5282 | 394301.2722 | 472569.5048 | 295905.3997 | 317380.3519 | 458380.7131 | 392070.029 | 344785.917 | 323383.9984 | 268319.0832 | 222950.0853 | 195160.9007
STARTS - Number Starts
MEAN | 7.43 | 3.83 | 3.75 | 3.63 | 2.9 | 2.77 | 30.22 | 26.47 | 72.19 | 68.48 | 14.57 | 14.33 | 12.71 | 12.22 | 11.96 | 12.84 | 116.63 | 118.07 | 130.5 | 123.69
P5 | 4 | 1 | 1 | 1 | 0 | 1 | 14 | 14 | 48 | 46.5 | 6 | 7 | 4.5 | 5 | 6 | 5 | 85 | 93.5 | 104.5 | 101.5
P95 | 13.5 | 7.5 | 7 | 7 | 7 | 5.5 | 47 | 41.5 | 93.5 | 89 | 25 | 22 | 22 | 22 | 21 | 23 | 145.5 | 144.5 | 158.5 | 149.5
VOMCOSTS - VOM Costs
MEAN | 298252.3417 | 447966.2358 | 437954.6098 | 295558.3543 | 317051.3723 | 309280.6058 | 295271.5613 | 264676.8722 | 258580.3712 | 263703.5958 | 284702.3412 | 283877.2567 | 276370.3551 | 273405.4423 | 276418.3505 | 284829.8163 | 294575.8812 | 300277.5561 | 305524.9453 | 303504.935
P5 | 190922.3847 | 286099.3839 | 254252.7148 | 112097.3701 | 124261.9949 | 128542.7745 | 105254.955 | 118125.5217 | 98025.3065 | 134552.6978 | 138322.3142 | 146308.4651 | 147598.5017 | 128570.1858 | 126898.4056 | 132949.2041 | 165776.0453 | 161074.326 | 172604.0864 | 152202.6148
P95 | 392255.8263 | 596286.3243 | 580023.8852 | 466887.1037 | 497189.2612 | 457466.682 | 469996.1298 | 442756.7565 | 467095.8955 | 418898.1357 | 455420.9167 | 444742.6623 | 446010.7783 | 457685.6284 | 429024.7988 | 420121.4984 | 440340.4006 | 452189.322 | 436685.6888 | 448639.3795
Simple HR 2018 Colstrip 4 must run
CAPACITYFACTOR - Net Generation Capacity Factor
MEAN | 1 | 1 | 1 | 1 | 1 | 1 | 1 | 1 | 1 | 1 | 1 | 1 | 1 | 1 | 1 | 1 | 1 | 1 | 1 | 1
P5 | 1 | 1 | 1 | 1 | 1 | 1 | 1 | 1 | 1 | 1 | 1 | 1 | 1 | 1 | 1 | 1 | 1 | 1 | 1 | 1
P95 | 1 | 1 | 1 | 1 | 1 | 1 | 1 | 1 | 1 | 1 | 1 | 1 | 1 | 1 | 1 | 1 | 1 | 1 | 1 | 1
CO2EMISSIONS - CO2 Emissions
MEAN |  | 159963.4575 | 158969.547 | 135213.2595 | 160162.1505 | 160467.318 | 140654.5965 | 160047.2115 | 158726.7495 | 137858.193
P5 |  | 151536.825 | 149888.475 | 125252.325 | 150757.2 | 152093.7 | 133182.225 | 150757.2 | 150133.5 | 127613.475
P95 |  | 168399 | 167886.675 | 142938.675 | 168955.875 | 168510.375 | 147326.85 | 168198.525 | 166951.125 | 145077.075
FUELCONSUMED - Fuel Consumed
MEAN | 1276312.95 | 1454213.25 | 1445177.7 | 1229211.45 | 1456019.55 | 1458793.8 | 1278678.15 | 1454974.65 | 1442970.45 | 1253256.3 | 1453500.45 | 1446591.15 | 1269723.6 | 1443841.2 | 1446024.15 | 1243665.9 | 1451649.6 | 1458384.75 | 1265649.3 | 1455339.15
P5 | 1200420 | 1377607.5 | 1362622.5 | 1138657.5 | 1370520 | 1382670 | 1210747.5 | 1370520 | 1364850 | 1160122.5 | 1362825 | 1348447.5 | 1185840 | 1349460 | 1358370 | 1162350 | 1359787.5 | 1375177.5 | 1196167.5 | 1356547.5
P95 | 1342777.5 | 1530900 | 1526242.5 | 1299442.5 | 1535962.5 | 1531912.5 | 1339335 | 1529077.5 | 1517737.5 | 1318882.5 | 1531305 | 1529887.5 | 1337107.5 | 1526647.5 | 1522800 | 1322932.5 | 1508827.5 | 1542645 | 1331640 | 1520977.5
FUELCOST - Fuel Cost
MEAN | 1225260.432 | 1366960.455 | 1430725.923 | 1425885.282 | 1601621.505 | 1633849.056 | 1457693.091 | 1702320.3405 | 1717134.8355 | 1516440.123 | 1802340.558 | 1822704.849 | 1637943.444 | 1891431.972 | 1937672.361 | 1703822.283 | 2032309.44 | 2070906.345 | 1835191.485 | 2153901.942
P5 | 1152403.2 | 1294951.05 | 1348996.275 | 1320842.7 | 1507572 | 1548590.4 | 1380252.15 | 1603508.4 | 1624171.5 | 1403748.225 | 1689903 | 1699043.85 | 1529733.6 | 1767792.6 | 1820215.8 | 1592419.5 | 1903702.5 | 1952752.05 | 1734442.875 | 2007690.3
P95 | 1289066.4 | 1439046 | 1510980.075 | 1507353.3 | 1689558.75 | 1715742 | 1526841.9 | 1789020.675 | 1806107.625 | 1595847.825 | 1898818.2 | 1927658.25 | 1724868.675 | 1999908.225 | 2040552 | 1812417.525 | 2112358.5 | 2190555.9 | 1930878 | 2251046.7
NETPOS - Net Position (MWh)
MEAN | 94541.7 | 107719.5 | 107050.2 | 91052.7 | 107853.3 | 108058.8 | 94716.9 | 107775.9 | 106886.7 | 92833.8 | 107666.7 | 107154.9 | 94053.6 | 106951.2 | 107112.9 | 92123.4 | 107529.6 | 108028.5 | 93751.8 | 107802.9
P5 | 88920 | 102045 | 100935 | 84345 | 101520 | 102420 | 89685 | 101520 | 101100 | 85935 | 100950 | 99885 | 87840 | 99960 | 100620 | 86100 | 100725 | 101865 | 88605 | 100485
P95 | 99465 | 113400 | 113055 | 96255 | 113775 | 113475 | 99210 | 113265 | 112425 | 97695 | 113430 | 113325 | 99045 | 113085 | 112800 | 97995 | 111765 | 114270 | 98640 | 112665
NETREVENUE - Net Revenue $
MEAN | -1329290.5263 | -1317716.2919 | -1344627.2681 | -1322570.3912 | -1688454.9503 | -1830265.5875 | -1616200.6837 | -2131115.9114 | -2263304.8321 | -1867549.9102 | -2374408.5682 | -2400866.3131 | -2052695.1399 | -2500398.093 | -2569044.0064 | -2100349.5422 | -2692731.2918 | -2762150.63 | -2314929.3708 | -2862952.6669
P5 | -1680104.6695 | -1794624.2624 | -1849085.1897 | -1892138.9169 | -2154130.7716 | -2262540.6568 | -2076679.9155 | -2507173.9819 | -2631143.3207 | -2151505.7307 | -2718677.0503 | -2759162.0075 | -2359895.5049 | -2879286.0689 | -2874905.3354 | -2478822.892 | -3006200.3747 | -3109347.9231 | -2597844.28 | -3194861.4314
P95 | -951857.686 | -840306.0137 | -737701.5957 | -723968.1244 | -1139716.2748 | -1402575.6648 | -1199352.1276 | -1603847.8013 | -1669603.1113 | -1463550.4207 | -1880939.3378 | -2062706.2565 | -1709837.383 | -1994381.4054 | -2228934.1143 | -1674638.0702 | -2401221.9301 | -2389649.9681 | -1973243.8795 | -2434212.9636
STARTS - Number Starts
MEAN | 3.1 | 2.4 | 2.39 | 3.02 | 2.36 | 2.16 | 2.68 | 2.19 | 2.61 | 2.92 | 2.39 | 2.38 | 3.07 | 2.48 | 2.26 | 2.73 | 2.35 | 2.07 | 3.08 | 2.09
P5 | 1 | 0 | 0 | 1 | 0 | 0 | 1 | 0 | 0 | 1 | 0 | 0 | 1 | 0 | 0 | 1 | 0 | 0 | 1 | 0
P95 | 6 | 5 | 4.5 | 6 | 5 | 4 | 5 | 5 | 5.5 | 5 | 5 | 5 | 5 | 5 | 5 | 5.5 | 5 | 4 | 6 | 5
VOMCOSTS - VOM Costs
MEAN | 318605.529 | 369477.885 | 374675.7 | 325058.139 | 392586.012 | 401978.736 | 358977.051 | 417092.733 | 421133.598 | 373191.876 | 441433.47 | 448979.031 | 401608.872 | 465237.72 | 475581.276 | 417319.002 | 496786.752 | 508814.235 | 450946.158 | 528234.21
P5 | 299660.4 | 350014.35 | 353272.5 | 301111.65 | 369532.8 | 381002.4 | 339906.15 | 392882.4 | 398334 | 345458.7 | 413895 | 418518.15 | 375076.8 | 434826 | 446752.8 | 390033 | 465349.5 | 479784.15 | 426190.05 | 492376.5
P95 | 335197.05 | 388962 | 395692.5 | 343630.35 | 414141 | 422127 | 376005.9 | 438335.55 | 442954.5 | 392733.9 | 465063 | 474831.75 | 422922.15 | 491919.75 | 500832 | 443917.35 | 516354.3 | 538211.7 | 474458.4 | 552058.5
Simple HR 2018 David Gates Generating Station updated HRs
CAPACITYFACTOR - Net Generation Capacity Factor
MEAN | 0.067274 | 0.061263 | 0.05536 | 0.033447 | 0.030656 | 0.022866 | 0.036407 | 0.032098 | 0.018932 | 0.025122 | 0.024315 | 0.019973 | 0.022583 | 0.022756 | 0.01869 | 0.024027 | 0.015401 | 0.012939 | 0.013 | 0.011445
P5 | 0.044195 | 0.043878 | 0.037013 | 0.019269 | 0.018941 | 0.012259 | 0.019451 | 0.018492 | 0.008157 | 0.016385 | 0.013227 | 0.010814 | 0.012768 | 0.014432 | 0.010295 | 0.01477 | 0.007919 | 0.006534 | 0.006373 | 0.004518
P95 | 0.092235 | 0.074124 | 0.070477 | 0.051583 | 0.044417 | 0.032085 | 0.056417 | 0.052177 | 0.037079 | 0.03879 | 0.039982 | 0.030769 | 0.031865 | 0.034328 | 0.02923 | 0.032048 | 0.025966 | 0.022186 | 0.020505 | 0.018315
CO2EMISSIONS - CO2 Emissions
MEAN | 43581.1505 | 46681.5941 | 42194.117 | 26457.7044 | 24338.1533 | 18265.1341 | 22541.9444 | 20388.8071 | 10827.1473 | 14944.9493 | 14550.4241 | 11148.3247 | 13443.5187 | 13569.3554 | 10459.6381 | 14354.7244 | 8143.9441 | 6708.5231 | 6969.653 | 6286.0175
P5 | 32450.7757 | 34837.7841 | 29090.8049 | 15439.591 | 15241.0082 | 9880.5688 | 13751.0371 | 12802.9792 | 4950.6897 | 10102.9472 | 8450.9423 | 6617.8545 | 8739.1807 | 9281.8393 | 6135.2325 | 9816.5785 | 4247.4237 | 3591.663 | 3904.8367 | 2940.4028
P95 | 55470.2585 | 55464.677 | 52880.5062 | 40308.9782 | 34627.5137 | 25539.3416 | 31426.7051 | 30534.8769 | 19480.4788 | 21585.6903 | 22129.5357 | 16246.8962 | 17930.049 | 19261.1198 | 15882.7015 | 18879.1473 | 13087.0487 | 10831.1812 | 10543.7862 | 10296.5175
FUELCONSUMED - Fuel Consumed
MEAN | 738625.4916 | 791213.4585 | 715154.526 | 448435.6672 | 412511.0732 | 309578.5446 | 382066.8541 | 345573.0012 | 183510.9707 | 253304.2253 | 246599.733 | 188937.6016 | 227841.4326 | 229972.9675 | 177281.7086 | 243302.5634 | 138027.8277 | 113718.4939 | 118112.9936 | 106539.891
P5 | 549964.049 | 590470.9173 | 493064.4895 | 261687.9837 | 258322.1726 | 167467.2672 | 233068.4253 | 216999.6479 | 83909.9949 | 171236.3929 | 143234.3809 | 112155.6964 | 148113.4955 | 157312.7167 | 103991.8835 | 166382.4184 | 71982.9784 | 60916.7696 | 66168.0082 | 49840.2843
P95 | 940169.7663 | 940079.2711 | 896279.7666 | 683203.0205 | 586907.0112 | 432870.1968 | 532656.0179 | 517540.2866 | 330177.6067 | 365859.1569 | 375040.7685 | 275360.1454 | 303849.6253 | 326426.9821 | 269201.8015 | 319979.7548 | 221782.6082 | 183599.0318 | 178716.8255 | 174511.4199
FUELCOST - Fuel Cost
MEAN | 1037779.8352 | 1082410.3419 | 1032635.1288 | 691563.149 | 663495.1564 | 532242.6415 | 684036.0936 | 630195.4545 | 378092.3438 | 495890.6782 | 500199.8618 | 407296.3675 | 477925.1314 | 497980.3909 | 406506.0575 | 540065.3858 | 329657.464 | 291265.5548 | 302175.0318 | 284017.9735
P5 | 578555.5999 | 565076.9838 | 491773.3427 | 242226.3255 | 276030.9256 | 200889.8029 | 279630.8271 | 303563.8776 | 128931.3231 | 262165.2668 | 211883.0441 | 161152.7169 | 237990.4234 | 256875.6123 | 174295.1721 | 275520.4032 | 147340.9866 | 118836.3242 | 136096.0143 | 101931.9337
P95 | 1600512.0392 | 1605715.8494 | 1650549.9997 | 1343820.6461 | 1188245.5412 | 855789.1907 | 1177239.0249 | 1262829.2096 | 889599.6645 | 913229.7507 | 985272.041 | 723276.9665 | 774416.1596 | 934765.4492 | 730088.273 | 855982.9809 | 615297.7604 | 546817.0167 | 522666.4206 | 524973.8005
NETPOS - Net Position (MWh)
MEAN | 37695.7896 | 34357.4682 | 30850.4552 | 18665.8911 | 17167.0549 | 12841.6171 | 20383.0311 | 17971.4705 | 10545.6102 | 14155.3648 | 13623.266 | 11175.1674 | 12642.6819 | 12715.6454 | 10426.418 | 13450.7549 | 8627.6041 | 7256.1415 | 7277.3388 | 6379.2989
P5 | 24752.3906 | 24632.4287 | 20492.8232 | 10702.8538 | 10601.5131 | 6884.7974 | 10779.3189 | 10305.9666 | 4561.6531 | 9250.7211 | 7432.4504 | 6030.1865 | 7159.0995 | 8054.7254 | 5749.3365 | 8279.9648 | 4418.7065 | 3677.099 | 3576.7856 | 2529.694
P95 | 51811.184 | 41734.8373 | 39133.8794 | 28729.9338 | 24601.2451 | 17956.9589 | 31560.896 | 29090.0169 | 20609.101 | 21944.1214 | 22494.1242 | 17231.2682 | 17865.1538 | 19283.5696 | 16362.2986 | 17974.1746 | 14572.5651 | 12501.5042 | 11437.052 | 10232.4072
NETREVENUE - Net Revenue $
MEAN | -1100468.7484 | -1228391.2047 | -1118406.4586 | -751883.614 | -744990.4653 | -564922.9815 | -514648.0908 | -529095.3889 | -201986.218 | -344484.531 | -342312.5518 | -188132.9927 | -322154.7897 | -344181.0426 | -197717.8737 | -384943.4505 | -109357.9849 | -79528.1176 | -113429.9063 | -127900.4823
P5 | -1365325.7544 | -1532965.0071 | -1489592.1172 | -1254692.6217 | -1121616.8114 | -830368.5648 | -713045.2254 | -777953.4228 | -331458.0628 | -505778.7157 | -501165.0661 | -301923.3508 | -463532.9175 | -481001.2708 | -302880.8715 | -568582.6321 | -239619.0704 | -158300.8042 | -244375.4796 | -247164.2082
P95 | -839309.7375 | -904204.6108 | -745345.6019 | -413913.2965 | -442211.1227 | -295482.0819 | -347913.1286 | -344572.6293 | -100224.1454 | -211893.6485 | -202310.3516 | -92005.5898 | -216652.137 | -214818.8675 | -106243.5216 | -245693.1834 | -27757.4608 | -20069.3706 | -26047.6802 | -32478.968
STARTS - Number Starts
MEAN | 2213.24 | 2130.07 | 2090.42 | 1697.97 | 1602.85 | 1338.06 | 1273 | 1198.46 | 664.72 | 895.64 | 932.55 | 663.36 | 822.55 | 825.69 | 615.11 | 833.69 | 451.67 | 387.83 | 400.27 | 379.57
P5 | 2025.5 | 1992 | 1961 | 1232.5 | 1111 | 877 | 862 | 821.5 | 373 | 663.5 | 609.5 | 411 | 620 | 582.5 | 398.5 | 617 | 266.5 | 230 | 239 | 193
P95 | 2354 | 2243 | 2227.5 | 2104.5 | 2053.5 | 1663 | 1623 | 1625 | 1072 | 1208 | 1303 | 917 | 1060.5 | 1114 | 896 | 1065.5 | 675 | 598 | 577 | 601
VOMCOSTS - VOM Costs
MEAN | 342277.7695 | 318150.156 | 291228.2971 | 179752.5317 | 168580.4787 | 128673.0029 | 208314.5782 | 187442.4374 | 112099.8359 | 153585.7081 | 150673.3215 | 126167.6395 | 145517.2688 | 149281.6775 | 124908.4877 | 164368.2245 | 107499.9467 | 92225.5583 | 94314.3105 | 84334.3311
P5 | 224751.7067 | 228096.2902 | 193452.2514 | 103068.4826 | 104106.8589 | 68985.6698 | 110164.6389 | 107491.2314 | 48490.3726 | 100370.3243 | 82202.9017 | 68080.8052 | 82401.2348 | 94562.4766 | 68877.0513 | 101181.1704 | 55057.0834 | 46735.9283 | 46355.1408 | 33442.5548
P95 | 470445.5506 | 386464.5937 | 369423.8219 | 276669.2622 | 241584.2267 | 179928.7284 | 322552.3572 | 303408.8767 | 219074.7438 | 238093.7169 | 248785.0142 | 194541.0176 | 205627.9197 | 226389.1068 | 196020.3371 | 219644.4133 | 181574.1614 | 158894.1188 | 148224.1944 | 135272.4228
Simple HR 2018 YELP 2015 v2
CAPACITYFACTOR - Net Generation Capacity Factor
MEAN | 1 | 1 | 1 | 1 | 1 | 1 | 1 | 1 | 1 | 1
P5 | 1 | 1 | 1 | 1 | 1 | 1 | 1 | 1 | 1 | 1
P95 | 1 | 1 | 1 | 1 | 1 | 1 | 1 | 1 | 1 | 1
NETPOS - Net Position (MWh)
MEAN | 193828.96 | 194754.56 | 193468.08 | 192903.88 | 193879.4 | 194975.04 | 193937.12 | 194259 | 193346.4 | 195608.92
P5 | 188864 | 187928 | 187980 | 187590 | 188318 | 190268 | 188136 | 188084 | 188084 | 189904
P95 | 198146 | 199342 | 197392 | 197990 | 198328 | 198978 | 198848 | 198510 | 197340 | 199368
NETREVENUE - Net Revenue $
MEAN | -16175779.9149 | -16193276.7471 | -16487447.6874 | -17013831.365 | -17671734.6764 | -19019672.9395 | -20189333.9068 | -21577974.7259 | -21402111.8784 | -21643777.2337
P5 | -17002223.3467 | -17286063.3837 | -17468023.2966 | -18025111.0618 | -18702601.4894 | -20055129.3267 | -21231261.8012 | -22498358.8324 | -22276795.9881 | -22416857.4065
P95 | -15250370.6759 | -15000583.1465 | -15425037.4158 | -15795408.9131 | -16688689.3739 | -18148488.3333 | -19031880.9054 | -20536317.001 | -20509623.7277 | -20802682.8645
STARTS - Number Starts
MEAN | 1.59 | 1.45 | 1.47 | 1.71 | 1.69 | 1.61 | 1.76 | 1.74 | 1.55 | 1.45
P5 | 0 | 0 | 0 | 0 | 0 | 0 | 0 | 0 | 0 | 0
P95 | 4 | 4 | 3 | 4 | 4 | 4 | 4 | 5 | 3.5 | 4
Generation Asset - Total
CAPACITYFACTOR - Net Generation Capacity Factor
MEAN | 0.40747 | 0.44881 | 0.44076 | 0.40479 | 0.36 | 0.3185 | 0.24478 | 0.21687 | 0.19727 | 0.19362 | 0.15987 | 0.15286 | 0.14909 | 0.14675 | 0.14298 | 0.14339 | 0.14083 | 0.13547 | 0.13078 | 0.12325
P5 | 0.37164 | 0.39747 | 0.3832 | 0.34082 | 0.29739 | 0.25624 | 0.18422 | 0.17186 | 0.15573 | 0.16202 | 0.12582 | 0.12163 | 0.1185 | 0.11171 | 0.11275 | 0.11058 | 0.11232 | 0.11095 | 0.1096 | 0.098342
P95 | 0.44012 | 0.49178 | 0.48457 | 0.46119 | 0.42688 | 0.37135 | 0.30042 | 0.27777 | 0.25927 | 0.23647 | 0.20614 | 0.18859 | 0.18471 | 0.18545 | 0.1794 | 0.1742 | 0.17206 | 0.16159 | 0.15539 | 0.14909
CO2EMISSIONS - CO2 Emissions
MEAN | 254244.8377 | 648904.9973 | 653318.864 | 658976.675 | 735915.922 | 758882.4178 | 712149.6697 | 660256.2376 | 624754.7573 | 610046.0635 | 332280.2917 | 320346.3843 | 319329.6709 | 313489.4767 | 300336.3201 | 309525.7879 | 305079.2331 | 288574.3173 | 284627.9133 | 266684.3574
P5 | 173844.6806 | 521187.224 | 521365.8295 | 509862.9741 | 562159.5426 | 586258.9308 | 518249.542 | 511471.9352 | 480344.166 | 496804.6148 | 214941.7258 | 212955.4513 | 210406.3785 | 184853.9505 | 184447.5295 | 194151.0697 | 204183.9463 | 196790.867 | 204491.1995 | 168039.589
P95 | 321862.3916 | 741922.0753 | 754264.5404 | 803305.8716 | 914731.3183 | 902375.196 | 888010.4195 | 852784.3834 | 831241.9155 | 756769.4955 | 484503.156 | 455792.6852 | 455505.8975 | 455069.3455 | 426304.235 | 408580.993 | 413666.641 | 386844.343 | 372273.3035 | 360708.1432
FUELCONSUMED - Fuel Consumed
MEAN | 5381906.096 | 6280788.5449 | 6301327.9627 | 7261874.7065 | 8433829.0123 | 8694796.3496 | 8152721.3341 | 7473883.49 | 6801121.8929 | 6712426.1676 | 6946181.4994 | 6952379.075 | 6826946.7888 | 6746417.5737 | 6727623.6365 | 6672086.4298 | 6584454.8915 | 6520841.3439 | 6275945.3621 | 6021553.1087
P5 | 4605529.1526 | 5071857.3881 | 5033168.4007 | 5641222.9592 | 6456828.4378 | 6661421.6948 | 5840166.2308 | 5677014.6192 | 5129258.0381 | 5402995.012 | 5591891.4345 | 5647576.148 | 5548227.884 | 5281834.0005 | 5421166.9861 | 5299329.0959 | 5345155.1182 | 5457358.2199 | 5350386.2849 | 4912372.9649
P95 | 6080507.3465 | 7170651.6171 | 7289045.7622 | 8778707.7688 | 10538249.0343 | 10455101.5589 | 10318067.4341 | 9851922.3618 | 9282683.9006 | 8470165.9413 | 8727841.7988 | 8477569.8492 | 8336337.062 | 8306348.0906 | 8299504.9335 | 7973600.6612 | 7877182.038 | 7669183.9091 | 7329157.2057 | 7156255.9637
FUELCOST - Fuel Cost
MEAN | 5497481.8511 | 6244289.5901 | 6581203.7388 | 9365090.3276 | 11302120.5534 | 12064919.5723 | 11912708.5104 | 11134951.8405 | 10145129.3992 | 10184828.4295 | 10890667.9982 | 10988949.5781 | 11128428.7944 | 11268206.2751 | 11323515.5817 | 11570911.6134 | 11583344.7825 | 11576034.1732 | 11423896.6517 | 11147142.9891
P5 | 4479197.3069 | 4779830.99 | 4994578.7916 | 6151419.1795 | 7255924.5456 | 7718600.8476 | 6945853.7081 | 7243564.1797 | 6469078.9143 | 7311018.7088 | 7524626.4337 | 7844608.5028 | 8014713.3951 | 7522712.3833 | 7824569.3645 | 7973230.4357 | 8358179.4975 | 8568565.3288 | 8758976.4182 | 7957582.5971
P95 | 6543767.0676 | 7542476.3881 | 8041511.6224 | 12993862.1112 | 16468773.8149 | 16429810.2303 | 17365676.0681 | 18494289.8804 | 17036442.7903 | 14730460.9211 | 15922044.7337 | 15444232.6568 | 15410831.98 | 16777918.3914 | 15840439.6185 | 15379469.2551 | 15799303.2531 | 15157767.3419 | 14744327.0352 | 14585199.2314
NETPOS - Net Position (MWh)
MEAN | 745045.8279 | 822938.4478 | 823795.3242 | 981958.7678 | 1121597.3461 | 1087026.8196 | 969620.7196 | 897108.4442 | 822566.5825 | 817675.9855 | 647717.0692 | 645331.9691 | 638718.2932 | 630288.1638 | 624507.733 | 621459.2446 | 617185.8807 | 601819.3453 | 581326.2586 | 552655.2086
P5 | 674308.9862 | 723402.5796 | 721154.7338 | 830606.4492 | 920912.348 | 875580.2894 | 728782.2495 | 712279.5777 | 647009.9673 | 684104.8746 | 510171.2525 | 512466.5568 | 506952.8465 | 478287.7536 | 491094.1238 | 479701.1284 | 491726.4385 | 490292.229 | 487214.7471 | 442017.1145
P95 | 805519.914 | 903726.0403 | 905263.3645 | 1123762.2417 | 1329458.1527 | 1269710.2797 | 1188526.4388 | 1146599.6239 | 1079279.9319 | 997604.0507 | 834882.762 | 797282.9017 | 792259.4601 | 793510.0422 | 782158.0179 | 755870.0825 | 752826.8555 | 719135.3815 | 691225.3135 | 667815.481
NETREVENUE - Net Revenue $
MEAN | -30989740.9258 | -29900839.9938 | -30651986.0583 | -31370577.8591 | -31799000.7464 | -28063007.4501 | -21539662.1419 | -23594463.5402 | -24440828.7684 | -24096093.0572 | -2455636.6352 | -2828735.7703 | -2530456.7164 | -2546710.0787 | -2973867.1428 | -2520051.7508 | -2687109.1806 | -3641754.6495 | -3307365.9764 | -3692813.71
P5 | -33451617.8394 | -33237723.7707 | -34022396.0899 | -35466000.551 | -36427411.322 | -31501444.2356 | -25265196.2419 | -26434764.5921 | -27077820.5314 | -26331558.7246 | -4337344.4756 | -4799631.0647 | -4492846.7244 | -4513840.1445 | -4843047.3471 | -4459078.9949 | -4454475.0077 | -5268613.1934 | -4761654.2038 | -5330877.262
P95 | -27931553.1643 | -26113439.8804 | -25996839.8696 | -26395902.8395 | -25665365.6141 | -24132390.1303 | -16921697.6882 | -18437203.391 | -19624719.335 | -20652800.0489 | 1239853.2805 | -400714.9059 | -308534.2056 | 345803.1975 | -203293.3589 | -462570.8887 | 235876.6336 | -1378125.506 | -1311591.8938 | -1749428.2524
STARTS - Number Starts
MEAN | 2256.9 | 2165.2 | 2142.88 | 2932.32 | 4130.1 | 4517.44 | 5688.07 | 5302.36 | 4300.85 | 4564.12 | 4823.16 | 4445.97 | 4745.24 | 4726.46 | 4381.49 | 4521.64 | 4454.32 | 4067.64 | 4094.63 | 3848.37
P5 | 2073.5 | 2013.5 | 1997 | 2477 | 3394 | 3539 | 4628.5 | 4045 | 3183.5 | 3703.5 | 3691 | 3430 | 3934 | 3672.5 | 3314 | 3321.5 | 3595.5 | 3105 | 3350.5 | 3005.5
P95 | 2408.5 | 2311.5 | 2310.5 | 3357 | 5011 | 5195 | 6748.5 | 6495 | 5347.5 | 5487 | 6110 | 5426.5 | 5715 | 5746 | 5708.5 | 5592 | 5266 | 4848.5 | 4963 | 4710.5
VOMCOSTS - VOM Costs
MEAN | 1635540.9288 | 1910095.9258 | 1942547.542 | 1738027.6715 | 1823423.2334 | 1873789.6165 | 1875717.0897 | 1765020.7591 | 1701574.3237 | 1723779.5977 | 1803014.0701 | 1846744.1994 | 1829365.4261 | 1841274.9466 | 1885002.3771 | 1906636.0724 | 1914893.4755 | 1975043.4298 | 1935742.6439 | 1913918.9484
P5 | 1348707.7274 | 1518436.8853 | 1520267.1335 | 1260956.3063 | 1345687.3537 | 1402853.1118 | 1305372.9141 | 1332098.2084 | 1255965.3929 | 1363507.6763 | 1402345.3154 | 1454079.5689 | 1464562.5648 | 1410803.4014 | 1472636.6771 | 1485891.2466 | 1523226.9665 | 1597754.6697 | 1600830.741 | 1507093.8606
P95 | 1905160.7228 | 2213974.1349 | 2280056.3933 | 2188372.1152 | 2321628.9185 | 2272402.4426 | 2448800.8076 | 2373734.9271 | 2349327.4289 | 2176898.5586 | 2313815.7209 | 2308380.7004 | 2292090.0145 | 2319907.3189 | 2368312.5186 | 2268007.1101 | 2349236.9138 | 2361791.1638 | 2289186.5699 | 2301775.1853
Hydro
IRP Black Eagle 2018
NETPOS - Net Position (MWh)
MEAN | 57040.7834 | 57192.4599 | 56760.1129 | 56782.3464 | 56982.4346 | 57116.281 | 57023.0601 | 57065.2962 | 56735.0128 | 57267.0927 | 56960.2578 | 57016.9848 | 57060.623 | 56859.6721 | 56774.4643 | 56991.3847 | 56998.5095 | 57163.6258 | 57086.7874 | 56717.7712
P5 | 52743.5277 | 53033.8711 | 52177.989 | 52528.0242 | 53026.4635 | 52320.3188 | 52932.7189 | 53370.7813 | 51775.8709 | 52948.2509 | 52532.2801 | 52942.395 | 52306.8955 | 52585.5857 | 53136.7755 | 52315.4126 | 52585.6073 | 53302.1897 | 51436.5992 | 53017.1151
P95 | 61097.7235 | 60843.7916 | 60980.4071 | 60291.521 | 60726.0926 | 61142.0114 | 61289.2754 | 60864.5249 | 60279.0432 | 61051.9001 | 60921.5498 | 60413.4034 | 60708.9999 | 60687.1849 | 61440.2634 | 61624.6362 | 60930.7599 | 60839.1028 | 61836.9125 | 60773.0473
NETREVENUE - Net Revenue $
MEAN | 532423.972 | 684898.3882 | 696366.3571 | 657155.479 | 623648.76 | 569790.4644 | 511626.7251 | 460987.3138 | 402057.9723 | 406312.4702 | 399140.7318 | 401001.2235 | 397374.8463 | 397014.7448 | 391538.3022 | 393780.3345 | 393358.7255 | 390542.4564 | 385848.277 | 377311.3321
P5 | 335208.1209 | 442292.3433 | 435083.6102 | 360695.2996 | 364313.3962 | 322832.7922 | 281617.3085 | 282441.8266 | 222488.4754 | 267018.4385 | 233377.9736 | 221013.0342 | 255979.6191 | 231719.9705 | 228143.1436 | 226316.3491 | 247423.3662 | 244518.8344 | 249934.7297 | 223623.5192
P95 | 738747.3648 | 943846.229 | 970324.8528 | 952490.9983 | 927549.8824 | 810580.0479 | 742301.6015 | 726438.5806 | 684974.9515 | 623196.3756 | 625059.221 | 574669.3273 | 589429.4534 | 627865.385 | 555315.5165 | 587979.7775 | 589308.1871 | 565276.5271 | 554578.9742 | 535780.7241
IRP Black Eagle 2018 Upgrade U1
NETPOS - Net Position (MWh)
MEAN | 8.6686 | 8.6709 | 3716.6272 | 3691.3536 | 3716.7824 | 3730.6589 | 3728.9011 | 3724.7658 | 3706.5228 | 3740.724 | 3711.4652 | 3718.3851 | 3729.2503 | 3718.9546 | 3701.1776 | 3720.7059 | 3724.2857 | 3734.6555 | 3720.7441 | 3710.9791
P5 | 7.8204 | 7.4405 | 3607.8529 | 3545.5208 | 3556.7167 | 3588.342 | 3589.4774 | 3561.7485 | 3588.9532 | 3584.7881 | 3573.4538 | 3599.1929 | 3597.3341 | 3586.2611 | 3604.447 | 3561.1637 | 3583.2403 | 3585.0604 | 3588.1667 | 3585.8916
P95 | 9.6973 | 9.6525 | 3801.2493 | 3797.7533 | 3807.9399 | 3812.9114 | 3809.0964 | 3813.8904 | 3790.3907 | 3829.5123 | 3814.705 | 3812.2744 | 3814.3945 | 3807.2778 | 3796.0492 | 3802.8564 | 3809.4778 | 3814.0137 | 3804.6498 | 3791.9492
NETREVENUE - Net Revenue $
MEAN | 73.5361 | 118.6177 | 47816.6236 | 44808.032 | 42935.7781 | 39491.743 | 35774.983 | 32422.3266 | 28683.4563 | 29012.4467 | 28630.8168 | 28672.4566 | 28600.407 | 28568.71 | 28196.9126 | 28447.8552 | 28268.7478 | 28200.6218 | 27884.2693 | 27683.4464
P5 | 39.7552 | 67.4076 | 30624.207 | 25442.3755 | 26429.0474 | 23076.5881 | 20083.7421 | 20309.7666 | 16680.1266 | 19285.9908 | 17270.8364 | 17609.5696 | 18608.7997 | 17015.8321 | 17405.6824 | 17618.9561 | 18127.5337 | 18019.8421 | 18905.211 | 16942.8038
P95 | 119.7887 | 192.9167 | 66962.9744 | 65403.7104 | 64623.3461 | 55138.3248 | 50221.267 | 52222.7373 | 48680.5812 | 43584.2329 | 44018.7093 | 40134.634 | 41477.2212 | 45005.8643 | 38599.9497 | 40900.254 | 40870.2859 | 39940.7482 | 39655.5877 | 38130.2805
IRP Cochrane 2018
NETPOS - Net Position (MWh)
MEAN | 118246.8074 | 118373.6086 | 117567.077 | 117683.4156 | 118058.407 | 118234.9692 | 118011.1549 | 118349.0739 | 117587.4051 | 118655.8522 | 117995.4063 | 118243.531 | 118187.4123 | 117516.5142 | 117755.2788 | 118072.0517 | 118200.9502 | 118398.9899 | 118166.4873 | 117651.2372
P5 | 109795.9571 | 110965.7037 | 109247.0428 | 110860.725 | 110326.8799 | 109979.7147 | 110665.0989 | 111125.4716 | 110193.4813 | 109856.4957 | 110701.1659 | 108981.6718 | 110948.2469 | 109447.1618 | 110519.0703 | 110400.9469 | 110191.0034 | 111616.9868 | 109852.3624 | 110613.6043
P95 | 126404.8449 | 125344.1551 | 124742.2318 | 123677.6958 | 124484.8796 | 124781.9144 | 127183.7773 | 125210.1485 | 124032.7683 | 126116.855 | 126056.826 | 125706.781 | 125632.1886 | 124006.2044 | 126168.8918 | 125805.7018 | 125943.7194 | 126109.3515 | 126636.4256 | 125446.9408
NETREVENUE - Net Revenue $
MEAN | 1061919.6149 | 1373637.6158 | 1398628.1351 | 1313691.0344 | 1247779.6294 | 1135026.5236 | 1011671.6307 | 909317.552 | 785019.1869 | 793277.5128 | 781042.1077 | 781145.3898 | 772101.6687 | 769945.8711 | 757762.8325 | 763875.2698 | 762166.0265 | 750974.5515 | 740089.274 | 721301.9132
P5 | 674108.8994 | 877140.9093 | 865234.0918 | 722136.1538 | 731005.6098 | 656413.4636 | 526317.2472 | 544859.9427 | 425229.1563 | 508057.1109 | 442942.2713 | 421024.5968 | 468099.0807 | 455779.517 | 432793.7331 | 434339.2333 | 482593.7738 | 458838.7033 | 456936.8654 | 430814.0274
P95 | 1509054.8088 | 1898923.4284 | 2001586.9895 | 1937525.0932 | 1877644.3362 | 1603176.1863 | 1457160.9454 | 1461497.1205 | 1366796.3166 | 1229059.8377 | 1222731.8747 | 1120827.3244 | 1172013.1307 | 1253563.5051 | 1064958.2968 | 1169359.58 | 1153800.3619 | 1109451.2426 | 1073368.1085 | 1054735.4174
IRP Hauser 2018
NETPOS - Net Position (MWh)
MEAN | 54062.5544 | 54143.3134 | 53819.1128 | 53819.3905 | 54051.2456 | 54143.2362 | 54063.5633 | 54072.8402 | 53826.1912 | 54363.5446 | 54055.7341 | 54062.3152 | 54074.615 | 53899.3107 | 53827.1224 | 54055.5191 | 54069.2261 | 54166.3207 | 54069.1768 | 53811.8031
P5 | 49462.943 | 49222.2572 | 49168.0615 | 49304.3582 | 49594.7448 | 49631.0304 | 49379.696 | 50078.664 | 48556.0938 | 50329.7841 | 49118.949 | 49592.4577 | 49946.0004 | 49129.4953 | 48164.2074 | 49020.1633 | 49707.7465 | 50012.428 | 48999.138 | 49711.6404
P95 | 58130.4023 | 57618.0005 | 57518.5458 | 57409.5596 | 57701.3758 | 57702.995 | 58010.6517 | 57713.2706 | 57113.5899 | 57612.5983 | 57793.1402 | 57579.0508 | 57863.8877 | 57999.2099 | 57921.8821 | 58093.0606 | 57920.5485 | 58121.3227 | 58055.2167 | 57461.5374
NETREVENUE - Net Revenue $
MEAN | 538074.0682 | 680939.9186 | 693815.0606 | 654762.5822 | 624297.3146 | 574025.1769 | 519838.652 | 469633.3947 | 415340.7651 | 421722.0792 | 415954.0251 | 416973.5903 | 414708.6003 | 413944.9801 | 409617.8253 | 412739.6432 | 413084.2352 | 408650.3591 | 406422.1349 | 401983.7959
P5 | 352968.6864 | 447743.1995 | 432902.0004 | 355538.5485 | 361436.3164 | 322285.4312 | 288845.8098 | 303998.5584 | 235950.91 | 286029.681 | 249052.7094 | 242924.518 | 272906.1559 | 244858.1887 | 247961.4431 | 248366.9303 | 269100.2392 | 263375.2548 | 275328.332 | 245234.2743
P95 | 746812.3166 | 921545.9036 | 967827.445 | 969241.6739 | 922943.3278 | 804583.3413 | 753970.673 | 728420.2792 | 704221.8702 | 660938.2438 | 643545.5191 | 592252.3267 | 598966.7195 | 643132.4394 | 563669.0038 | 606786.7149 | 603297.9246 | 591070.4746 | 579529.384 | 550500.2228
IRP Hauser 2018 Upgrade U2 & U5
NETPOS - Net Position (MWh)
MEAN | 20.1544 | 2787.731 | 4725.7656 | 5079.916 | 5085.3941 | 5096.3727 | 5099.3016 | 5099.5255 | 5070.0933 | 5101.565 | 5099.7732 | 5100.5207 | 5100.4789 | 5066.1122 | 5080.6538 | 5086.1254 | 5101.1503 | 5097.6133 | 5099.6434 | 5068.9043
P5 | 18.6482 | 2518.6309 | 4303.0422 | 4621.4937 | 4697.4412 | 4678.4928 | 4663.3297 | 4733.923 | 4583.5542 | 4724.7351 | 4643.1755 | 4671.2759 | 4703.1996 | 4610.9847 | 4566.111 | 4599.203 | 4677.2802 | 4689.8792 | 4610.9566 | 4640.2892
P95 | 21.9931 | 2962.9667 | 5055.5384 | 5435.0141 | 5464.3477 | 5451.7719 | 5488.6647 | 5455.77 | 5385.8176 | 5425.0257 | 5517.8848 | 5443.2318 | 5470.8765 | 5435.6868 | 5509.0066 | 5467.1031 | 5458.8955 | 5485.4082 | 5467.5344 | 5424.5967
NETREVENUE - Net Revenue $
MEAN | 173.8382 | 33405.1919 | 56214.3354 | 58156.6635 | 54914.636 | 50103.2361 | 45127.1996 | 40334.3342 | 35173.6611 | 35460.5674 | 35140.9835 | 35112.1845 | 34851.144 | 34577.4551 | 34293.7398 | 34317.7269 | 34403.4215 | 33769.6479 | 33597.5248 | 33081.3949
P5 | 85.7321 | 23286.007 | 35001.4236 | 30547.8238 | 31171.4112 | 27818.819 | 24268.4584 | 25240.5763 | 19227.0447 | 23121.0519 | 20629.2182 | 19744.9035 | 22375.1645 | 20040.9449 | 20278.6147 | 20098.2027 | 21860.0746 | 21381.7056 | 21957.6918 | 19634.8518
P95 | 271.9668 | 48168.0188 | 78230.823 | 86459.725 | 81472.8798 | 71174.7835 | 65463.0985 | 63877.804 | 60086.106 | 56798.6076 | 54839.8938 | 50179.2417 | 51810.9477 | 55377.7266 | 47918.5835 | 50851.0509 | 50245.5076 | 49332.4429 | 48730.916 | 45177.5568
IRP Holter 2018
NETPOS - Net Position (MWh)
MEAN | 124170.4351 | 124403.0616 | 123680.9426 | 123897.8368 | 124076.4426 | 124568.4087 | 124416.7498 | 123994.0691 | 123752.3921 | 124886.4609 | 124372.5565 | 124195.1108 | 124050.1719 | 124005.476 | 123065.8963 | 124382.2926 | 123820.3266 | 124530.596 | 124503.3664 | 123759.9058
P5 | 64202.334 | 64788.1819 | 64151.8872 | 71298.3769 | 64668.4596 | 63336.8587 | 70825.4639 | 73970.2455 | 66179.4206 | 76048.023 | 72363.8014 | 63605.0419 | 66733.1716 | 66473.0551 | 70206.639 | 62897.9834 | 68477.2121 | 64204.6852 | 64097.9428 | 63921.3245
P95 | 177900.0467 | 175829.1348 | 170954.9722 | 176408.0486 | 180332.6241 | 183359.4875 | 182553.6627 | 183001.7745 | 178031.1206 | 179461.9377 | 180286.2356 | 175862.5871 | 189273.914 | 176205.7174 | 178746.8984 | 181697.3776 | 180884.3455 | 183744.2709 | 186993.6496 | 172595.9823
NETREVENUE - Net Revenue $
MEAN | 1175704.0068 | 1503854.3896 | 1539845.8509 | 1462442.041 | 1388163.5865 | 1268847.2487 | 1145403.0748 | 1010681.978 | 888807.4748 | 908579.0866 | 897379.349 | 895000.1277 | 883893.2742 | 886472.6927 | 877759.1827 | 892398.1625 | 882753.3245 | 874194.8227 | 865273.5509 | 847371.4081
P5 | 554257.309 | 771989.1028 | 756892.8266 | 636027.0098 | 571281.6924 | 605633.5313 | 491631.3787 | 550305.2754 | 384214.0921 | 505698.9913 | 432068.9394 | 397674.176 | 431535.3281 | 463107.6925 | 411240.6663 | 420567.5217 | 401030.9327 | 386781.4085 | 368440.0692 | 465672.8791
P95 | 1940211.7981 | 2529614.0537 | 2414187.6433 | 2595323.7893 | 2362927.8777 | 2340229.4846 | 1970346.8202 | 1702942.6244 | 1548527.5386 | 1630126.7261 | 1503139.1239 | 1428285.6426 | 1619080.8003 | 1522020.6245 | 1480524.0078 | 1654004.0244 | 1462064.141 | 1493909.9929 | 1432190.2375 | 1428227.752
IRP Madison 2018
NETPOS - Net Position (MWh)
MEAN | 26766.2004 | 26831.6528 | 26652.7861 | 26651.4869 | 26752.5961 | 26818.2114 | 26766.1772 | 26771.8094 | 26649.2326 | 26926.7321 | 26744.7419 | 26762.4146 | 26770.0315 | 26704.0311 | 26656.7498 | 26755.1429 | 26753.0963 | 26835.7939 | 26773.2333 | 26648.0763
P5 | 25879.5208 | 25925.982 | 25732.2316 | 25960.5078 | 25988.3936 | 25929.1759 | 25973.9205 | 26085.4665 | 25666.6233 | 26118.0486 | 25775.5952 | 25875.0298 | 25937.8068 | 25984.233 | 25806.308 | 25848.8307 | 25924.51 | 26041.269 | 25732.4231 | 25893.4443
P95 | 27675.1664 | 27541.0664 | 27478.3803 | 27366.991 | 27517.5966 | 27546.1186 | 27671.2184 | 27451.1627 | 27325.8713 | 27699.5963 | 27506.4969 | 27480.7738 | 27479.9827 | 27478.5606 | 27590.5509 | 27633.9415 | 27553.0217 | 27640.3617 | 27531.4786 | 27411.1403
NETREVENUE - Net Revenue $
MEAN | 266307.396 | 337856.988 | 343531.3087 | 323884.552 | 309141.7429 | 284600.5023 | 257588.7788 | 233334.8352 | 206148.7817 | 208889.8753 | 206252.0127 | 206531.809 | 205423.4367 | 205729.7911 | 203075.0542 | 204690.5455 | 204272.0904 | 202992.8545 | 201335.697 | 198977.2697
P5 | 172747.0184 | 227165.1083 | 217831.1229 | 182033.9984 | 187105.0849 | 173176.5508 | 143082.7835 | 147675.9238 | 119834.4943 | 139636.3747 | 125506.9808 | 126447.3441 | 132602.7947 | 125802.1674 | 124958.8522 | 123140.5632 | 130213.9519 | 129297.2067 | 133419.2886 | 122091.3981
P95 | 367625.9449 | 460902.9874 | 481187.4942 | 474896.0952 | 460486.5179 | 400245.6328 | 365903.7883 | 369423.0958 | 351548.2682 | 315187.8058 | 316323.9095 | 291512.0929 | 295760.4724 | 327969.0331 | 275290.2866 | 301859.3375 | 293305.7316 | 291305.8866 | 283285.0727 | 273795.7454
IRP Morony 2018
NETPOS - Net Position (MWh)
MEAN | 115586.1311 | 115833.5258 | 115119.758 | 115144.7227 | 115627.3204 | 115695.1296 | 115462.766 | 115626.5106 | 115061.704 | 116229.9878 | 115522.5683 | 115573.2623 | 115557.0039 | 115116.9234 | 115226.331 | 115623.6768 | 115577.1176 | 115875.8326 | 115553.6611 | 115093.1729
P5 | 108244.5007 | 108954.3715 | 107004.9218 | 109090.3232 | 107994.4382 | 107800.3686 | 108807.6892 | 110075.0893 | 107649.4698 | 107159.3891 | 108473.1107 | 108775.0396 | 108453.4003 | 107663.6375 | 107973.6038 | 108767.3751 | 108614.4629 | 109904.9713 | 107555.0101 | 107959.5351
P95 | 122726.9271 | 122209.7532 | 122156.2408 | 120739.3525 | 121986.4733 | 122687.8201 | 123958.3047 | 122101.1091 | 121121.1558 | 123792.6347 | 122386.4604 | 121791.6234 | 122167.1539 | 121469.5271 | 123327.1117 | 122265.1076 | 122713.3872 | 122411.7761 | 123124.1078 | 121929.9887
NETREVENUE - Net Revenue $
MEAN | 1087826.7791 | 1396062.6271 | 1421902.024 | 1339521.5527 | 1275051.2242 | 1165664.7532 | 1046239.7129 | 944221.8692 | 824784.8506 | 833940.6293 | 822886.631 | 823192.1243 | 815429.6388 | 815893.7969 | 805095.3282 | 808989.8761 | 809951.64 | 801341.0003 | 791973.8291 | 774284.7824
P5 | 703430.9549 | 919711.489 | 893912.6292 | 738216.0228 | 756119.2111 | 684724.4854 | 565717.8279 | 580727.8328 | 466962.9779 | 551945.4934 | 486457.7302 | 462889.0291 | 517145.2054 | 505494.5449 | 473571.4261 | 470685.8983 | 512228.7706 | 497614.5737 | 505956.1112 | 466966.9406
P95 | 1512713.333 | 1909070.6748 | 1985328.4753 | 1952313.1724 | 1887925.2948 | 1633401.9497 | 1513218.6036 | 1491562.1178 | 1420394.4199 | 1273172.4851 | 1269430.2372 | 1166087.7092 | 1217473.6171 | 1292770.4282 | 1117606.7406 | 1218063.2303 | 1199995.2877 | 1156874.4383 | 1140971.1174 | 1115984.8041
IRP Mystic 2018
NETPOS - Net Position (MWh)
MEAN | 20999.5628 | 20969.9527 | 20835.1718 | 20900.1122 | 21001.1188 | 20968.7532 | 21019.9608 | 20995.4743 | 20824.7661 | 21120.3429 | 21012.3408 | 21030.5324 | 21069.8421 | 20803.0329 | 20911.6917 | 20962.6147 | 21024.762 | 21057.891 | 20951.6529 | 20827.5123
P5 | 20332.2705 | 20306.1408 | 20137.4133 | 20335.157 | 20479.2103 | 20391.3546 | 20369.7464 | 20484.7154 | 20215.8938 | 20425.4131 | 20456.6919 | 20368.4175 | 20459.2226 | 20224.9922 | 20253.0203 | 20345.1617 | 20404.6988 | 20564.2511 | 20309.0744 | 20152.3603
P95 | 21746.882 | 21684.4816 | 21551.2729 | 21521.4672 | 21558.7935 | 21581.8712 | 21655.2501 | 21535.6919 | 21389.7104 | 21858.9455 | 21601.1745 | 21684.5106 | 21568.3908 | 21336.3319 | 21574.4705 | 21466.1332 | 21590.0839 | 21602.1316 | 21634.0109 | 21587.3494
NETREVENUE - Net Revenue $
MEAN | 224858.2154 | 262475.1423 | 269528.6416 | 255446.9536 | 246836.7192 | 226600.1903 | 208176.5758 | 188810.4973 | 168460.7108 | 171925.1274 | 171263.994 | 170675.5871 | 170009.4417 | 169535.5971 | 166722.3175 | 170629.7041 | 169672.2209 | 168003.6775 | 165404.237 | 164335.6679
P5 | 151779.6363 | 181133.3602 | 177719.2702 | 147582.7877 | 154236.1126 | 143051.6126 | 123890.3071 | 123743.8131 | 99205.1527 | 114298.7687 | 105309.1741 | 109540.8854 | 110517.2272 | 111148.089 | 104796.1435 | 110259.8634 | 109134.7007 | 109332.2089 | 115372.855 | 102178.363
P95 | 306064.4387 | 355549.5625 | 370408.3936 | 360218.2064 | 351783.0557 | 305856.8485 | 292925.7376 | 293839.286 | 276398.2933 | 252524.8713 | 265722.4484 | 239036.4704 | 247362.3974 | 259366.8536 | 224352.2014 | 238965.7737 | 243228.0503 | 243011.8217 | 225682.7774 | 234450.0851
IRP Rainbow 2018
NETPOS - Net Position (MWh)
MEAN | 156998.1972 | 157271.8304 | 156290.1623 | 156331.9808 | 156893.6116 | 157097.5417 | 156798.1899 | 157025.3841 | 156227.5787 | 157732.8861 | 156691.2778 | 156996.2734 | 157066.8329 | 156370.1103 | 156441.1019 | 156914.6405 | 156913.0102 | 157311.7815 | 157006.0027 | 156259.5593
P5 | 148687.3243 | 149862.6082 | 148231.6467 | 150031.2157 | 148258.7615 | 150458.6105 | 150342.9762 | 150760.64 | 148224.9959 | 149477.5681 | 149528.9842 | 149461.6366 | 149430.0873 | 148774.9817 | 148935.9749 | 149008.3331 | 149792.3821 | 151544.6755 | 147788.5947 | 149176.6465
P95 | 165253.4282 | 163881.5687 | 163044.4398 | 161924.322 | 163311.7943 | 164144.8183 | 163802.1448 | 162880.9273 | 162763.0948 | 165173.7256 | 163957.2702 | 164112.2043 | 163337.273 | 162869.6441 | 164400.4524 | 163750.3236 | 163984.9859 | 163562.9079 | 164774.0155 | 164101.581
NETREVENUE - Net Revenue $
MEAN | 1453623.9748 | 1873668.8214 | 1906061.8255 | 1791033.8485 | 1704002.9971 | 1554979.9484 | 1394104.6803 | 1256759.4769 | 1093753.6175 | 1103848.0274 | 1087562.5908 | 1088610.5022 | 1078816.061 | 1078345.1998 | 1062126.7947 | 1067161.461 | 1064735.9357 | 1057635.5972 | 1041379.0297 | 1021464.2415
P5 | 930927.0227 | 1214596.657 | 1200084.9304 | 1001176.0093 | 1014430.2669 | 902663.4926 | 751728.1792 | 765193.8012 | 622925.8448 | 720856.4868 | 634593.7165 | 620093.2677 | 673983.7794 | 654666.9573 | 631366.0268 | 625268.2305 | 685231.2393 | 641906.392 | 657518.5109 | 612626.1439
P95 | 2039824.8993 | 2573594.8026 | 2679703.863 | 2610342.6019 | 2578290.4389 | 2179334.6709 | 1999491.7963 | 1996128.7037 | 1876034.1348 | 1667225.589 | 1691025.7263 | 1550381.2978 | 1625396.4541 | 1754983.8388 | 1473151.9779 | 1615709.5574 | 1570297.47 | 1555800.4024 | 1487238.5014 | 1463480.4659
IRP Ryan 2018
NETPOS - Net Position (MWh)
MEAN | 187503.496 | 187957.0589 | 186808.2514 | 186795.3777 | 187582.711 | 187811.5667 | 187326.869 | 187634.1688 | 186722.7115 | 188486.2458 | 187409.3684 | 187590.0113 | 187648.1014 | 186952.2209 | 186931.2129 | 187521.8879 | 187531.0236 | 187969.1921 | 187629.4249 | 186712.8402
P5 | 181344.6409 | 181818.356 | 180316.0449 | 182173.3551 | 182146.523 | 181872.4063 | 182622.9795 | 183619.0581 | 180371.9848 | 182480.9318 | 182414.9579 | 182069.098 | 182020.2563 | 181596.2304 | 181369.984 | 181985.2132 | 182251.6887 | 183840.4852 | 180533.1438 | 181497.4568
P95 | 193251.9343 | 193252.6296 | 192596.56 | 191537.9016 | 192266.5835 | 193336.0002 | 193150.7156 | 192143.697 | 191736.378 | 193850.2795 | 192968.3577 | 192871.2971 | 192100.0988 | 192351.3443 | 193131.927 | 193087.1759 | 192570.5677 | 191947.6045 | 193483.5843 | 192571.8993
NETREVENUE - Net Revenue $
MEAN | 1790747.9854 | 2300348.112 | 2338314.286 | 2201248.9894 | 2097561.7241 | 1922452.7258 | 1731704.3017 | 1564108.6225 | 1369527.954 | 1385788.9482 | 1371098.3497 | 1371671.8281 | 1359160.5236 | 1359366.5934 | 1341404.5388 | 1349006.1654 | 1346970.9822 | 1337531.5858 | 1319829.3258 | 1301567.1163
P5 | 1164113.2085 | 1515739.1326 | 1476973.7393 | 1239094.9736 | 1273449.8915 | 1151447.941 | 957035.6018 | 967433.8767 | 785197.0235 | 919065.2914 | 817551.3019 | 815301.172 | 866343.2404 | 835214.6113 | 807820.8707 | 809409.0143 | 860918.4449 | 824615.0516 | 848636.8074 | 786076.4691
P95 | 2491063.5041 | 3133314.3495 | 3287975.5716 | 3235722.0055 | 3153260.2845 | 2682224.1165 | 2469259.9724 | 2474368.4685 | 2332758.4015 | 2083609.2318 | 2132595.4539 | 1950094.0952 | 2004871.9592 | 2175235.0187 | 1817800.4401 | 2024930.9426 | 1963154.2552 | 1930968.3006 | 1882661.1068 | 1844740.2275
IRP Thompson 2018
NETPOS - Net Position (MWh)
MEAN | 219863.3899 | 220321.3745 | 218611.8112 | 219200.9667 | 220069.2219 | 220146.3253 | 219585.4596 | 219916.8894 | 218590.4121 | 221069.3756 | 219805.8998 | 219712.8616 | 219893.7392 | 218686.5596 | 219302.0496 | 220145.1602 | 219981.9577 | 220264.7713 | 219810.6247 | 218515.8287
P5 | 202314.2947 | 203967.1453 | 199073.9283 | 203644.1048 | 205610.7411 | 204535.9124 | 204111.1001 | 206144.2101 | 201741.194 | 205615.9416 | 203721.0131 | 205859.2166 | 205154.1673 | 203303.1986 | 203554.8836 | 202849.6185 | 204956.4755 | 207573.9366 | 199670.1466 | 204819.6862
P95 | 235459.5602 | 235442.2399 | 236152.591 | 231403.6919 | 235100.289 | 234453.4369 | 237597.0323 | 234356.9508 | 233102.5838 | 235363.095 | 234126.5285 | 232228.1771 | 233594.7093 | 234209.7143 | 238004.1464 | 234818.236 | 233484.527 | 234406.5378 | 237034.7427 | 234347.386
NETREVENUE - Net Revenue $
MEAN | 1943750.9224 | 2563546.1869 | 2606980.4941 | 2455072.2809 | 2333527.2162 | 2117207.8804 | 1888958.3611 | 1692810.2708 | 1462211.351 | 1480788.1878 | 1449205.3878 | 1453654.0997 | 1437019.2872 | 1433401.8132 | 1413750.659 | 1420040.659 | 1418302.4931 | 1399542.382 | 1383039.7498 | 1335903.7751
P5 | 1226082.3547 | 1653540.4939 | 1620477.6299 | 1341462.169 | 1327431.2367 | 1196309.1076 | 1003370.1543 | 1015463.5899 | 785257.1286 | 936883.2278 | 842878.2157 | 752124.7565 | 877658.2862 | 834777.2076 | 810367.6061 | 786685.4341 | 874628.6537 | 852785.5239 | 844925.5406 | 763568.149
P95 | 2729017.0588 | 3538649.8082 | 3679759.4951 | 3615051.2938 | 3569129.8138 | 3042818.2301 | 2801367.937 | 2749835.7137 | 2545974.6178 | 2304986.3843 | 2283605.1576 | 2081942.4281 | 2189111.6501 | 2316623.1046 | 2066999.1345 | 2215806.1972 | 2145324.3316 | 2044571.9811 | 2035086.6113 | 1943473.8512
Hydro - Total
NETPOS - Net Position (MWh)
MEAN | 1081266.3807 | 1086094.2406 | 1084587.5789 | 1085978.9059 | 1089897.2861 | 1091427.4547 | 1089302.1534 | 1090275.8074 | 1084754.0222 | 1095580.8098 | 1089381.39 | 1090002.2032 | 1090208.1025 | 1085698.9182 | 1085673.7302 | 1090231.2026 | 1089695.416 | 1092407.0636 | 1090370.805 | 1084777.5904
P5 | 973179.7046 | 982688.3012 | 980463.3536 | 992289.0639 | 995523.296 | 985322.3014 | 990772.5534 | 999916.4324 | 971136.4196 | 1002771.5804 | 984692.5318 | 993335.3158 | 987611.4761 | 989927.9927 | 987084.8969 | 978015.0779 | 1002421.207 | 998548.1154 | 965503.8924 | 982054.4698
P95 | 1186217.0965 | 1177442.0041 | 1175110.5705 | 1177098.0882 | 1181321.3805 | 1190677.694 | 1200792.8796 | 1189857.9388 | 1173126.0111 | 1188288.2216 | 1195542.774 | 1179986.9207 | 1188657.1299 | 1182101.6253 | 1187603.2543 | 1183347.7181 | 1192070.3397 | 1194949.4311 | 1202158.6831 | 1182776.427
NETREVENUE - Net Revenue $
MEAN | 10075484.3093 | 13010811.9996 | 13319004.9427 | 12557224.0094 | 11947861.3284 | 10908790.3932 | 9796214.6758 | 8803422.4711 | 7679969.7822 | 7779544.9582 | 7665556.9799 | 7672240.9228 | 7597388.3294 | 7592797.2454 | 7491343.4876 | 7546077.4031 | 7527939.8435 | 7453379.5568 | 7362076.8993 | 7205266.1436
P5 | 6470715.8575 | 8391446.0051 | 8271600.0934 | 6844978.0447 | 6795154.5983 | 6223951.8321 | 5260903.1079 | 5590019.51 | 4327515.6488 | 5191261.0787 | 4482236.4499 | 4188591.7434 | 4855591.4469 | 4632884.3484 | 4397789.2033 | 4374201.447 | 4756794.757 | 4491435.9292 | 4714017.1023 | 4321003.0003
P95 | 13985444.1116 | 17765312.6804 | 18437164.0658 | 18593546.6497 | 17936731.2951 | 15538142.7269 | 14230224.1201 | 14204565.8811 | 13207741.348 | 12093069.6427 | 11907874.4815 | 10784287.112 | 11279559.95 | 12108741.8433 | 10593485.932 | 11394101.7487 | 11174129.1063 | 10982719.7275 | 10714820.8336 | 10417121.164
Load
NWE Load 2018 incl DSM and NEM main - with EPD
NETPOS - Net Position (MWh)
MEAN | -2444003.885 | -2440075.5536 | -2436170.0063 | -2439122.528 | -2468987.3777 | -2465969.6153 | -2483297.6921 | -2490180.7961 | -2489028.3446 | -2519515.404 | -2522466.7901 | -2535676.5628 | -2545681.407 | -2535039.8665 | -2559072.1313 | -2587570.4115 | -2600366.2259 | -2601468.0039 | -2640070.8706 | -2650661.0329
P5 | -2475819.07 | -2476619.455 | -2468524.945 | -2481587.8 | -2506395.805 | -2500491.83 | -2524625.485 | -2534425.46 | -2528264.42 | -2558095.38 | -2559192.75 | -2573304.175 | -2590871.625 | -2566916.785 | -2605014.865 | -2630035.68 | -2634503.975 | -2653206.765 | -2677936.525 | -2689622.125
P95 | -2413246.83 | -2406223.53 | -2406551.56 | -2402353.91 | -2436398.255 | -2436524.685 | -2449587.285 | -2450968.54 | -2457261.555 | -2483507.74 | -2490295.03 | -2502393.985 | -2509248.325 | -2494072.86 | -2518589.98 | -2545235.405 | -2563316.88 | -2563237.26 | -2600528.575 | -2615006.905
NETREVENUE - Net Revenue $
MEAN | -40662660.0649 | -46750932.1638 | -47703133.0413 | -48361664.669 | -50232607.661 | -47937071.5646 | -45848674.5704 | -43671874.2758 | -41280613.775 | -41944608.2064 | -42012199.3092 | -42230651.6459 | -42289038.4676 | -42220607.7591 | -42238785.7795 | -42995451.2295 | -43063642.9602 | -42838100.8892 | -43429482.4013 | -43529572.0287
P5 | -50167321.0028 | -58937275.6885 | -61050382.9357 | -62881772.3373 | -64783443.1257 | -58665985.3595 | -56631620.4556 | -57347209.5639 | -56020524.6078 | -52338245.5794 | -53799795.4012 | -51279432.7028 | -51503765.4808 | -54288488.1164 | -50412948.487 | -51694982.2255 | -52308910.8129 | -51143402.1223 | -51754652.0169 | -51760234.7587
P95 | -31963777.0441 | -36142703.5725 | -35701231.4686 | -34973025.5475 | -38366735.6117 | -37361535.8515 | -35049073.2144 | -35132379.9558 | -32701048.5487 | -34640039.924 | -33837654.3282 | -34208180.7829 | -35184862.4308 | -34305130.0015 | -33765965.909 | -35084292.7037 | -35511897.4435 | -34860740.5187 | -36001666.56 | -34893422.9283
Load - Total
NETPOS - Net Position (MWh)
MEAN | -2444003.885 | -2440075.5536 | -2436170.0063 | -2439122.528 | -2468987.3777 | -2465969.6153 | -2483297.6921 | -2490180.7961 | -2489028.3446 | -2519515.404 | -2522466.7901 | -2535676.5628 | -2545681.407 | -2535039.8665 | -2559072.1313 | -2587570.4115 | -2600366.2259 | -2601468.0039 | -2640070.8706 | -2650661.0329
P5 | -2475819.07 | -2476619.455 | -2468524.945 | -2481587.8 | -2506395.805 | -2500491.83 | -2524625.485 | -2534425.46 | -2528264.42 | -2558095.38 | -2559192.75 | -2573304.175 | -2590871.625 | -2566916.785 | -2605014.865 | -2630035.68 | -2634503.975 | -2653206.765 | -2677936.525 | -2689622.125
P95 | -2413246.83 | -2406223.53 | -2406551.56 | -2402353.91 | -2436398.255 | -2436524.685 | -2449587.285 | -2450968.54 | -2457261.555 | -2483507.74 | -2490295.03 | -2502393.985 | -2509248.325 | -2494072.86 | -2518589.98 | -2545235.405 | -2563316.88 | -2563237.26 | -2600528.575 | -2615006.905
NETREVENUE - Net Revenue $
MEAN | -40662660.0649 | -46750932.1638 | -47703133.0413 | -48361664.669 | -50232607.661 | -47937071.5646 | -45848674.5704 | -43671874.2758 | -41280613.775 | -41944608.2064 | -42012199.3092 | -42230651.6459 | -42289038.4676 | -42220607.7591 | -42238785.7795 | -42995451.2295 | -43063642.9602 | -42838100.8892 | -43429482.4013 | -43529572.0287
P5 | -50167321.0028 | -58937275.6885 | -61050382.9357 | -62881772.3373 | -64783443.1257 | -58665985.3595 | -56631620.4556 | -57347209.5639 | -56020524.6078 | -52338245.5794 | -53799795.4012 | -51279432.7028 | -51503765.4808 | -54288488.1164 | -50412948.487 | -51694982.2255 | -52308910.8129 | -51143402.1223 | -51754652.0169 | -51760234.7587
P95 | -31963777.0441 | -36142703.5725 | -35701231.4686 | -34973025.5475 | -38366735.6117 | -37361535.8515 | -35049073.2144 | -35132379.9558 | -32701048.5487 | -34640039.924 | -33837654.3282 | -34208180.7829 | -35184862.4308 | -34305130.0015 | -33765965.909 | -35084292.7037 | -35511897.4435 | -34860740.5187 | -36001666.56 | -34893422.9283
Physical Instrument
2018 Small QF - Aggregated Hydro Esc
NETPOS - Net Position (MWh)
MEAN | 42285.8826 | 42265.4199 | 41911.6185 | 42248.8615 | 42288.0334 | 32149.4219 | 19156.6102 | 19053.6806 | 18828.6831 | 19038.3123 | 19095.3443 | 19052.4913 | 19156.6102 | 2900.365
P5 | 42285.8826 | 42265.4199 | 41911.6185 | 42248.8615 | 42288.0334 | 32149.4219 | 19156.6102 | 19053.6806 | 18828.6831 | 19038.3123 | 19095.3443 | 19052.4913 | 19156.6102 | 2900.365
P95 | 42285.8826 | 42265.4199 | 41911.6185 | 42248.8615 | 42288.0334 | 32149.4219 | 19156.6102 | 19053.6806 | 18828.6831 | 19038.3123 | 19095.3443 | 19052.4913 | 19156.6102 | 2900.365
NETREVENUE - Net Revenue $
MEAN | -2570577.801 | -2479581.936 | -2447518.3288 | -2492863.1677 | -2526883.5337 | -1998075.4475 | -1206999.5758 | -1217576.9017 | -1222683.9969 | -1237246.7768 | -1241540.7848 | -1241512.5697 | -1248957.487 | -202971.42
P5 | -2700903.0878 | -2636281.7959 | -2619907.1629 | -2694364.9639 | -2690834.4539 | -2107495.0471 | -1262715.9879 | -1260484.5153 | -1263247.7104 | -1272441.6102 | -1283344.2355 | -1279495.1295 | -1285813.4002 | -206889.6799
P95 | -2426797.0165 | -2306789.3607 | -2248233.8313 | -2292480.669 | -2324747.4011 | -1896588.3948 | -1149538.6689 | -1154797.4211 | -1162240.3582 | -1186570.6686 | -1186141.6758 | -1193223.222 | -1203360.1779 | -197118.4262
2018 Small QF - Aggregated Hydro Fixed
NETPOS - Net Position (MWh)
MEAN | 3005.5614 | 2901.0948 | 2531.4131 | 2540.015 | 2541.9723 | 2544.5425 | 2547.8321 | 2546.1998 | 2531.4131 | 2547.277 | 2545.5216 | 2545.2159 | 2547.8321 | 2529.4752 | 2540.015 | 2444.2245 | 2356.9569 | 2358.4725 | 113.473
P5 | 3005.5614 | 2901.0948 | 2531.4131 | 2540.015 | 2541.9723 | 2544.5425 | 2547.8321 | 2546.1998 | 2531.4131 | 2547.277 | 2545.5216 | 2545.2159 | 2547.8321 | 2529.4752 | 2540.015 | 2444.2245 | 2356.9569 | 2358.4725 | 113.473
P95 | 3005.5614 | 2901.0948 | 2531.4131 | 2540.015 | 2541.9723 | 2544.5425 | 2547.8321 | 2546.1998 | 2531.4131 | 2547.277 | 2545.5216 | 2545.2159 | 2547.8321 | 2529.4752 | 2540.015 | 2444.2245 | 2356.9569 | 2358.4725 | 113.473
NETREVENUE - Net Revenue $
MEAN | -157064.0104 | -145062.0487 | -125908.4715 | -128047.4467 | -130117.1659 | -132363.5753 | -135118.9182 | -137397.6091 | -139067.3095 | -140295.8333 | -140182.9356 | -140015.2247 | -140417.9897 | -139366.7817 | -140360.8677 | -135179.0041 | -130467.3457 | -130664.0458 | -6886.329
P5 | -166216.5025 | -155801.3025 | -136382.8578 | -140178.7731 | -139910.4558 | -141108.0349 | -144137.0087 | -144083.8806 | -146159.5143 | -145766.214 | -146242.4 | -146148.1548 | -146175.4938 | -145430.1606 | -146538.4256 | -140915.7834 | -135649.5601 | -135870.4655 | -7549.9209
P95 | -146859.1457 | -133374.3121 | -113860.3664 | -116199.8259 | -118003.9536 | -123618.5312 | -126347.5612 | -126296.8709 | -127895.0981 | -132321.0284 | -131254.5094 | -132557.9632 | -132726.9894 | -130244.4494 | -134082.552 | -128714.8963 | -124062.9292 | -125091.238 | -5970.2855
2018 Small QF - Aggregated Hydro Index
NETPOS - Net Position (MWh)
MEAN | 576.3671 | 576.7627 | 573.1266 | 209.7873
P5 | 576.3671 | 576.7627 | 573.1266 | 209.7873
P95 | 576.3671 | 576.7627 | 573.1266 | 209.7873
NETREVENUE - Net Revenue $
MEAN | -5880.5027 | -5777.4776 | -5771.1371 | -1996.8891
P5 | -7520.3332 | -7824.2515 | -7993.0346 | -2996.3609
P95 | -4037.543 | -3530.4998 | -3198.4909 | -765.4907
2018 Small QF - Aggregated Wind Fixed
NETPOS - Net Position (MWh)
MEAN | 13117.2031 | 13101.2922 | 13072.5383 | 13034.103 | 13123.8658 | 13108.6284 | 8176.9863 | 2339.9749 | 2332.4948 | 2350.5312 | 2337.1002 | 2341.5604 | 2340.3501 | 2328.1365 | 2325.4481 | 2338.5313 | 2337.1002 | 2338.8218 | 2339.9749 | 2332.4948
P5 | 13117.2031 | 13101.2922 | 13072.5383 | 13034.103 | 13123.8658 | 13108.6284 | 8176.9863 | 2339.9749 | 2332.4948 | 2350.5312 | 2337.1002 | 2341.5604 | 2340.3501 | 2328.1365 | 2325.4481 | 2338.5313 | 2337.1002 | 2338.8218 | 2339.9749 | 2332.4948
P95 | 13117.2031 | 13101.2922 | 13072.5383 | 13034.103 | 13123.8658 | 13108.6284 | 8176.9863 | 2339.9749 | 2332.4948 | 2350.5312 | 2337.1002 | 2341.5604 | 2340.3501 | 2328.1365 | 2325.4481 | 2338.5313 | 2337.1002 | 2338.8218 | 2339.9749 | 2332.4948
NETREVENUE - Net Revenue $
MEAN | -544745.9856 | -505441.4753 | -500387.3027 | -508441.3893 | -519729.8761 | -531597.0413 | -356941.4646 | -98843.9714 | -100808.0733 | -101518.946 | -100900.304 | -101039.5104 | -100971.7094 | -100401.654 | -100375.1014 | -100825.7351 | -100774.9452 | -100910.2088 | -100989.8787 | -100682.5857
P5 | -590796.8272 | -562292.4068 | -567125.3991 | -579905.1336 | -581895.978 | -587968.9896 | -393701.7816 | -107163.2667 | -109435.4872 | -108180.592 | -108850.4307 | -108956.7375 | -108409.4395 | -108145.4346 | -108151.94 | -108582.4497 | -107776.0033 | -108143.0821 | -107754.2888 | -108732.4571
P95 | -494255.828 | -441808.2573 | -425191.6684 | -429641.7362 | -443211.0947 | -475085.6669 | -323139.6879 | -85347.757 | -85699.6474 | -91814.3892 | -89659.6925 | -92125.0129 | -91577.3475 | -89078.0465 | -92882.7565 | -91792.9132 | -92453.0057 | -92757.1658 | -92458.692 | -93324.8927
2018 Small QF - Aggregated Wind Index
NETPOS - Net Position (MWh)
MEAN | 4596.2179 | 4612.8058 | 4579.4642 | 4604.2814 | 4606.1022 | 4594.1555 | 4617.699 | 4614.8682 | 4579.4642 | 4622.1473 | 4606.9523 | 4596.2179 | 4617.699 | 4573.731 | 4604.2814 | 4606.1022 | 4606.9523 | 4615.6366 | 4614.8682 | 4579.4642
P5 | 4596.2179 | 4612.8058 | 4579.4642 | 4604.2814 | 4606.1022 | 4594.1555 | 4617.699 | 4614.8682 | 4579.4642 | 4622.1473 | 4606.9523 | 4596.2179 | 4617.699 | 4573.731 | 4604.2814 | 4606.1022 | 4606.9523 | 4615.6366 | 4614.8682 | 4579.4642
P95 | 4596.2179 | 4612.8058 | 4579.4642 | 4604.2814 | 4606.1022 | 4594.1555 | 4617.699 | 4614.8682 | 4579.4642 | 4622.1473 | 4606.9523 | 4596.2179 | 4617.699 | 4573.731 | 4604.2814 | 4606.1022 | 4606.9523 | 4615.6366 | 4614.8682 | 4579.4642
NETREVENUE - Net Revenue $
MEAN | -241544.1933 | -232335.0681 | -229336.5437 | -234051.2303 | -237099.4454 | -241000.2848 | -246671.3236 | -250868.009 | -253500.6708 | -255984.4496 | -255374.2828 | -255053.5863 | -256421.6494 | -254047.1725 | -256310.3698 | -259787.8583 | -263545.2169 | -267970.6063 | -271721.4022 | -273389.9462
P5 | -256691.7746 | -250760.1514 | -249757.7682 | -257138.2176 | -256762.0862 | -258040.1712 | -264532.6396 | -264753.1275 | -267607.7482 | -267102.0079 | -267675.0826 | -267040.8573 | -267821.0704 | -266509.953 | -268658.3297 | -271982.0596 | -274912.77 | -279174.5721 | -282061.0512 | -286086.2763
P95 | -224763.1752 | -212456.0548 | -205421.7767 | -209807.9307 | -213149.9759 | -223952.6696 | -229830.3434 | -228726.3681 | -230995.6997 | -239617.1737 | -237506.6322 | -241197.713 | -241260.3748 | -235449.3592 | -244892.4976 | -245946.4575 | -250089.6182 | -255263.7931 | -258286.6515 | -261275.688
Physical Instrument - Total
NETPOS - Net Position (MWh)
MEAN | 63581.2321 | 63457.3753 | 62668.1606 | 62637.0482 | 62559.9736 | 52396.7482 | 34499.1276 | 28554.7235 | 28272.0552 | 28558.2677 | 28584.9185 | 28535.4855 | 28662.4914 | 12331.7077 | 9469.7445 | 9388.858 | 9301.0094 | 9312.9309 | 7068.3161 | 6911.9589
P5 | 63581.2321 | 63457.3753 | 62668.1606 | 62637.0482 | 62559.9736 | 52396.7482 | 34499.1276 | 28554.7235 | 28272.0552 | 28558.2677 | 28584.9185 | 28535.4855 | 28662.4914 | 12331.7077 | 9469.7445 | 9388.858 | 9301.0094 | 9312.9309 | 7068.3161 | 6911.9589
P95 | 63581.2321 | 63457.3753 | 62668.1606 | 62637.0482 | 62559.9736 | 52396.7482 | 34499.1276 | 28554.7235 | 28272.0552 | 28558.2677 | 28584.9185 | 28535.4855 | 28662.4914 | 12331.7077 | 9469.7445 | 9388.858 | 9301.0094 | 9312.9309 | 7068.3161 | 6911.9589
NETREVENUE - Net Revenue $
MEAN | -3519812.4931 | -3368198.0058 | -3308921.7839 | -3365400.1231 | -3413830.0211 | -2903036.3489 | -1945731.2822 | -1704686.4912 | -1716060.0504 | -1735046.0057 | -1737998.3072 | -1737620.891 | -1746768.8355 | -696787.0283 | -497046.3388 | -495792.5975 | -494787.5077 | -499544.861 | -379597.6098 | -374072.5319
P5 | -3720735.2657 | -3612828.2284 | -3582903.5253 | -3670552.3878 | -3669513.7726 | -3087728.426 | -2064987.4499 | -1775311.8167 | -1786620.3083 | -1795639.8608 | -1803083.9407 | -1799473.27 | -1806812.3675 | -727122.0043 | -523474.615 | -521480.2927 | -518552.1766 | -523517.5288 | -397430.7234 | -394942.5608
P95 | -3296282.0747 | -3103126.8109 | -2992746.8909 | -3048788.3295 | -3095546.8082 | -2723547.8651 | -1830251.8758 | -1597527.0552 | -1607670.7436 | -1650493.3484 | -1645536.9042 | -1662142.2315 | -1670024.2018 | -651373.1497 | -471924.5483 | -466151.7876 | -466780.6761 | -473001.4696 | -356190.127 | -354646.1588
Transmission Line
NETREVENUE - Net Revenue $
MEAN | -4271425.3024 | -2530668.0416 | -2612780.0118 | -720822.9773 | -568592.974 | -697779.6751 | -1391104.7408 | -1522918.9227 | -2124596.8392 | -2327347.4319 | -3232320.5453 | -3342749.9579 | -3413539.6484 | -3515088.7922 | -3705824.4435 | -4263747.5685 | -5265833.0936 | -5498004.7237 | -6117556.781 | -6591364.7896
P5 | -5420080.4862 | -3414285.1955 | -3626714.9965 | -1099333.3057 | -918597.6738 | -1066725.9575 | -1962770.3908 | -2084935.7962 | -2726685.802 | -2961658.3074 | -4134738.3555 | -4230871.2851 | -4377594.4058 | -4593078.8324 | -4614176.2078 | -5272403.5617 | -6435033.7285 | -6729482.3666 | -7288974.6468 | -8071537.3369
P95 | -3308591.9896 | -1737713.583 | -1656292.0392 | -400301.5253 | -316381.5112 | -373548.6396 | -950002.6568 | -987922.3409 | -1578136.2707 | -1738423.7386 | -2330221.2524 | -2490205.4011 | -2602487.5482 | -2741441.0214 | -2875293.0168 | -3375057.8496 | -4245309.3232 | -4435485.8764 | -4886099.0937 | -5401927.216
Wind Asset
15599: New 2022JAN IRP Wind - GF #1
NETPOS - Net Position (MWh)
MEAN |  |  |  | 172722.0067 | 173535.0416 | 172919.4962 | 173944.1979 | 174034.4075 | 173112.8173 | 174167.3099 | 173049.1794 | 173113.4526 | 173861.365 | 172591.2523 | 172893.0974 | 173678.7327 | 172720.9761 | 173788.7402 | 173988.1048 | 173504.1868
P5 |  |  |  | 154855.8377 | 157789.0426 | 155306.0165 | 157994.3018 | 156288.0459 | 155648.0548 | 156370.1988 | 155241.4917 | 157173.4709 | 158619.8883 | 157207.9581 | 157075.8231 | 158282.6306 | 155682.0206 | 158027.3719 | 157171.8909 | 159261.484
P95 |  |  |  | 187915.284 | 188804.7271 | 188308.3402 | 190971.5781 | 192299.6335 | 192826.2717 | 192408.1617 | 190448.2866 | 188063.5531 | 189911.351 | 190776.7259 | 188711.4139 | 189243.2196 | 187598.5543 | 189203.9613 | 191187.8625 | 187308.7771
NETREVENUE - Net Revenue $
MEAN |  | -124.298 | -128.0494 | 2186754.2567 | 2109500.0989 | 1938690.8815 | 1778871.2811 | 1628098.2287 | 1437525.2296 | 1469012.1894 | 1455784.8742 | 1449875.0274 | 1449889.3281 | 1444584.0798 | 1441503.8456 | 1441984.0561 | 1434546.4328 | 1429975.1725 | 1435940.9774 | 1427491.1278
P5 |  | -124.298 | -128.0494 | 1227478.144 | 1182828.6601 | 1187807.0584 | 1004169.9539 | 948120.5429 | 793669.8278 | 934423.5395 | 840987.4237 | 832546.7551 | 917128.2309 | 851078.9788 | 896884.7352 | 928098.5391 | 929663.9169 | 871401.0542 | 932203.0421 | 825247.438
P95 |  | -124.298 | -128.0494 | 3321029.6674 | 3156553.519 | 2719766.3188 | 2601530.3423 | 2572930.164 | 2475081.7075 | 2241489.0985 | 2289993.3099 | 2113463.9583 | 2136222.8956 | 2278803.1189 | 2034256.8481 | 2058023.4625 | 2024930.549 | 2142345.4877 | 2216853.9301 | 2001138.5175
15599: New 2022JAN IRP Wind - GF #2
NETPOS - Net Position (MWh)
MEAN |  |  |  | 172722.0067 | 173535.0416 | 172919.4962 | 173944.1979 | 174034.4075 | 173112.8173 | 174167.3099 | 173049.1794 | 173113.4526 | 173861.365 | 172591.2523 | 172893.0974 | 173678.7327 | 172720.9761 | 173788.7402 | 173988.1048 | 173504.1868
P5 |  |  |  | 154855.8377 | 157789.0426 | 155306.0165 | 157994.3018 | 156288.0459 | 155648.0548 | 156370.1988 | 155241.4917 | 157173.4709 | 158619.8883 | 157207.9581 | 157075.8231 | 158282.6306 | 155682.0206 | 158027.3719 | 157171.8909 | 159261.484
P95 |  |  |  | 187915.284 | 188804.7271 | 188308.3402 | 190971.5781 | 192299.6335 | 192826.2717 | 192408.1617 | 190448.2866 | 188063.5531 | 189911.351 | 190776.7259 | 188711.4139 | 189243.2196 | 187598.5543 | 189203.9613 | 191187.8625 | 187308.7771
NETREVENUE - Net Revenue $
MEAN |  | -124.298 | -128.0494 | 2186754.2567 | 2109500.0989 | 1938690.8815 | 1778871.2811 | 1628098.2287 | 1437525.2296 | 1469012.1894 | 1455784.8742 | 1449875.0274 | 1449889.3281 | 1444584.0798 | 1441503.8456 | 1441984.0561 | 1434546.4328 | 1429975.1725 | 1435940.9774 | 1427491.1278
P5 |  | -124.298 | -128.0494 | 1227478.144 | 1182828.6601 | 1187807.0584 | 1004169.9539 | 948120.5429 | 793669.8278 | 934423.5395 | 840987.4237 | 832546.7551 | 917128.2309 | 851078.9788 | 896884.7352 | 928098.5391 | 929663.9169 | 871401.0542 | 932203.0421 | 825247.438
P95 |  | -124.298 | -128.0494 | 3321029.6674 | 3156553.519 | 2719766.3188 | 2601530.3423 | 2572930.164 | 2475081.7075 | 2241489.0985 | 2289993.3099 | 2113463.9583 | 2136222.8956 | 2278803.1189 | 2034256.8481 | 2058023.4625 | 2024930.549 | 2142345.4877 | 2216853.9301 | 2001138.5175
IRP 2018 71 Ranch Wind
NETPOS - Net Position (MWh)
MEAN | 4950.395 | 4947.8239 | 4922.6209 | 4886.7561 | 4904.7132 | 4964.9544 | 4918.0774 | 4920.6824 | 4924.5656 | 4976.1618 | 4931.2482 | 4913.1189 | 4933.8104 | 4936.4468 | 4913.8922 | 4919.3146 | 4918.3049 | 4939.3365 | 4912.055 | 4917.133
P5 | 4558.2693 | 4563.2284 | 4562.91 | 4540.9216 | 4555.0934 | 4602.6852 | 4587.6857 | 4560.6443 | 4612.0425 | 4607.0644 | 4510.9402 | 4562.1297 | 4529.0485 | 4567.8184 | 4568.3127 | 4573.2636 | 4527.6596 | 4639.2422 | 4535.2647 | 4536.5999
P95 | 5348.6138 | 5257.6516 | 5240.1147 | 5208.8472 | 5309.7032 | 5336.6107 | 5251.2877 | 5251.646 | 5246.4469 | 5305.9266 | 5284.1815 | 5402.8546 | 5355.3523 | 5244.7113 | 5247.9203 | 5299.6356 | 5338.2857 | 5300.2253 | 5283.1911 | 5308.9172
NETREVENUE - Net Revenue $
MEAN | -215909.3724 | -200919.0714 | -198354.4798 | -201223.121 | -204054.2716 | -211719.2894 | -214239.5796 | -218784.7549 | -223647.3646 | -225773.203 | -223647.5771 | -223167.5012 | -224334.0628 | -223588.4638 | -223094.2062 | -223127.1368 | -223159.4583 | -224706.0849 | -223520.7752 | -223281.9282
P5 | -240860.3795 | -229987.6034 | -229509.1286 | -232315.3143 | -237390.6315 | -246065.2466 | -243288.7624 | -248830.2161 | -250526.2771 | -254437.2582 | -246936.3238 | -256818.1064 | -252535.5845 | -246151.0657 | -248162.8645 | -249415.8051 | -246913.5293 | -245570.6405 | -243760.4873 | -247927.3656
P95 | -192830.2512 | -174387.9653 | -167997.0886 | -165862.257 | -170855.6538 | -179563.5224 | -182774.5622 | -188522.6506 | -190576.0433 | -202062.9126 | -194553.8144 | -194946.1297 | -196398.8506 | -197318.6253 | -200155.0775 | -199892.0529 | -195640.9264 | -200757.2639 | -194858.8538 | -204012.8678
IRP 2018 Big Timber Wind
NETPOS - Net Position (MWh)
MEAN | 36798.0814 | 36767.5575 | 36629.941 | 36409.6338 | 36615.4993 | 36717.0875 | 36669.4211 | 36548.1668 | 36654.3326 | 36912.7159 | 36404.4295 | 36667.6806 | 36669.1307 | 36617.9268 | 36520.6176 | 36517.934 | 36487.7738 | 36757.6431 | 36717.242 | 36534.7713
P5 | 33618.7087 | 34064.6592 | 33896.1283 | 33316.1534 | 33351.1346 | 33939.4386 | 33394.1803 | 33753.136 | 33885.8368 | 33342.6426 | 33746.5204 | 33422.1767 | 33464.6908 | 33153.4878 | 33647.8478 | 33222.1748 | 33436.0043 | 33651.32 | 33752.6844 | 33488.2322
P95 | 40058.3339 | 39331.8838 | 39707.395 | 39187.2006 | 39820.0298 | 39972.8301 | 39350.2829 | 39928.3297 | 40036.152 | 40398.9663 | 39192.4058 | 39821.3054 | 40070.7805 | 40091.058 | 39723.2161 | 39549.1971 | 39963.8739 | 39679.5686 | 39417.5978 | 40093.1394
NETREVENUE - Net Revenue $
MEAN | -1300517.5288 | -1194014.3033 | -1180547.9788 | -1200890.0611 | -1224229.3974 | -1266081.3154 | -1298993.2069 | -1328637.0263 | -1366894.3358 | -1372923.0106 | -1355754.6163 | -1365395.9806 | -1365875.5235 | -1361780.5771 | -1365032.278 | -1361718.5253 | -1362114.3876 | -1374627.5923 | -1373745.1645 | -1367912.3086
P5 | -1488154.0015 | -1416884.2936 | -1383986.152 | -1446224.8741 | -1425200.1165 | -1510322.755 | -1516801.7622 | -1496804.2444 | -1579332.8589 | -1528738.7296 | -1511389.4272 | -1520692.5399 | -1525241.7213 | -1556507.0973 | -1530117.3431 | -1519958.3615 | -1535524.4146 | -1534929.7185 | -1531826.6576 | -1551413.187
P95 | -1127187.3156 | -995866.6464 | -947269.8038 | -966383.6681 | -985606.5118 | -1071386.0724 | -1081041.6143 | -1167622.8297 | -1089687.5358 | -1153438.1185 | -1177440.0166 | -1158733.1307 | -1164360.8294 | -1167399.9987 | -1203889.2376 | -1174764.8758 | -1180927.5112 | -1205627.3086 | -1218408.1099 | -1193101.7831
IRP 2018 Crazy Mountain
NETPOS - Net Position (MWh)
MEAN |  | 105796.6117 | 104900.1798 | 104629.5897 | 105415.551 | 105760.9236 | 105842.3901 | 105814.3802 | 105016.1489 | 106553.508 | 105277.8688 | 105094.1911 | 105392.3495 | 105294.9071 | 104919.0901 | 105562.0159 | 104915.4506 | 105720.5696 | 105636.4163 | 105389.2424
P5 |  | 98768.8396 | 95131.0026 | 94651.2359 | 97382.0355 | 95178.1907 | 97359.5762 | 94966.296 | 94060.4319 | 97583.2516 | 93784.5106 | 94326.857 | 95429.3091 | 96205.2658 | 94920.1577 | 96199.0277 | 95349.3126 | 96094.3241 | 95744.0209 | 97819.1024
P95 |  | 114824.8614 | 114413.2194 | 113902.0161 | 116654.7839 | 113961.3889 | 116362.2328 | 116784.2726 | 116309.0298 | 117483.0382 | 116659.3759 | 114062.8488 | 113547.3666 | 114895.9041 | 114790.5119 | 116842.573 | 114766.2679 | 116243.18 | 118394.4045 | 113281.5826
NETREVENUE - Net Revenue $
MEAN |  | -2517817.5022 | -2450204.7067 | -2539571.1392 | -2603343.424 | -2710737.1974 | -2818186.2233 | -2911095.6278 | -2996337.9259 | -3021260.7286 | -2976124.9851 | -2976016.6279 | -2994877.6741 | -2980747.5594 | -2981462.9242 | -2990983.619 | -2974584.791 | -3005855.4026 | -3002201.5142 | -2993703.9996
P5 |  | -3087717.9574 | -3059145.2298 | -3156269.9576 | -3144447.9028 | -3392947.5361 | -3335230.3954 | -3450651.4625 | -3581577.1907 | -3542046.4873 | -3586596.8682 | -3414130.7056 | -3493533.7907 | -3485589.6432 | -3422656.1429 | -3462800.5373 | -3478030.6109 | -3559496.9638 | -3509099.1483 | -3439429.507
P95 |  | -1929045.9018 | -1795702.3624 | -1942256.2178 | -1980072.7456 | -2088797.3947 | -2262398.4529 | -2332847.05 | -2267574.4143 | -2494157.0236 | -2446321.4155 | -2419038.6399 | -2430683.5186 | -2545854.4996 | -2462974.9285 | -2507537.7204 | -2416382.4668 | -2512852.9266 | -2492808.926 | -2523940.8329
IRP 2018 DA Wind
NETPOS - Net Position (MWh)
MEAN | 4950.395 | 4947.8239 | 4922.6209 | 4886.7561 | 4904.7132 | 4964.9544 | 4918.0774 | 4920.6824 | 4924.5656 | 4976.1618 | 4931.2482 | 4913.1189 | 4933.8104 | 4936.4468 | 4913.8922 | 4919.3146 | 4918.3049 | 4939.3365 | 4912.055 | 4917.133
P5 | 4558.2693 | 4563.2284 | 4562.91 | 4540.9216 | 4555.0934 | 4602.6852 | 4587.6857 | 4560.6443 | 4612.0425 | 4607.0644 | 4510.9402 | 4562.1297 | 4529.0485 | 4567.8184 | 4568.3127 | 4573.2636 | 4527.6596 | 4639.2422 | 4535.2647 | 4536.5999
P95 | 5348.6138 | 5257.6516 | 5240.1147 | 5208.8472 | 5309.7032 | 5336.6107 | 5251.2877 | 5251.646 | 5246.4469 | 5305.9266 | 5284.1815 | 5402.8546 | 5355.3523 | 5244.7113 | 5247.9203 | 5299.6356 | 5338.2857 | 5300.2253 | 5283.1911 | 5308.9172
NETREVENUE - Net Revenue $
MEAN | -215909.3724 | -200919.0714 | -198354.4798 | -201223.121 | -204054.2716 | -211719.2894 | -214239.5796 | -218784.7549 | -223647.3646 | -225773.203 | -223647.5771 | -223167.5012 | -224334.0628 | -223588.4638 | -223094.2062 | -223127.1368 | -223159.4583 | -224706.0849 | -223520.7752 | -223281.9282
P5 | -240860.3795 | -229987.6034 | -229509.1286 | -232315.3143 | -237390.6315 | -246065.2466 | -243288.7624 | -248830.2161 | -250526.2771 | -254437.2582 | -246936.3238 | -256818.1064 | -252535.5845 | -246151.0657 | -248162.8645 | -249415.8051 | -246913.5293 | -245570.6405 | -243760.4873 | -247927.3656
P95 | -192830.2512 | -174387.9653 | -167997.0886 | -165862.257 | -170855.6538 | -179563.5224 | -182774.5622 | -188522.6506 | -190576.0433 | -202062.9126 | -194553.8144 | -194946.1297 | -196398.8506 | -197318.6253 | -200155.0775 | -199892.0529 | -195640.9264 | -200757.2639 | -194858.8538 | -204012.8678
IRP 2018 Fairfield
NETPOS - Net Position (MWh)
MEAN | 13073.5062 | 13079.8976 | 12967.2624 | 12918.9089 | 13033.8348 | 13051.6085 | 13011.4417 | 12964.583 | 12993.1433 | 13189.8455 | 12961.1649 | 13035.775 | 13010.2274 | 13016.5348 | 12951.6033
P5 | 11676.6018 | 11816.9461 | 11588.55 | 11745.6016 | 11603.3277 | 11807.3595 | 11711.7825 | 11626.64 | 11673.2029 | 11875.7434 | 11613.3495 | 11599.8315 | 11532.4637 | 11395.9924 | 11787.3601
P95 | 14424.3417 | 14252.3112 | 14188.8306 | 14123.2182 | 14373.3871 | 14431.1578 | 14261.1462 | 14160.9463 | 14350.3352 | 14643.4331 | 14255.4657 | 14336.053 | 14511.1974 | 14381.3098 | 14214.8344
NETREVENUE - Net Revenue $
MEAN | -682848.6757 | -643863.3738 | -635112.075 | -641470.1748 | -654438.2279 | -668648.8306 | -678713.7464 | -688033.1567 | -702453.9765 | -711296.9776 | -698707.4532 | -702687.9459 | -701944.8927 | -701141.5039 | -699808.6018
P5 | -771775.4581 | -741677.522 | -743412.2577 | -728227.8701 | -751069.2589 | -765892.0095 | -765796.2357 | -771479.5739 | -796710.8664 | -783493.0189 | -787594.6619 | -790851.6824 | -801002.2808 | -789358.9069 | -786154.4352
P95 | -598444.2069 | -553470.535 | -538948.1884 | -557322.7153 | -547442.9968 | -577629.7849 | -584698.2148 | -600338.2397 | -587413.7212 | -617875.9898 | -624145.8699 | -597373.5211 | -614950.1568 | -598923.257 | -613374.5476
IRP 2018 Gordon Butte
NETPOS - Net Position (MWh)
MEAN | 17262.0569 | 17252.7027 | 17148.8284 | 17109.0065 | 17208.1689 | 17232.6768 | 17210.706 | 17158.9008 | 17196.9192 | 17365.3645 | 17121.6597 | 17219.2942 | 17201.0951 | 17197.2804 | 17118.4084 | 17157.3665 | 17125.7606 | 5208.7503
P5 | 15669.0781 | 16002.8957 | 15824.9586 | 15769.5022 | 15830.8188 | 16019.8957 | 15868.3799 | 15764.1291 | 15845.1719 | 16002.6693 | 15698.8433 | 15700.501 | 15767.2228 | 15785.7466 | 15912.9434 | 15676.7464 | 15803.8311 | 4566.2437
P95 | 18774.5797 | 18579.7346 | 18346.3124 | 18292.7805 | 18513.6934 | 18463.7946 | 18534.4422 | 18539.1682 | 18526.5766 | 18743.191 | 18448.5677 | 18770.8325 | 18687.2606 | 18395.4696 | 18216.7524 | 18331.838 | 18326.2199 | 5843.8483
NETREVENUE - Net Revenue $
MEAN | -1009809.9076 | -957444.819 | -947587.9105 | -958875.824 | -972638.5594 | -991628.0639 | -1006376.5012 | -1018507.6021 | -1037838.0835 | -1046399.088 | -1031533.2994 | -1036509.788 | -1036714.9556 | -1034982.7299 | -1033181.1647 | -1033713.2812 | -1031883.0191 | -302264.2888
P5 | -1126731.3554 | -1075731.4428 | -1070940.4945 | -1069809.8251 | -1090961.7587 | -1114271.6624 | -1130498.634 | -1119797.9717 | -1159471.19 | -1147904.8347 | -1135012.0012 | -1131590.1381 | -1147948.595 | -1144070.3021 | -1130632.9232 | -1129637.0287 | -1131611.7991 | -346363.8697
P95 | -912874.4999 | -838094.7442 | -820190.0638 | -852146.7645 | -838026.0882 | -877611.4688 | -881440.4311 | -924895.1103 | -891078.0956 | -928358.9497 | -923501.1597 | -907981.8748 | -921381.9001 | -924912.701 | -933312.4903 | -930047.2574 | -935130.2186 | -250681.5077
IRP 2018 Greenfield
NETPOS - Net Position (MWh)
MEAN | 34972.4324 | 34867.1826 | 34894.2814 | 34777.2644 | 35040.3026 | 34761.9337 | 34897.8656 | 34816.2126 | 34941.4675 | 35118.0995 | 34706.5804 | 34865.7413 | 34890.1154 | 34850.2507 | 34828.5218 | 34900.144 | 34801.0126 | 34967.6954 | 35015.274 | 34849.6133
P5 | 32034.4723 | 32309.3138 | 31513.384 | 31885.7874 | 31868.2121 | 31804.4077 | 31712.2393 | 31555.9379 | 31902.9255 | 32303.8846 | 31616.4426 | 31435.1148 | 31459.7754 | 31353.0992 | 32212.1255 | 31902.2446 | 32047.466 | 31873.0889 | 31601.1521 | 31976.4925
P95 | 38320.6027 | 37394.3454 | 38021.4007 | 37881.4399 | 38390.6809 | 37862.5943 | 37679.9798 | 38024.2919 | 38367.8671 | 38237.321 | 37717.7489 | 37492.2606 | 38109.5838 | 37986.9172 | 37201.863 | 37889.7664 | 38345.6655 | 37831.6082 | 38038.4984 | 38118.2039
NETREVENUE - Net Revenue $
MEAN | -1529991.9031 | -1420076.1816 | -1413359.3329 | -1431681.7771 | -1463504.9412 | -1487480.8357 | -1525270.2955 | -1553423.4697 | -1593281.2972 | -1599459.2851 | -1580857.2402 | -1586748.2571 | -1590011.1128 | -1584342.1024 | -1589712.0379 | -1590817.0134 | -1586978.1863 | -1595797.7063 | -1598036.4013 | -1592090.1091
P5 | -1732646.3135 | -1628090.4062 | -1625984.8414 | -1646647.2384 | -1681409.887 | -1711975.6125 | -1752333.6466 | -1770676.2515 | -1844198.5541 | -1782762.2127 | -1741254.9461 | -1770868.6989 | -1776248.4606 | -1798505.7541 | -1748565.4667 | -1763865.415 | -1788709.6563 | -1791256.5001 | -1785073.4329 | -1786550.8778
P95 | -1330615.3424 | -1207067.8336 | -1194461.8803 | -1187204.0547 | -1209775.7742 | -1261759.3301 | -1310577.031 | -1355011.803 | -1294088.088 | -1367055.0703 | -1395094.8696 | -1360086.6122 | -1360977.1868 | -1393566.7181 | -1432398.9784 | -1393016.4805 | -1426665.7824 | -1397122.0243 | -1447883.1747 | -1440543.5394
IRP 2018 Judith Gap
NETPOS - Net Position (MWh)
MEAN | 196830.5494 | 196573.776 | 195747.7193 | 195125.8532 | 196353.0226 | 196045.7687 | 195851.2396 | 195111.0103
P5 | 175392.3612 | 181877.6091 | 176837.2007 | 179213.0703 | 179878.2919 | 177939.4287 | 179813.0455 | 179333.0835
P95 | 216839.0844 | 210381.367 | 211335.4922 | 214661.6878 | 215610.0725 | 215969.901 | 212836.6371 | 213263.7449
NETREVENUE - Net Revenue $
MEAN | -2231354.3628 | -1642847.4479 | -1583059.7555 | -1732849.2788 | -1830874.621 | -2026139.2675 | -2209568.4237 | -2374172.6607
P5 | -3000416.5327 | -2661449.0451 | -2610576.6629 | -2901095.8634 | -2868019.4842 | -3001400.4978 | -3199771.4701 | -3154428.0326
P95 | -1471688.3407 | -632099.8497 | -329717.2339 | -570405.7971 | -672310.4975 | -1093299.6828 | -1315461.0625 | -1447249.9144
IRP 2018 Musselshell 1
NETPOS - Net Position (MWh)
MEAN | 10630.7646 | 10649.9964 | 10543.2072 | 10483.9477 | 10589.388 | 10626.8136 | 10549.0239 | 10509.0316 | 10551.7037 | 10753.5475 | 10528.9103 | 10591.7523 | 10558.7862 | 10620.4311 | 10521.7511 | 10561.3012 | 10538.5312 | 3427.0219
P5 | 9452.1011 | 9656.4419 | 9291.4568 | 9415.138 | 9444.4135 | 9494.2692 | 9535.6856 | 9384.5164 | 9496.821 | 9664.3558 | 9576.7101 | 9409.1123 | 9315.8855 | 9361.1788 | 9583.1671 | 9288.5811 | 9420.9642 | 2843.434
P95 | 11831.1398 | 11785.8947 | 11615.1925 | 11731.593 | 11740.703 | 11917.8741 | 11604.0866 | 11730.29 | 11756.7761 | 11964.3144 | 11754.4179 | 11680.4202 | 11890.8065 | 11716.0014 | 11373.5137 | 11776.6776 | 11583.5867 | 4041.8357
NETREVENUE - Net Revenue $
MEAN | -625232.8555 | -594093.7968 | -585343.3584 | -589518.2468 | -601035.3527 | -613601.1574 | -619227.3506 | -626394.3698 | -639451.4302 | -649910.0381 | -636146.5182 | -639724.4075 | -638534.6552 | -640925.37 | -637262.513 | -638567.067 | -637259.8566 | -199626.6972
P5 | -709520.2821 | -671259.2729 | -670487.5295 | -667210.8152 | -684034.1689 | -708832.7319 | -693785.2455 | -703582.695 | -727356.416 | -729676.3931 | -716980.3266 | -710033.5923 | -726123.7119 | -715755.3614 | -711629.7606 | -719432.0741 | -716579.4671 | -234653.7395
P95 | -552963.8202 | -508912.3686 | -495904.563 | -507446.4188 | -506390.4809 | -525779.3612 | -526128.7779 | -560557.9917 | -557747.5782 | -554137.9491 | -560910.3404 | -553079.4533 | -553693.8253 | -553713.705 | -582828.8759 | -553542.1708 | -568856.7742 | -160554.0336
IRP 2018 Musselshell 2
NETPOS - Net Position (MWh)
MEAN | 12733.7511 | 12695.9165 | 12628.776 | 12576.8982 | 12692.0807 | 12665.4966 | 12649.6702 | 12610.445 | 12642.1521 | 12803.1467 | 12618.8267 | 12686.5061 | 12655.0157 | 12653.4589 | 12606.3304 | 12655.0257 | 12629.573 | 3896.8489
P5 | 11368.173 | 11598.4384 | 11156.1888 | 11394.5152 | 11419.2032 | 11366.6614 | 11493.8254 | 11383.4391 | 11509.0176 | 11717.4526 | 11444.8801 | 11475.5393 | 11261.3263 | 11271.364 | 11652.2242 | 11246.1208 | 11446.0098 | 3296.7739
P95 | 14050.2632 | 13933.3819 | 13790.2317 | 13874.7704 | 13996.5911 | 14167.6492 | 13854.4381 | 14013.5693 | 13914.6712 | 14086.7744 | 13881.8805 | 13866.3347 | 14101.6733 | 13794.9346 | 13617.7768 | 13931.6621 | 13692.3337 | 4553.1272
NETREVENUE - Net Revenue $
MEAN | -749825.959 | -709008.376 | -701894.1251 | -707968.0924 | -721408.7577 | -732485.144 | -743577.7326 | -752594.4331 | -767309.8489 | -775379.2168 | -763808.5485 | -767517.8305 | -766867.9024 | -765407.583 | -764828.9327 | -766755.251 | -765304.4538 | -227453.6076
P5 | -851069.6618 | -794523.8722 | -791754.2524 | -799400.0411 | -817823.1071 | -837905.3294 | -837127.2741 | -838325.2202 | -867735.2586 | -859569.1335 | -853001.5129 | -846243.7147 | -865957.7738 | -847823.3827 | -850077.2372 | -853647.0017 | -844503.8516 | -263358.6896
P95 | -662874.7092 | -613614.6687 | -599535.9588 | -610496.5768 | -613609.8224 | -628223.332 | -629578.0062 | -674747.2114 | -676352.9076 | -667294.927 | -676820.6482 | -666116.1522 | -669689.5393 | -664414.7638 | -701241.1817 | -669484.5936 | -690918.1727 | -186305.6329
IRP 2018 Oversight Wind
NETPOS - Net Position (MWh)
MEAN | 4950.395 | 4947.8239 | 4922.6209 | 4886.7561 | 4904.7132 | 4964.9544 | 4918.0774 | 4920.6824 | 4924.5656 | 4976.1618 | 4931.2482 | 4913.1189 | 4933.8104 | 4936.4468 | 4913.8922 | 4919.3146 | 4918.3049 | 4939.3365 | 4912.055 | 4917.133
P5 | 4558.2693 | 4563.2284 | 4562.91 | 4540.9216 | 4555.0934 | 4602.6852 | 4587.6857 | 4560.6443 | 4612.0425 | 4607.0644 | 4510.9402 | 4562.1297 | 4529.0485 | 4567.8184 | 4568.3127 | 4573.2636 | 4527.6596 | 4639.2422 | 4535.2647 | 4536.5999
P95 | 5348.6138 | 5257.6516 | 5240.1147 | 5208.8472 | 5309.7032 | 5336.6107 | 5251.2877 | 5251.646 | 5246.4469 | 5305.9266 | 5284.1815 | 5402.8546 | 5355.3523 | 5244.7113 | 5247.9203 | 5299.6356 | 5338.2857 | 5300.2253 | 5283.1911 | 5308.9172
NETREVENUE - Net Revenue $
MEAN | -215909.3724 | -200919.0714 | -198354.4798 | -201223.121 | -204054.2716 | -211719.2894 | -214239.5796 | -218784.7549 | -223647.3646 | -225773.203 | -223647.5771 | -223167.5012 | -224334.0628 | -223588.4638 | -223094.2062 | -223127.1368 | -223159.4583 | -224706.0849 | -223520.7752 | -223281.9282
P5 | -240860.3795 | -229987.6034 | -229509.1286 | -232315.3143 | -237390.6315 | -246065.2466 | -243288.7624 | -248830.2161 | -250526.2771 | -254437.2582 | -246936.3238 | -256818.1064 | -252535.5845 | -246151.0657 | -248162.8645 | -249415.8051 | -246913.5293 | -245570.6405 | -243760.4873 | -247927.3656
P95 | -192830.2512 | -174387.9653 | -167997.0886 | -165862.257 | -170855.6538 | -179563.5224 | -182774.5622 | -188522.6506 | -190576.0433 | -202062.9126 | -194553.8144 | -194946.1297 | -196398.8506 | -197318.6253 | -200155.0775 | -199892.0529 | -195640.9264 | -200757.2639 | -194858.8538 | -204012.8678
IRP 2018 South Peak Wind 80 MW
NETPOS - Net Position (MWh)
MEAN | 19298.522 | 129000.9698 | 128442.356 | 127622.9114 | 128893.2176 | 128919.6386 | 128432.6236 | 128119.672 | 128611.9198 | 130167.8836 | 127926.2673 | 128599.7231 | 128474.8483 | 128979.6452 | 127771.9007 | 109062.4434
P5 | 15531.6149 | 118971.3189 | 116202.4988 | 117170.5888 | 120001.9654 | 119196.4188 | 119076.0329 | 117691.134 | 118546.2044 | 119906.9604 | 118354.3987 | 117489.8295 | 117268.9898 | 116656.0956 | 118402.6344 | 96327.1664
P95 | 22409.4282 | 138869.0803 | 139049.7763 | 138526.6712 | 140770.5444 | 140011.0554 | 138874.3033 | 139421.7358 | 139099.0151 | 140736.0214 | 137896.6045 | 138822.7748 | 139253.8496 | 138979.362 | 137684.1503 | 119750.3927
NETREVENUE - Net Revenue $
MEAN | -121736.3924 | -1098492.3574 | -1061927.8935 | -1158613.7852 | -1228692.5083 | -1354816.6187 | -1473524.3182 | -1584157.8876 | -1714683.9822 | -1721185.2559 | -1689260.2978 | -1688553.6098 | -1696784.9162 | -1688868.7701 | -1696163.7965 | -1566598.5693
P5 | -218572.1299 | -1756286.8057 | -1756635.1195 | -1941200.0975 | -1899128.3008 | -2058005.8206 | -2145494.091 | -2088998.3206 | -2242053.0117 | -2209035.405 | -2167050.2102 | -2161459.8432 | -2142342.0254 | -2171654.8506 | -2180040.0763 | -1963004.7837
P95 | -21159.331 | -428437.7283 | -243345.4998 | -385698.243 | -475099.6069 | -710580.4716 | -860085.3914 | -983893.1895 | -796619.7683 | -1215967.6891 | -1000272.5537 | -1052608.7099 | -1117878.9674 | -993971.0971 | -1276023.7259 | -1164845.1063
IRP 2018 Spion Kop
NETPOS - Net Position (MWh)
MEAN | 57023.5085 | 56871.7943 | 56600.7363 | 56367.5581 | 56811.5315 | 56795.2876 | 56742.5143 | 56561.8407 | 56674.7468 | 57387.1285 | 56483.8614 | 56841.102 | 56737.79 | 56658.457 | 56498.2291 | 56659.2782 | 56523.1747 | 56846.7713 | 56872.3257 | 56541.4309
P5 | 50694.7191 | 52221.7873 | 50791.3694 | 51555.6697 | 51966.1964 | 51476.7202 | 51639.2294 | 50643.1307 | 51868.6295 | 52335.4206 | 51598.9908 | 51547.1802 | 51056.2584 | 50380.1117 | 52035.6097 | 50512.315 | 51249.8178 | 51790.3345 | 51729.1499 | 51632.9838
P95 | 62567.8728 | 61951.6965 | 61441.6931 | 62211.8443 | 62001.1434 | 62915.754 | 61545.5689 | 62515.9322 | 61452.2815 | 63467.3985 | 61353.215 | 61423.34 | 62669.9413 | 61384.3558 | 60782.9753 | 62470.8749 | 61377.7461 | 61845.9986 | 61313.1974 | 62470.149
NETREVENUE - Net Revenue $
MEAN | 612175.0406 | 780896.9669 | 792227.2819 | 747030.4648 | 722067.215 | 663864.7386 | 611064.9762 | 558256.3101 | 503472.5745 | 516872.6829 | 510645.9581 | 516009.082 | 510740.5221 | 515603.5436 | 504854.3168 | 510933.8459 | 509711.9913 | 508937.5402 | 508355.9459 | 504170.4084
P5 | 373108.3779 | 505699.4737 | 485529.2985 | 422950.2516 | 427462.6136 | 421448.9595 | 352823.7115 | 341014.5979 | 319298.8732 | 335509.5107 | 314590.3209 | 295375.5394 | 341374.1091 | 320259.1225 | 320080.8865 | 320784.276 | 332877.6308 | 341288.0615 | 346477.7141 | 309796.8153
P95 | 821479.6327 | 1079792.3749 | 1142576.6983 | 1127931.2651 | 1104314.4455 | 929871.504 | 851915.3001 | 885940.5549 | 845489.48 | 775110.9441 | 795221.4693 | 710849.827 | 735603.5893 | 853387.2347 | 723767.5167 | 743010.4176 | 734355.3048 | 728947.6895 | 732969.2147 | 738800.1251
IRP 2018 Stillwater Wind
NETPOS - Net Position (MWh)
MEAN | 123818.6135 | 123522.0486 | 123796.9478 | 122887.2311 | 123865.983 | 124281.2988 | 123925.5593 | 123608.5632 | 123230.7651 | 124915.7564 | 123911.9455 | 124215.5824 | 123689.3976 | 123484.5558 | 123103.0339 | 124144.1562 | 123929.6712 | 124310.9697 | 123692.4848 | 123855.5789
P5 | 111398.4856 | 112768.0202 | 111190.6722 | 111935.3277 | 110813.7605 | 112638.8656 | 111157.832 | 110812.9844 | 112847.5302 | 113589.5184 | 111718.5927 | 114554.2075 | 109804.106 | 112030.797 | 112533.2917 | 112685.8751 | 111041.3043 | 112046.8424 | 113127.1639 | 112144.2507
P95 | 135699.7127 | 134503.8501 | 134657.8424 | 136274.546 | 136228.0607 | 135228.7047 | 135366.9452 | 137214.5618 | 136294.0218 | 136746.7875 | 133144.9445 | 134718.7218 | 137410.9854 | 135293.5767 | 133990.3661 | 137058.3326 | 133906.2095 | 133831.764 | 136062.5639 | 135585.7197
NETREVENUE - Net Revenue $
MEAN | -3371024.8516 | -3004473.1374 | -2965738.0168 | -3045111.1953 | -3130687.9344 | -3264627.0826 | -3369158.9741 | -3483497.5811 | -3593816.1857 | -3617369.8851 | -3590011.37 | -3613618.1355 | -3595592.4952 | -3586273.2819 | -3585217.7305 | -3606272.8363 | -3613842.1746 | -3627603.9722 | -3620015.0122 | -3621354.3828
P5 | -3915469.1616 | -3692267.354 | -3666533.4147 | -3909399.1431 | -3820461.9297 | -3992219.733 | -3913654.8844 | -4067963.0094 | -4205762.1964 | -4165400.606 | -4188881.7612 | -4134906.1103 | -4187676.6063 | -4129085.5485 | -4116526.1884 | -4146279.4504 | -4223876.1439 | -4238602.8839 | -4128175.2116 | -4239754.514
P95 | -2751132.2362 | -2338880.608 | -2183938.0156 | -2442669.3552 | -2346881.5218 | -2653807.5072 | -2700339.5941 | -2870465.5042 | -2983738.3098 | -3015415.1984 | -2955331.0485 | -3039627.1559 | -3058762.3409 | -2898914.2461 | -2957223.0949 | -3131341.2943 | -3065546.5762 | -2992628.3443 | -3095611.996 | -3069157.5782
IRP 2018 Two Dot Wind
NETPOS - Net Position (MWh)
MEAN | 13258.9771 | 13272.3695 | 13152.4709 | 13123.7231 | 13214.1583 | 13235.2413 | 13205.8141 | 13160.2477 | 13192.1233 | 13354.8358 | 13140.1415 | 13233.6867 | 13207.1782 | 13203.7113 | 13165.9204 | 13183.2677 | 13168.8033 | 13249.2877 | 13257.6555 | 13149.2768
P5 | 11707.1131 | 11922.7665 | 11662.1987 | 11635.3586 | 11977.3988 | 11942.2221 | 11816.4171 | 11756.4138 | 11873.7457 | 12021.6168 | 11795.4909 | 11836.6662 | 11765.7377 | 11743.6924 | 11971.4808 | 11720.1195 | 11895.8753 | 11767.5303 | 11810.7938 | 12015.089
P95 | 14704.6592 | 14572.6248 | 14511.8797 | 14532.1462 | 14688.5697 | 14723.6433 | 14466.3145 | 14719.3047 | 14526.3055 | 14656.9835 | 14470.5048 | 14615.5278 | 14860.7511 | 14498.1688 | 14376.2109 | 14602.5657 | 14651.4495 | 14548.4944 | 14532.1016 | 14641.5831
NETREVENUE - Net Revenue $
MEAN | 139579.4838 | 176438.259 | 177902.3746 | 168999.6561 | 163318.1338 | 150430.1043 | 137582.89 | 125134.6421 | 112833.7004 | 115575.6915 | 114419.6152 | 115558.7203 | 114215.8707 | 115495.9301 | 112303.0837 | 114174.1488 | 113669.1275 | 113790.0086 | 113383.2323 | 112315.6958
P5 | 83537.3623 | 111943.1426 | 109970.0246 | 96873.3761 | 94353.8672 | 97499.1609 | 74967.188 | 75465.1069 | 71576.6963 | 75465.6903 | 69320.016 | 66781.7526 | 76623.0874 | 67756.5723 | 68315.0739 | 70384.5828 | 72399.5125 | 76287.1169 | 76398.7967 | 67993.0585
P95 | 189470.4212 | 246595.862 | 258740.0848 | 253818.123 | 249760.297 | 213852.2524 | 194569.2996 | 201028.3456 | 189269.83 | 175334.59 | 171354.7602 | 163311.7409 | 172053.7245 | 192469.9424 | 158707.2264 | 166576.4386 | 167586.1933 | 163733.7939 | 167512.5319 | 168331.0257
IRP_2018 Black Eagle Solar
NETPOS - Net Position (MWh)
MEAN | 1017.1605 | 1056.4444 | 1004.1249 | 1028.2 | 1029.1918 | 1030.6745 | 1035.5178 | 1026.4393 | 1018.5569 | 1039.4766 | 1023.92 | 1008.2179 | 1033.3788 | 1013.2983 | 1015.5887 | 1026.4704 | 1017.556 | 1029.2687 | 1016.4969 | 1005.1507
P5 | 538.4799 | 495.7383 | 494.1108 | 542.669 | 516.8781 | 495.3681 | 539.5307 | 483.3236 | 563.1026 | 556.2309 | 526.3593 | 508.0401 | 468.6661 | 526.3095 | 465.8316 | 537.3812 | 484.1399 | 548.2202 | 530.2124 | 553.0602
P95 | 1555.5427 | 1633.6542 | 1567.62 | 1683.6241 | 1599.1391 | 1654.0351 | 1606.5586 | 1550.2172 | 1625.8294 | 1630.8778 | 1627.9629 | 1609.8574 | 1676.5613 | 1617.2337 | 1596.6189 | 1636.5267 | 1614.9113 | 1608.3819 | 1569.7038 | 1569.1019
NETREVENUE - Net Revenue $
MEAN | -52465.896 | -55182.1001 | -51487.3394 | -53146.0038 | -53313.2519 | -54173.1758 | -55509.0888 | -55767.0914 | -55744.7712 | -56910.7541 | -55842.2455 | -54925.2608 | -56483.5047 | -55146.7386 | -55664.1929 | -56081.2427 | -55727.8528 | -56707.8827 | -55935.8418 | -54992.6672
P5 | -83620.8465 | -85793.2769 | -81122.7045 | -86656.2123 | -84825.9842 | -84689.8017 | -84249.437 | -86394.8745 | -87591.2742 | -90317.2193 | -88341.2755 | -88210.0317 | -90287.3693 | -89237.3515 | -87793.5641 | -89020.3042 | -88251.861 | -86647.0115 | -86642.1424 | -87507.5385
P95 | -26561.4309 | -25894.1485 | -25676.8623 | -26460.8491 | -24566.5295 | -25867.1817 | -27021.6811 | -27150.5796 | -31086.2741 | -27144.7583 | -28280.4071 | -25774.7398 | -26427.2393 | -27476.42 | -24514.1204 | -29142.5977 | -25078.0867 | -29467.9884 | -27422.1288 | -27423.2739
IRP_2018 Energy of Utah MTSUN
NETPOS - Net Position (MWh)
MEAN | 1130.1139 | 32512.6893 | 31839.8533 | 32261.1348 | 32285.3019 | 32393.1403 | 32443.1102 | 32473.4863 | 31607.9268 | 32401.0371 | 32230.486 | 32454.5568 | 32440.219 | 31622.6276 | 32402.088 | 31230.6743
P5 | 719.792 | 12594.7723 | 11921.7237 | 12668.3897 | 12787.8159 | 11968.7295 | 11696.1303 | 12000.7951 | 13230.1173 | 12122.4238 | 11730.1919 | 13156.16 | 12139.1472 | 12561.7769 | 11732.4816 | 12024.5452
P95 | 1773.8283 | 51787.1285 | 50509.8106 | 51435.4798 | 51209.4109 | 51186.9121 | 50759.5116 | 51965.6743 | 50118.5434 | 50936.6111 | 51392.378 | 51180.6066 | 51825.2896 | 49915.3709 | 52072.2977 | 50386.4128
NETREVENUE - Net Revenue $
MEAN | -5094.6886 | -386851.5328 | -347490.9602 | -360284.1901 | -366495.6493 | -393664.9309 | -429344.7809 | -459236.1482 | -457258.9569 | -462970.5332 | -455716.7792 | -461658.0323 | -464712.4545 | -441719.5253 | -467701.5014 | -455907.0292
P5 | -13254.1409 | -720904.3526 | -627738.7987 | -666303.6697 | -640178.7684 | -720646.1149 | -768168.8166 | -846699.9678 | -779356.5503 | -788697.6501 | -792974.1396 | -781192.3052 | -758867.5322 | -819285.8277 | -831929.5635 | -797314.0123
P95 | 1745.9242 | -120537.8898 | -95900.0089 | -136295.6113 | -134544.3975 | -93743.3457 | -157174.5178 | -127085.694 | -184057.5315 | -148903.6137 | -144057.9312 | -128375.5216 | -138757.4695 | -161625.073 | -152651.4412 | -174974.3085
IRP_2018 Great Divide Solar
NETPOS - Net Position (MWh)
MEAN | 1189.3888 | 1215.8257 | 1180.3167 | 1198.0359 | 1192.7161 | 1191.2931 | 1207.6291 | 1202.5966 | 1172.366 | 1198.3464 | 1187.4584 | 1184.9773 | 1200.9584 | 1168.1279 | 1199.505 | 1190.8469 | 1192.8332 | 1191.9452 | 1199.7043 | 1166.0776
P5 | 415.3305 | 433.418 | 372.4205 | 434.1513 | 452.0065 | 373.8991 | 427.873 | 412.1943 | 394.8089 | 430.7449 | 439.7345 | 440.5726 | 455.2274 | 416.6631 | 436.8905 | 452.2069 | 441.2924 | 463.1757 | 454.3657 | 376.4773
P95 | 1823.7962 | 1860.6793 | 1791.8782 | 1784.0965 | 1839.3236 | 1796.4573 | 1808.8427 | 1864.7408 | 1751.2877 | 1816.592 | 1791.6594 | 1799.569 | 1820.4234 | 1743.9686 | 1806.6102 | 1790.82 | 1799.2625 | 1810.0779 | 1801.0617 | 1786.4725
NETREVENUE - Net Revenue $
MEAN | -61653.5381 | -63605.6551 | -60554.4294 | -61729.9432 | -61747.9044 | -62756.3348 | -64769.8097 | -65661.3113 | -64291.6623 | -65819.6798 | -65005.3345 | -64824.2959 | -65826.3183 | -63701.1546 | -65937.9027 | -65061.1288 | -65710.7797 | -65960.5542 | -66454.7221 | -64331.3143
P5 | -93331.9341 | -97912.4021 | -93150.2401 | -94869.3944 | -93655.2673 | -96530.8022 | -96835.3292 | -100803.6458 | -95761.1637 | -99188.4453 | -98382.1239 | -97024.2039 | -96882.6149 | -95636.9083 | -100549.5065 | -97775.2752 | -101871.2246 | -100352.9999 | -98797.8744 | -99297.6815
P95 | -20455.1795 | -21273.6365 | -18856.4551 | -23925.8557 | -25034.3763 | -19996.9292 | -24161.925 | -21501.881 | -22250.395 | -23683.1843 | -25986.4365 | -22927.9333 | -24529.1162 | -22999.4737 | -25027.1582 | -24675.5617 | -23741.8077 | -25887.8567 | -23570.8266 | -21471.0267
IRP_2018 Green Meadow Solar
NETPOS - Net Position (MWh)
MEAN | 1135.163 | 1141.392 | 1118.9721 | 1140.6501 | 1131.3738 | 1133.7641 | 1139.6622 | 1136.3775 | 1110.5004 | 1141.6768 | 1125.6142 | 1133.8276 | 1141.2376 | 1115.0929 | 1135.5891 | 1131.3273 | 1123.5081 | 1143.1083 | 1137.4772 | 1109.7703
P5 | 493.5523 | 477.0401 | 429.4043 | 503.3573 | 528.203 | 483.5779 | 496.8079 | 479.9006 | 488.5298 | 454.5774 | 461.772 | 538.7102 | 486.8252 | 465.4316 | 480.2736 | 523.5873 | 442.6015 | 485.4672 | 517.47 | 444.8166
P95 | 1957.7568 | 1938.8487 | 1881.4466 | 1832.0354 | 1927.6315 | 1873.3979 | 1842.6835 | 1890.2187 | 1859.973 | 1890.1732 | 1863.4933 | 1844.4626 | 1908.713 | 1870.6648 | 1945.4267 | 1882.8411 | 1905.7223 | 1894.5014 | 1887.5732 | 1879.1723
NETREVENUE - Net Revenue $
MEAN | -59061.8348 | -60200.647 | -57828.375 | -59589.6375 | -59541.6476 | -60618.8913 | -62230.2427 | -63119.4271 | -62022.3001 | -63792.0604 | -62736.5792 | -63313.6844 | -63893.8178 | -62126.7903 | -63592.1345 | -63199.0342 | -63104.5859 | -64470.7202 | -64167.6763 | -62450.4634
P5 | -99281.9709 | -103694.0843 | -99035.6465 | -98283.0008 | -99585.632 | -101508.7325 | -105129.4944 | -106553.3746 | -103475.6596 | -109888.556 | -105007.5969 | -105196.8256 | -108715.4868 | -105718.9302 | -111467.3745 | -105689.7529 | -108679.8766 | -106920.0661 | -107541.873 | -107640.8046
P95 | -23024.7139 | -24599.3929 | -22625.4978 | -26048.2923 | -25741.6639 | -25162.7719 | -26534.2627 | -25219.8485 | -26159.1024 | -25112.9649 | -26177.7965 | -28213.6362 | -26133.8173 | -24947.4444 | -26019.2433 | -30390.2131 | -23551.5622 | -26659.5976 | -28000.6569 | -23634.7425
IRP_2018 Magpie Solar
NETPOS - Net Position (MWh)
MEAN | 1146.2447 | 1150.5279 | 1125.5477 | 1151.5085 | 1147.8843 | 1142.3333 | 1144.1867 | 1141.5094 | 1124.3887 | 1145.1851 | 1139.8579 | 1142.5544 | 1150.9747 | 1111.7255 | 1154.7713 | 1149.261 | 1150.2217 | 1148.2095 | 1140.7389 | 1112.0374
P5 | 514.1154 | 466.0756 | 426.378 | 447.8319 | 482.1912 | 443.3545 | 427.9723 | 492.2005 | 466.9505 | 465.7616 | 428.1705 | 487.258 | 390.6768 | 484.1235 | 475.6762 | 450.2994 | 443.0241 | 496.7266 | 484.2536 | 455.4123
P95 | 1806.1792 | 1820.2447 | 1763.5111 | 1816.029 | 1836.4018 | 1792.0552 | 1773.473 | 1806.4781 | 1797.8772 | 1792.5368 | 1823.6465 | 1793.0817 | 1837.8327 | 1752.2374 | 1846.4919 | 1787.1772 | 1829.0267 | 1824.6435 | 1771.9638 | 1767.0381
NETREVENUE - Net Revenue $
MEAN | -59270.4306 | -60472.7408 | -58163.3613 | -59837.3202 | -60111.713 | -60783.6982 | -62165.3064 | -62972.9814 | -62503.1804 | -63499.6904 | -63032.5304 | -63321.8232 | -63961.2509 | -61440.2812 | -64298.611 | -63726.5458 | -64133.5385 | -64361.5116 | -63906.6047 | -62091.627
P5 | -94431.5329 | -98115.428 | -96824.2393 | -93904.8341 | -94752.2182 | -98490.5609 | -100342.4971 | -101980.4746 | -101535.5678 | -100993.0528 | -100483.5345 | -101407.2517 | -105055.9607 | -100647.9914 | -106759.1965 | -101121.2291 | -105936.9088 | -103984.2645 | -103356.5664 | -103234.0486
P95 | -26273.7603 | -24379.8425 | -23287.7212 | -23138.7009 | -25576.0298 | -21415.3052 | -22300.2324 | -26614.7588 | -24329.6779 | -24922.5747 | -23252.5434 | -26050.0968 | -21447.5608 | -24891.1125 | -25805.8656 | -24145.9986 | -22064.2586 | -25420.1831 | -26794.9936 | -24556.6905
IRP_2018 River Bend Solar
NETPOS - Net Position (MWh)
MEAN | 652.5065 | 672.6146 | 639.0379 | 657.4812 | 665.4992 | 656.9057 | 664.7827 | 656.188 | 640.3678 | 663.7979 | 655.9269 | 655.8175 | 664.1093 | 648.2386 | 667.5595 | 660.1231 | 650.6556 | 659.8907 | 661.6463 | 635.3836
P5 | 320.3513 | 291.6117 | 331.8807 | 298.2107 | 350.7433 | 301.2842 | 285.3093 | 321.3229 | 317.3209 | 316.6402 | 332.2409 | 320.7801 | 347.1442 | 316.1665 | 326.4494 | 326.7254 | 296.6579 | 336.1746 | 348.9076 | 296.311
P95 | 977.1796 | 1023.7841 | 940.6919 | 975.4874 | 999.2902 | 1004.8196 | 1007.5554 | 995.6158 | 946.3354 | 1003.6775 | 989.4692 | 974.3022 | 985.2085 | 960.3321 | 1000.2907 | 978.8666 | 969.2666 | 985.3559 | 972.3092 | 958.7792
NETREVENUE - Net Revenue $
MEAN | -33291.8816 | -35130.7993 | -32649.1417 | -33793.6875 | -34392.4873 | -34417.9938 | -35624.4595 | -35755.8081 | -35046.7936 | -36358.7851 | -35746.9669 | -35743.2447 | -36340.0201 | -35272.3407 | -36598.3013 | -36053.4291 | -35643.4897 | -36376.9389 | -36583.7602 | -34917.1381
P5 | -50852.1772 | -53609.2777 | -49294.6268 | -49217.3169 | -52005.6419 | -52008.5676 | -54047.313 | -53949.1794 | -52759.6144 | -55620.9876 | -53213.6452 | -52938.9848 | -52656.4472 | -52637.1706 | -56029.6792 | -54121.5062 | -54168.1508 | -53949.5292 | -53795.9159 | -52931.202
P95 | -15888.0844 | -15326.5992 | -16148.7794 | -15446.9503 | -17608.5409 | -14246.1619 | -14609.3194 | -17388.7041 | -17520.6434 | -16722.4622 | -18627.2591 | -17145.9691 | -19170.0695 | -16765.1559 | -17482.9628 | -17558.3344 | -15258.4473 | -16794.3171 | -18433.8682 | -15812.9082
IRP_2018 South Mills Solar
NETPOS - Net Position (MWh)
MEAN | 1007.9819 | 1021.6026 | 975.6705 | 1004.5178 | 1001.5106 | 1006.3299 | 1016.3759 | 1015.4603 | 981.0173 | 1006.3419 | 992.5226 | 1008.671 | 1004.5362 | 987.6617 | 997.4904 | 999.5294 | 994.7323 | 1003.0352 | 1015.3734 | 976.1221
P5 | 442.8412 | 380.0104 | 395.1268 | 425.2491 | 425.2565 | 396.9287 | 385.2515 | 370.5469 | 408.5973 | 374.3479 | 429.4941 | 432.4705 | 420.3202 | 402.2888 | 434.4507 | 413.5188 | 365.9863 | 395.929 | 448.4351 | 399.7992
P95 | 1653.615 | 1658.5146 | 1594.7979 | 1626.8519 | 1613.4987 | 1670.9485 | 1695.7824 | 1669.2573 | 1618.5132 | 1626.6437 | 1651.5314 | 1628.0131 | 1631.6514 | 1603.09 | 1640.9246 | 1632.5206 | 1632.1486 | 1649.8859 | 1649.0897 | 1610.5692
NETREVENUE - Net Revenue $
MEAN | -51277.8403 | -52885.4282 | -49407.0051 | -51102.5322 | -51150.3416 | -52201.2498 | -53849.0511 | -54507.1276 | -52938.9471 | -54171.565 | -53166.4721 | -54185.6326 | -54029.7797 | -52784.1471 | -53711.2602 | -53658.356 | -53630.9433 | -54229.3171 | -54980.9106 | -52641.3371
P5 | -87304.0395 | -87022.7564 | -84317.6 | -83606.8493 | -84845.8949 | -87079.2492 | -93960.1618 | -92577.7241 | -88951.033 | -88431.318 | -89710.2035 | -90503.5394 | -88322.2333 | -88019.6164 | -89074.9516 | -90519.461 | -90389.0774 | -89771.7047 | -90686.2276 | -89137.593
P95 | -21300.7491 | -19407.863 | -18857.0865 | -20989.8423 | -21060.7791 | -17844.9752 | -18705.883 | -19179.9549 | -21444.9124 | -19890.4089 | -22152.9016 | -22213.2509 | -22492.0207 | -20901.1666 | -22190.0721 | -21510.21 | -17536.4223 | -20823.2454 | -22902.3369 | -20300.5059
Wind Asset - Total
NETPOS - Net Position (MWh)
MEAN | 557830.5073 | 803965.3914 | 800104.0921 | 1142578.3362 | 1149970.4389 | 1149382.0721 | 1150282.1622 | 1148465.9736 | 950359.8773 | 960380.799 | 950329.5457 | 952605.9192 | 953645.5092 | 950235.7766 | 949105.8702 | 919906.5745 | 776446.1249 | 752956.5056 | 740075.2098 | 738084.2277
P5 | 508851.2288 | 750623.26 | 730209.1686 | 1062030.4674 | 1067346.0237 | 1073493.8414 | 1072298.6763 | 1062876.3845 | 878023.6502 | 899029.1869 | 882678.1877 | 886465.7633 | 889959.5831 | 891390.0296 | 897777.6565 | 853887.4461 | 720574.7052 | 700619.6103 | 685573.9672 | 691779.6619
P95 | 599883.272 | 860901.8022 | 859469.5645 | 1216682.666 | 1236012.244 | 1233094.4051 | 1227835.6321 | 1233832.47 | 1028674.7171 | 1028055.7789 | 1008717.3196 | 1020534.5258 | 1021970.4916 | 1022870.6082 | 1005391.6395 | 990915.0509 | 827029.9552 | 808816.4907 | 797103.4326 | 793159.4647
NETREVENUE - Net Revenue $
MEAN | -11840432.1393 | -14142130.7829 | -13807545.647 | -10000163.6182 | -10625383.9874 | -11778343.0501 | -12842417.822 | -13834300.5651 | -12381459.0375 | -12425553.4097 | -12247758.6461 | -12312929.2031 | -12340718.4132 | -12267158.2133 | -12329291.4101 | -11509418.2318 | -9486922.4494 | -7866776.553 | -7112968.8003 | -7104862.772
P5 | -14072497.1482 | -18219815.4478 | -18163804.5158 | -16765511.6754 | -16228569.8741 | -17537862.1364 | -18314495.1084 | -18310346.1425 | -16182469.8254 | -15679323.544 | -15715615.6952 | -15750910.6022 | -15644612.3808 | -15352784.2487 | -15991168.8421 | -14406915.9799 | -12197017.072 | -10476944.3882 | -9322858.4516 | -9681902.3351
P95 | -9718642.4797 | -9963399.5639 | -8890160.3247 | -3326015.1646 | -4253877.2364 | -6351645.9155 | -7377800.3312 | -8079917.0388 | -6650531.2376 | -8533314.8123 | -7481330.3165 | -7870305.7669 | -8599730.7782 | -7823676.22 | -8883949.0452 | -8496378.7514 | -6685204.9794 | -5008228.8721 | -4207797.3219 | -4525268.2194
Total
Total - Total
Total - Total - Total
CAPACITYFACTOR - Net Generation Capacity Factor
MEAN | 0.40747 | 0.44881 | 0.44076 | 0.40479 | 0.36 | 0.3185 | 0.24478 | 0.21687 | 0.19727 | 0.19362 | 0.15987 | 0.15286 | 0.14909 | 0.14675 | 0.14298 | 0.14339 | 0.14083 | 0.13547 | 0.13078 | 0.12325
P5 | 0.37164 | 0.39747 | 0.3832 | 0.34082 | 0.29739 | 0.25624 | 0.18422 | 0.17186 | 0.15573 | 0.16202 | 0.12582 | 0.12163 | 0.1185 | 0.11171 | 0.11275 | 0.11058 | 0.11232 | 0.11095 | 0.1096 | 0.098342
P95 | 0.44012 | 0.49178 | 0.48457 | 0.46119 | 0.42688 | 0.37135 | 0.30042 | 0.27777 | 0.25927 | 0.23647 | 0.20614 | 0.18859 | 0.18471 | 0.18545 | 0.1794 | 0.1742 | 0.17206 | 0.16159 | 0.15539 | 0.14909
CO2EMISSIONS - CO2 Emissions
MEAN | 254244.8377 | 648904.9973 | 653318.864 | 658976.675 | 735915.922 | 758882.4178 | 712149.6697 | 660256.2376 | 624754.7573 | 610046.0635 | 332280.2917 | 320346.3843 | 319329.6709 | 313489.4767 | 300336.3201 | 309525.7879 | 305079.2331 | 288574.3173 | 284627.9133 | 266684.3574
P5 | 173844.6806 | 521187.224 | 521365.8295 | 509862.9741 | 562159.5426 | 586258.9308 | 518249.542 | 511471.9352 | 480344.166 | 496804.6148 | 214941.7258 | 212955.4513 | 210406.3785 | 184853.9505 | 184447.5295 | 194151.0697 | 204183.9463 | 196790.867 | 204491.1995 | 168039.589
P95 | 321862.3916 | 741922.0753 | 754264.5404 | 803305.8716 | 914731.3183 | 902375.196 | 888010.4195 | 852784.3834 | 831241.9155 | 756769.4955 | 484503.156 | 455792.6852 | 455505.8975 | 455069.3455 | 426304.235 | 408580.993 | 413666.641 | 386844.343 | 372273.3035 | 360708.1432
FUELCONSUMED - Fuel Consumed
MEAN | 5381906.096 | 6280788.5449 | 6301327.9627 | 7261874.7065 | 8433829.0123 | 8694796.3496 | 8152721.3341 | 7473883.49 | 6801121.8929 | 6712426.1676 | 6946181.4994 | 6952379.075 | 6826946.7888 | 6746417.5737 | 6727623.6365 | 6672086.4298 | 6584454.8915 | 6520841.3439 | 6275945.3621 | 6021553.1087
P5 | 4605529.1526 | 5071857.3881 | 5033168.4007 | 5641222.9592 | 6456828.4378 | 6661421.6948 | 5840166.2308 | 5677014.6192 | 5129258.0381 | 5402995.012 | 5591891.4345 | 5647576.148 | 5548227.884 | 5281834.0005 | 5421166.9861 | 5299329.0959 | 5345155.1182 | 5457358.2199 | 5350386.2849 | 4912372.9649
P95 | 6080507.3465 | 7170651.6171 | 7289045.7622 | 8778707.7688 | 10538249.0343 | 10455101.5589 | 10318067.4341 | 9851922.3618 | 9282683.9006 | 8470165.9413 | 8727841.7988 | 8477569.8492 | 8336337.062 | 8306348.0906 | 8299504.9335 | 7973600.6612 | 7877182.038 | 7669183.9091 | 7329157.2057 | 7156255.9637
FUELCOST - Fuel Cost
MEAN | 5497481.8511 | 6244289.5901 | 6581203.7388 | 9365090.3276 | 11302120.5534 | 12064919.5723 | 11912708.5104 | 11134951.8405 | 10145129.3992 | 10184828.4295 | 10890667.9982 | 10988949.5781 | 11128428.7944 | 11268206.2751 | 11323515.5817 | 11570911.6134 | 11583344.7825 | 11576034.1732 | 11423896.6517 | 11147142.9891
P5 | 4479197.3069 | 4779830.99 | 4994578.7916 | 6151419.1795 | 7255924.5456 | 7718600.8476 | 6945853.7081 | 7243564.1797 | 6469078.9143 | 7311018.7088 | 7524626.4337 | 7844608.5028 | 8014713.3951 | 7522712.3833 | 7824569.3645 | 7973230.4357 | 8358179.4975 | 8568565.3288 | 8758976.4182 | 7957582.5971
P95 | 6543767.0676 | 7542476.3881 | 8041511.6224 | 12993862.1112 | 16468773.8149 | 16429810.2303 | 17365676.0681 | 18494289.8804 | 17036442.7903 | 14730460.9211 | 15922044.7337 | 15444232.6568 | 15410831.98 | 16777918.3914 | 15840439.6185 | 15379469.2551 | 15799303.2531 | 15157767.3419 | 14744327.0352 | 14585199.2314
NETPOS - Net Position (MWh)
MEAN | 3720.0629 | 330152.837 | 329176.617 | 786982.9886 | 911553.4915 | 892926.3576 | 634359.4323 | 543895.3864 | 252083.5702 | 230876.2096 | 54478.5793 | 45394.7892 | 31695.9012 | 7162.3976 | -21700.193 | -89706.0474 | -254489.2184 | -294225.2131 | -372911.9789 | -420756.6128
P5 | -129149.2962 | 197103.2507 | 173604.4449 | 583841.9198 | 617414.3805 | 659135.8894 | 384935.8061 | 328943.0963 | 41098.0189 | 77696.3534 | -126280.0703 | -142168.544 | -137396.0151 | -160426.3752 | -188716.0764 | -254697.1524 | -410089.177 | -459965.9285 | -522255.4881 | -549886.2423
P95 | 128920.3363 | 451019.6636 | 491850.1527 | 1020416.6057 | 1164971.8797 | 1138473.046 | 877490.6287 | 825762.4164 | 493093.622 | 417126.3115 | 248464.6246 | 205962.7473 | 220302.0693 | 218268.4656 | 149510.3148 | 87238.9484 | -100379.8783 | -146640.5085 | -251168.7491 | -275568.1199
NETREVENUE - Net Revenue $
MEAN | -207148677.7805 | -207027505.2072 | -205503491.081 | -202048051.5766 | -206194540.6592 | -202048818.319 | -196446764.5638 | -198054896.9556 | -196136079.3823 | -197755734.7693 | -176759103.6394 | -177791557.9805 | -177900970.0411 | -176494301.9094 | -177450513.6904 | -178200796.6528 | -177798559.793 | -176220567.4642 | -175461708.4835 | -176123352.3039
P5 | -209579195.0892 | -209015511.5298 | -207616423.0014 | -205949020.1996 | -210125257.2205 | -205120457.8394 | -199324421.8425 | -200994109.1139 | -198097490.0289 | -199561368.3206 | -178571398.4397 | -179686577.5831 | -179865223.4592 | -178564339.6459 | -179550773.3324 | -180761052.5386 | -179881430.0509 | -178887996.2556 | -178323562.0178 | -179378916.8476
P95 | -204917056.7532 | -204960364.4966 | -203083083.2005 | -197388381.8688 | -201342975.2619 | -198014531.3048 | -192889383.1598 | -194935125.4026 | -193866498.9838 | -196002308.1298 | -175080771.5239 | -176256565.4298 | -175865915.8741 | -174907441.0232 | -175391317.4984 | -176277694.8858 | -175728529.4981 | -174144423.8873 | -172584355.0804 | -173485256.2429
STARTS - Number Starts
MEAN | 2256.9 | 2165.2 | 2142.88 | 2932.32 | 4130.1 | 4517.44 | 5688.07 | 5302.36 | 4300.85 | 4564.12 | 4823.16 | 4445.97 | 4745.24 | 4726.46 | 4381.49 | 4521.64 | 4454.32 | 4067.64 | 4094.63 | 3848.37
P5 | 2073.5 | 2013.5 | 1997 | 2477 | 3394 | 3539 | 4628.5 | 4045 | 3183.5 | 3703.5 | 3691 | 3430 | 3934 | 3672.5 | 3314 | 3321.5 | 3595.5 | 3105 | 3350.5 | 3005.5
P95 | 2408.5 | 2311.5 | 2310.5 | 3357 | 5011 | 5195 | 6748.5 | 6495 | 5347.5 | 5487 | 6110 | 5426.5 | 5715 | 5746 | 5708.5 | 5592 | 5266 | 4848.5 | 4963 | 4710.5
VOMCOSTS - VOM Costs
MEAN | 1635540.9288 | 1910095.9258 | 1942547.542 | 1738027.6715 | 1823423.2334 | 1873789.6165 | 1875717.0897 | 1765020.7591 | 1701574.3237 | 1723779.5977 | 1803014.0701 | 1846744.1994 | 1829365.4261 | 1841274.9466 | 1885002.3771 | 1906636.0724 | 1914893.4755 | 1975043.4298 | 1935742.6439 | 1913918.9484
P5 | 1348707.7274 | 1518436.8853 | 1520267.1335 | 1260956.3063 | 1345687.3537 | 1402853.1118 | 1305372.9141 | 1332098.2084 | 1255965.3929 | 1363507.6763 | 1402345.3154 | 1454079.5689 | 1464562.5648 | 1410803.4014 | 1472636.6771 | 1485891.2466 | 1523226.9665 | 1597754.6697 | 1600830.741 | 1507093.8606
P95 | 1905160.7228 | 2213974.1349 | 2280056.3933 | 2188372.1152 | 2321628.9185 | 2272402.4426 | 2448800.8076 | 2373734.9271 | 2349327.4289 | 2176898.5586 | 2313815.7209 | 2308380.7004 | 2292090.0145 | 2319907.3189 | 2368312.5186 | 2268007.1101 | 2349236.9138 | 2361791.1638 | 2289186.5699 | 2301775.1853

## Solar
Books | Montana
Study Portfolios | 2019.01.23 IRP Base - Forced Solar - IRP Planning MAIN load dispatch v7 Forced Solar
Date Intervals | Annual
Peak Period Label | Light Load
Value | Column Labels
Row Labels | 2019-01 | 2020-01 | 2021-01 | 2022-01 | 2023-01 | 2024-01 | 2025-01 | 2026-01 | 2027-01 | 2028-01 | 2029-01 | 2030-01 | 2031-01 | 2032-01 | 2033-01 | 2034-01 | 2035-01 | 2036-01 | 2037-01 | 2038-01
Ancillary Reserve
2018 IRP Anc Req v6 with candidate assets
15010: New 2022JAN 18V50DF_NG_B #1
NETREVENUE - Net Revenue $
MEAN | -21807.4922 | -96349.3028 | -71815.5037 | -18805.1061 | -13948.6314 | -4900.5895 | -351401.7892 | -302833.9889 | -148631.3214 | -176124.4152 | -197003.435 | -194313.9479 | -202230.0998 | -205545.9163 | -197086.8922 | -217008.2963 | -146181.1713 | -131270.0823 | -128482.9194 | -113802.6411
P5 | -54974.3883 | -142749.9002 | -105790.469 | -37675.0981 | -34033.0779 | -17062.5556 | -579432.2018 | -549124.9953 | -286480.9145 | -301290.4118 | -337449.6646 | -301452.335 | -299424.5005 | -311553.7301 | -321007.6851 | -312353.7884 | -235469.6007 | -198664.0589 | -186092.3536 | -173147.5064
P95 | -5860.4226 | -59042.8655 | -37917.97 | -6469.1447 | -3937.6549 | -212.9041 | -159762.2692 | -147649.8056 | -57154.5007 | -94546.1423 | -95819.2022 | -96839.2671 | -100441.6344 | -99533.7933 | -99733.2626 | -109553.6121 | -85678.5882 | -70552.0293 | -72659.4872 | -61665.7987
2018 IRP Anc Req v6 with candidate assets - Total
NETREVENUE - Net Revenue $
MEAN | -312083.1794 | -541592.3107 | -556495.7662 | -338733.4759 | -393854.442 | -487975.9834 | -1180422.5345 | -1202417.1722 | -1146051.3462 | -1101829.2354 | -1124710.2302 | -1299591.6437 | -1210853.1763 | -1251085.9585 | -1409812.8317 | -1294483.9291 | -1341123.2557 | -1407054.1853 | -1412358.1571 | -1449201.3041
P5 | -395769.9819 | -661631.3846 | -669660.8433 | -407280.0147 | -473170.346 | -562695.2594 | -1381620.5868 | -1394944.4562 | -1285891.5882 | -1216588.3652 | -1249713.9227 | -1412856.4955 | -1341000.3876 | -1362424.1917 | -1540905.3454 | -1404966.4489 | -1431349.0932 | -1476984.5892 | -1482578.374 | -1522688.0975
P95 | -252254.3517 | -436360.8156 | -467005.3515 | -277798.8394 | -315114.8334 | -408550.091 | -993983.5256 | -1067026.0179 | -1026242.7231 | -996240.4355 | -1011198.8942 | -1174121.7123 | -1090509.5802 | -1139231.194 | -1291833.223 | -1176807.032 | -1255689.2875 | -1335163.1537 | -1339694.1158 | -1379421.9497
2888218
NETREVENUE - Net Revenue $
MEAN | -290275.6871 | -445243.0079 | -484680.2625 | -319928.3697 | -379905.8106 | -483075.3939 | -829020.7453 | -899583.1834 | -997420.0248 | -925704.8202 | -927706.7952 | -1105277.6958 | -1008623.0765 | -1045540.0422 | -1212725.9396 | -1077475.6328 | -1194942.0844 | -1275784.103 | -1283875.2377 | -1335398.663
P5 | -352398.9735 | -553430.5257 | -596012.0625 | -385398.9394 | -456495.4485 | -556981.0602 | -939692.8464 | -1001732.9886 | -1067022.6749 | -984584.2331 | -985985.6514 | -1177669.248 | -1078657.9683 | -1104283.1625 | -1275734.4325 | -1150780.743 | -1232563.9508 | -1320476.0537 | -1334221.2748 | -1381619.5312
P95 | -234984.8072 | -354931.3367 | -394466.6249 | -260501.4785 | -304987.878 | -405486.2208 | -733561.3278 | -799289.9694 | -917326.118 | -871967.2468 | -854375.4432 | -1020399.0719 | -927750.2159 | -981103.8705 | -1142430.7994 | -1014096.9516 | -1149403.5588 | -1246304.4367 | -1225956.844 | -1285015.095
Ancillary Reserve - Total
NETREVENUE - Net Revenue $
MEAN | -312083.1794 | -541592.3107 | -556495.7662 | -338733.4759 | -393854.442 | -487975.9834 | -1180422.5345 | -1202417.1722 | -1146051.3462 | -1101829.2354 | -1124710.2302 | -1299591.6437 | -1210853.1763 | -1251085.9585 | -1409812.8317 | -1294483.9291 | -1341123.2557 | -1407054.1853 | -1412358.1571 | -1449201.3041
P5 | -395769.9819 | -661631.3846 | -669660.8433 | -407280.0147 | -473170.346 | -562695.2594 | -1381620.5868 | -1394944.4562 | -1285891.5882 | -1216588.3652 | -1249713.9227 | -1412856.4955 | -1341000.3876 | -1362424.1917 | -1540905.3454 | -1404966.4489 | -1431349.0932 | -1476984.5892 | -1482578.374 | -1522688.0975
P95 | -252254.3517 | -436360.8156 | -467005.3515 | -277798.8394 | -315114.8334 | -408550.091 | -993983.5256 | -1067026.0179 | -1026242.7231 | -996240.4355 | -1011198.8942 | -1174121.7123 | -1090509.5802 | -1139231.194 | -1291833.223 | -1176807.032 | -1255689.2875 | -1335163.1537 | -1339694.1158 | -1379421.9497
Battery Storage
NETPOS - Net Position (MWh)
MEAN
P5
P95
Financial Instrument
NETREVENUE - Net Revenue $
MEAN | -4468253.75 | -2197268.75
P5 | -4796800.3222 | -2430648.3252
P95 | -4108727.5897 | -1967674.9187
Fixed Cost
NETREVENUE - Net Revenue $
MEAN | -121157947.0263 | -121133735.2685 | -120725709.4923 | -120770799.5701 | -121487394.786 | -121569496.6134 | -121820161.4476 | -121668440.2689 | -121018910.6762 | -122140311.8572 | -121917087.0109 | -122126168.9306 | -122344148.5928 | -121981892.1233 | -122298385.0149 | -123056649.3173 | -123314662.1434 | -122287065.5493 | -121423591.8946 | -120975842.0177
P5 | -121157947.0263 | -121133735.2685 | -120725709.4923 | -120770799.5701 | -121487394.786 | -121569496.6134 | -121820161.4476 | -121668440.2689 | -121018910.6762 | -122140311.8572 | -121917087.0109 | -122126168.9306 | -122344148.5928 | -121981892.1233 | -122298385.0149 | -123056649.3173 | -123314662.1434 | -122287065.5493 | -121423591.8946 | -120975842.0177
P95 | -121157947.0263 | -121133735.2685 | -120725709.4923 | -120770799.5701 | -121487394.786 | -121569496.6134 | -121820161.4476 | -121668440.2689 | -121018910.6762 | -122140311.8572 | -121917087.0109 | -122126168.9306 | -122344148.5928 | -121981892.1233 | -122298385.0149 | -123056649.3173 | -123314662.1434 | -122287065.5493 | -121423591.8946 | -120975842.0177
Generation Asset
15598: New 2022JAN 18V50DF_NG_B #1
CAPACITYFACTOR - Net Generation Capacity Factor
MEAN |  |  |  | 0.39383 | 0.26942 | 0.20207 | 0.15512 | 0.12574 | 0.095933 | 0.094424 | 0.097563 | 0.090706 | 0.087739 | 0.086297 | 0.080714 | 0.084748 | 0.079283 | 0.069265 | 0.066057 | 0.05833
P5 |  |  |  | 0.32242 | 0.19483 | 0.13633 | 0.10173 | 0.080413 | 0.060273 | 0.068587 | 0.069598 | 0.063904 | 0.065002 | 0.058677 | 0.056451 | 0.059486 | 0.059981 | 0.051683 | 0.049507 | 0.04253
P95 |  |  |  | 0.44454 | 0.33324 | 0.26328 | 0.21226 | 0.18769 | 0.14672 | 0.13131 | 0.13212 | 0.12252 | 0.11091 | 0.11192 | 0.10927 | 0.10425 | 0.11096 | 0.089522 | 0.086254 | 0.076404
CO2EMISSIONS - CO2 Emissions
MEAN |  |  |  | 12605.0242 | 8678.7659 | 6469.2783 | 4925.1131 | 3992.7625 | 3033.9336 | 3019.3685 | 3092.772 | 2867.8872 | 2801.2184 | 2712.757 | 2560.6826 | 2712.502 | 2527.3518 | 2209.3651 | 2103.0927 | 1845.4291
P5 |  |  |  | 10313.7706 | 6221.473 | 4284.8826 | 3231.3744 | 2540.5132 | 1871.9391 | 2194.5114 | 2206.3895 | 2022.6829 | 2073.256 | 1853.0343 | 1784.9828 | 1911.3247 | 1910.3996 | 1647.5121 | 1572.8443 | 1354.1249
P95 |  |  |  | 14276.7515 | 10842.1722 | 8465.927 | 6705.8343 | 5944.1115 | 4654.5505 | 4198.925 | 4188.6213 | 3903.0899 | 3552.906 | 3506.6128 | 3447.5772 | 3356.7913 | 3524.8831 | 2855.9775 | 2745.9603 | 2413.1199
FUELCONSUMED - Fuel Consumed
MEAN |  |  |  | 206301.5419 | 142041.9957 | 105880.1685 | 80607.4157 | 65347.9953 | 49655.2147 | 49416.8335 | 50618.1999 | 46937.5971 | 45846.4549 | 44398.6409 | 41909.6986 | 44394.468 | 41364.1865 | 36159.8221 | 34420.5031 | 30203.4229
P5 |  |  |  | 168801.4822 | 101824.435 | 70129.0113 | 52886.652 | 41579.5948 | 30637.3018 | 35916.7165 | 36111.1212 | 33104.4667 | 33932.176 | 30327.8937 | 29214.1217 | 31281.9108 | 31266.7697 | 26964.1919 | 25742.1331 | 22162.4364
P95 |  |  |  | 233662.0534 | 177449.626 | 138558.544 | 109751.7885 | 97284.9671 | 76179.2229 | 68722.1771 | 68553.5394 | 63880.359 | 58149.0342 | 57391.371 | 56425.1584 | 54939.3012 | 57690.3951 | 46742.6756 | 44942.0667 | 39494.5982
FUELCOST - Fuel Cost
MEAN |  |  |  | 304302.1389 | 229801.4648 | 182812.3644 | 150400.5398 | 125888.0081 | 100603.1767 | 100177.1935 | 105605.654 | 100199.2127 | 99295.7343 | 99500.8725 | 95355.2746 | 102629.6427 | 97405.6963 | 89448.0764 | 86707.568 | 79047.9776
P5 |  |  |  | 177816.8447 | 124600.8515 | 86292.0342 | 67140.7539 | 60837.7243 | 44327.8452 | 56679.9893 | 56592.3261 | 53717.4773 | 57783.3363 | 51601.1396 | 49799.3491 | 54266.2424 | 58354.8024 | 51689.7452 | 53259.0641 | 44531.7058
P95 |  |  |  | 433507.5808 | 356559.0067 | 283504.0673 | 244000.8663 | 259255.5998 | 207673.7851 | 173192.1492 | 185938.0021 | 160390.6634 | 153532.0786 | 174361.8456 | 151766.8622 | 157722.4933 | 160433.5926 | 139273.3248 | 129605.1194 | 123840.5036
NETPOS - Net Position (MWh)
MEAN |  |  |  | 24058.0601 | 16586.2306 | 12397.2113 | 9469.3788 | 7671.4178 | 5825.1667 | 5793.0564 | 5929.8489 | 5493.9776 | 5416.5178 | 5241.7977 | 4943.8894 | 5233.2714 | 4872.6561 | 4256.5924 | 4048.9946 | 3550.42
P5 |  |  |  | 19699.1242 | 11945.2196 | 8237.3967 | 6212.78 | 4881.38 | 3594.24 | 4210.635 | 4230.45 | 3875.04 | 4009 | 3580.625 | 3445.87 | 3687.6 | 3683.21 | 3174.125 | 3028.13 | 2605.2
P95 |  |  |  | 27130.9433 | 20633.7746 | 16216.0119 | 12892.9825 | 11420.29 | 8935.4 | 8055.715 | 8030.3948 | 7476.7 | 6870.16 | 6775.1754 | 6656.265 | 6476.4 | 6795.9 | 5502.375 | 5286.68 | 4642.6
NETREVENUE - Net Revenue $
MEAN |  |  |  | 57298.6955 | 70899.565 | 80912.4894 | 68111.2047 | 57075.3246 | 42979.746 | 50212.9385 | 51490.5123 | 49631.2599 | 52769.5827 | 52206.7348 | 51449.0917 | 55330.0583 | 50182.6923 | 44072.4022 | 43064.0051 | 36995.3588
P5 |  |  |  | -34651.6564 | 18019.7778 | 33320.29 | 26032.7291 | 27817.9047 | 17861.4892 | 28680.3906 | 26521.5435 | 26731.0206 | 27587.5992 | 29075.9723 | 26685.5544 | 31375.2341 | 29865.3847 | 24585.8674 | 24339.4741 | 18436.3475
P95 |  |  |  | 139589.7182 | 126297.1786 | 128188.8169 | 119892.4554 | 106356.6844 | 83992.786 | 79407.6761 | 95717.6709 | 74646.8845 | 77584.9566 | 81304.4377 | 84488.1644 | 83048.265 | 81439.1796 | 68418.7316 | 63848.3005 | 56305.3932
STARTS - Number Starts
MEAN |  |  |  | 149.88 | 144.57 | 133.53 | 114.9 | 97.95 | 84.09 | 81.8 | 87.13 | 82.01 | 79.98 | 78.48 | 74.72 | 75.34 | 75.19 | 67.95 | 65.26 | 59.71
P5 |  |  |  | 118.5 | 121.5 | 105.5 | 91.5 | 72 | 58.5 | 64 | 64.5 | 63 | 61.5 | 57 | 54.5 | 52.5 | 57.5 | 47.5 | 52.5 | 45
P95 |  |  |  | 182 | 166.5 | 160 | 139.5 | 122.5 | 108.5 | 101.5 | 113 | 103 | 99 | 98.5 | 99 | 96.5 | 93.5 | 84 | 82.5 | 75.5
VOMCOSTS - VOM Costs
MEAN |  |  |  | 16118.9003 | 11278.6368 | 8678.0479 | 6723.259 | 5523.4209 | 4310.6233 | 4344.7923 | 4565.9837 | 4285.3026 | 4333.2142 | 4298.2742 | 4103.4282 | 4448.2807 | 4239.2108 | 3745.8013 | 3644.0951 | 3266.3864
P5 |  |  |  | 13198.4132 | 8122.7493 | 5766.1777 | 4411.0738 | 3514.5936 | 2659.7376 | 3157.9763 | 3257.4465 | 3022.5312 | 3207.2 | 2936.1125 | 2860.0721 | 3134.46 | 3204.3927 | 2793.23 | 2725.317 | 2396.784
P95 |  |  |  | 18177.732 | 14030.9668 | 11351.2084 | 9154.0176 | 8222.6088 | 6612.196 | 6041.7863 | 6183.404 | 5831.826 | 5496.128 | 5555.6438 | 5524.7 | 5504.94 | 5912.433 | 4842.09 | 4758.012 | 4271.192
15598: New 2022JAN 18V50DF_NG_B #2
CAPACITYFACTOR - Net Generation Capacity Factor
MEAN |  |  |  | 0.4127 | 0.27337 | 0.20741 | 0.15502 | 0.12566 | 0.095886 | 0.094572 | 0.098073 | 0.090591 | 0.087364 | 0.085951 | 0.080857 | 0.084489 | 0.079281 | 0.06908 | 0.065852 | 0.058164
P5 |  |  |  | 0.35286 | 0.20439 | 0.13278 | 0.099529 | 0.081649 | 0.058635 | 0.068942 | 0.070704 | 0.063467 | 0.063939 | 0.058189 | 0.054759 | 0.060029 | 0.058934 | 0.050947 | 0.048714 | 0.042462
P95 |  |  |  | 0.46586 | 0.3488 | 0.27666 | 0.21425 | 0.18427 | 0.15076 | 0.13284 | 0.13476 | 0.1232 | 0.11153 | 0.11148 | 0.11259 | 0.10149 | 0.10766 | 0.088987 | 0.084937 | 0.075199
CO2EMISSIONS - CO2 Emissions
MEAN |  |  |  | 13212.0381 | 8797.9875 | 6611.8377 | 4924.3533 | 3987.4739 | 3030.5178 | 3024.2112 | 3106.0128 | 2868.991 | 2792.9529 | 2705.8565 | 2567.0724 | 2701.4534 | 2527.5129 | 2203.1126 | 2092.8822 | 1839.0057
P5 |  |  |  | 11330.359 | 6542.7293 | 4228.9666 | 3174.9532 | 2579.5314 | 1858.9396 | 2203.1682 | 2253.9783 | 2001.0731 | 2038.338 | 1826.8738 | 1752.1189 | 1933.0938 | 1866.8826 | 1617.0831 | 1546.7751 | 1341.1044
P95 |  |  |  | 14893.5803 | 11336.7315 | 8777.4731 | 6783.9158 | 5868.7694 | 4748.5914 | 4257.1823 | 4295.9011 | 3907.4119 | 3574.7297 | 3518.5851 | 3573.9738 | 3250.2993 | 3437.849 | 2834.2425 | 2698.1667 | 2404.4397
FUELCONSUMED - Fuel Consumed
MEAN |  |  |  | 216236.3021 | 143993.248 | 108213.3832 | 80594.9811 | 65261.4394 | 49599.3096 | 49496.0917 | 50834.9062 | 46955.6628 | 45711.1769 | 44285.7037 | 42014.2776 | 44213.6406 | 41366.8236 | 36057.4887 | 34253.3915 | 30098.2934
P5 |  |  |  | 185439.591 | 107082.3127 | 69213.8554 | 51963.2276 | 42218.1893 | 30424.5427 | 36058.3999 | 36889.9885 | 32750.7865 | 33360.6867 | 29899.7353 | 28676.2499 | 31638.1968 | 30554.5426 | 26466.1725 | 25315.4679 | 21949.3361
P95 |  |  |  | 243757.451 | 185543.8871 | 143657.4976 | 111029.7193 | 96051.8723 | 77718.3542 | 69675.6511 | 70309.3467 | 63951.095 | 58506.215 | 57587.3182 | 58493.8431 | 53196.3876 | 56265.9409 | 46386.9475 | 44159.8472 | 39352.5313
FUELCOST - Fuel Cost
MEAN |  |  |  | 318177.7079 | 234014.4131 | 188060.4591 | 150320.7338 | 125716.0121 | 100653.1715 | 100235.4685 | 106026.561 | 100071.756 | 98979.9979 | 99320.0545 | 95808.5209 | 102177.3681 | 97297.8576 | 89090.8307 | 86244.0931 | 78742.769
P5 |  |  |  | 185833.0898 | 128253.4711 | 85354.7954 | 66695.0027 | 59784.0039 | 43244.4243 | 57305.8212 | 57383.1289 | 52773.7917 | 58047.9031 | 50013.7058 | 47812.4278 | 55356.5171 | 57252.8045 | 51465.146 | 52362.6704 | 44404.9215
P95 |  |  |  | 459598.9696 | 379548.4303 | 294210.2038 | 246622.55 | 251480.9691 | 214278.3966 | 172671.9193 | 184434.742 | 163789.4633 | 159220.88 | 170956.4369 | 156710.0575 | 149962.299 | 154715.1164 | 136896.4423 | 127406.364 | 121718.1882
NETPOS - Net Position (MWh)
MEAN |  |  |  | 25194.1973 | 16839.1134 | 12701.4315 | 9467.8678 | 7661.2011 | 5818.5313 | 5802.4181 | 5955.1461 | 5496.105 | 5400.4873 | 5228.4444 | 4956.2126 | 5211.9744 | 4872.9803 | 4244.5297 | 4029.3278 | 3538.062
P5 |  |  |  | 21570.3865 | 12582.832 | 8132.7597 | 6104.295 | 4956.35 | 3569.28 | 4227.245 | 4321.695 | 3833.64 | 3941.48 | 3530.075 | 3382.83 | 3729.6 | 3599.31 | 3115.5 | 2977.94 | 2580.15
P95 |  |  |  | 28354.9183 | 21549.3196 | 16857.5886 | 13043.09 | 11274.305 | 9113.93 | 8167.9 | 8236.7622 | 7484.98 | 6912.36 | 6798.975 | 6900.3 | 6270.53 | 6628.1 | 5460.5 | 5194.665 | 4625.9
NETREVENUE - Net Revenue $
MEAN |  |  |  | 48015.459 | 75948.0382 | 86179.1925 | 68494.5384 | 56890.0903 | 43103.274 | 50335.5614 | 51591.4949 | 50016.2114 | 52814.807 | 52306.899 | 51641.1662 | 55475.4666 | 50258.0397 | 43938.6333 | 43023.638 | 37196.1776
P5 |  |  |  | -37587.7485 | 17465.2664 | 36441.825 | 25896.6196 | 27735.1622 | 18259.7997 | 28202.664 | 27399.5886 | 25427.5157 | 27735.1831 | 29102.3609 | 28237.1884 | 31334.4248 | 29578.1856 | 23797.1524 | 24205.7403 | 18478.6521
P95 |  |  |  | 133281.0495 | 137184.5229 | 134807.9049 | 119731.2494 | 104955.4967 | 86990.9372 | 79155.3559 | 93452.7475 | 77124.5968 | 78397.6638 | 83225.6881 | 83786.1629 | 82145.5768 | 84567.8376 | 66446.5522 | 63227.7024 | 56403.1414
STARTS - Number Starts
MEAN |  |  |  | 148.12 | 146.4 | 135.56 | 114.96 | 98.44 | 83.08 | 81.75 | 87.59 | 82.47 | 80.74 | 78.86 | 75.14 | 75.26 | 75.17 | 67.97 | 65.16 | 59.58
P5 |  |  |  | 120.5 | 124.5 | 107.5 | 91.5 | 73 | 59.5 | 64 | 64.5 | 60 | 64 | 55 | 53.5 | 51.5 | 59 | 47 | 52 | 44.5
P95 |  |  |  | 177 | 169.5 | 163.5 | 137.5 | 121 | 103.5 | 103 | 114.5 | 104.5 | 100.5 | 98 | 98 | 94 | 94.5 | 83.5 | 82 | 76
VOMCOSTS - VOM Costs
MEAN |  |  |  | 16880.1122 | 11450.5971 | 8891.0021 | 6722.1861 | 5516.0648 | 4305.7132 | 4351.8136 | 4585.4625 | 4286.9619 | 4320.3899 | 4287.3244 | 4113.6564 | 4430.1782 | 4239.4929 | 3735.1861 | 3626.395 | 3255.017
P5 |  |  |  | 14452.1589 | 8556.3257 | 5692.9318 | 4334.0495 | 3568.572 | 2641.2672 | 3170.4338 | 3327.7051 | 2990.2392 | 3153.184 | 2894.6615 | 2807.7489 | 3170.16 | 3131.3997 | 2741.64 | 2680.146 | 2373.738
P95 |  |  |  | 18997.7953 | 14653.5373 | 11800.312 | 9260.5939 | 8117.4996 | 6744.3082 | 6125.925 | 6342.3069 | 5838.2844 | 5529.888 | 5575.1595 | 5727.249 | 5329.9505 | 5766.447 | 4805.24 | 4675.1985 | 4255.828
15598: New 2022JAN 18V50DF_NG_B #3
CAPACITYFACTOR - Net Generation Capacity Factor
MEAN |  |  |  | 0.41056 | 0.27669 | 0.20978 | 0.15518 | 0.12568 | 0.096398 | 0.094458 | 0.097843 | 0.091441 | 0.088504 | 0.086399 | 0.081296 | 0.084743 | 0.079935 | 0.069462 | 0.06648 | 0.058249
P5 |  |  |  | 0.34585 | 0.20346 | 0.13423 | 0.094863 | 0.079615 | 0.058923 | 0.068417 | 0.071378 | 0.065561 | 0.065637 | 0.058998 | 0.055205 | 0.058762 | 0.059662 | 0.05315 | 0.04905 | 0.041947
P95 |  |  |  | 0.45811 | 0.35186 | 0.28033 | 0.21521 | 0.18016 | 0.14979 | 0.13143 | 0.13723 | 0.12368 | 0.11207 | 0.11316 | 0.11254 | 0.10456 | 0.10963 | 0.088036 | 0.086684 | 0.075406
CO2EMISSIONS - CO2 Emissions
MEAN |  |  |  | 13141.3428 | 8888.3791 | 6678.8296 | 4923.9819 | 3981.6273 | 3046.7428 | 3023.0303 | 3098.6309 | 2894.1267 | 2831.0627 | 2714.43 | 2584.0287 | 2710.3401 | 2547.5437 | 2213.8461 | 2114.697 | 1842.2174
P5 |  |  |  | 11156.3447 | 6510.1852 | 4286.172 | 3003.3453 | 2514.5012 | 1863.2728 | 2190.183 | 2245.3258 | 2070.2246 | 2095.0797 | 1848.6742 | 1760.8359 | 1872.1404 | 1897.3445 | 1677.9411 | 1568.4995 | 1328.084
P95 |  |  |  | 14666.1318 | 11372.1232 | 8990.5843 | 6765.1956 | 5654.2615 | 4737.0846 | 4200.9128 | 4374.1899 | 3902.7408 | 3566.0002 | 3583.9864 | 3615.5548 | 3335.728 | 3507.4763 | 2786.4255 | 2772.0295 | 2391.4192
FUELCONSUMED - Fuel Consumed
MEAN |  |  |  | 215079.26 | 145472.6536 | 109309.8139 | 80588.901 | 65165.7488 | 49864.8573 | 49476.764 | 50714.0901 | 47367.0487 | 46334.9047 | 44426.0221 | 42291.7951 | 44359.0849 | 41694.6599 | 36233.1602 | 34610.4262 | 30150.8582
P5 |  |  |  | 182591.5656 | 106549.6758 | 70150.1151 | 49154.5869 | 41153.8652 | 30495.4624 | 35845.8749 | 36748.3763 | 33882.5632 | 34289.3568 | 30256.534 | 28818.9178 | 30640.596 | 31053.1016 | 27462.2113 | 25671.0223 | 21736.2357
P95 |  |  |  | 240034.8911 | 186123.1301 | 147145.4052 | 110723.3315 | 92541.104 | 77530.0255 | 68754.7096 | 71590.669 | 63874.6441 | 58363.3427 | 58657.7145 | 59174.3828 | 54594.5663 | 57405.5043 | 45604.3456 | 45368.7319 | 39139.431
FUELCOST - Fuel Cost
MEAN |  |  |  | 316551.597 | 237659.8249 | 190179.1874 | 150270.7876 | 125271.2191 | 101135.5692 | 100337.2379 | 105892.0788 | 100972.1284 | 100427.2402 | 99633.1341 | 96364.134 | 102607.9826 | 98347.0106 | 89382.7972 | 87041.9273 | 78848.527
P5 |  |  |  | 189473.9418 | 128385.3602 | 84843.4203 | 64005.0644 | 61750.9679 | 43786.2943 | 56788.8932 | 58949.0047 | 55792.6892 | 58194.3888 | 50572.5673 | 47926.7008 | 55200.1884 | 58649.1168 | 53868.6536 | 53434.4591 | 45907.8651
P95 |  |  |  | 449099.5016 | 382577.0303 | 303849.7361 | 248461.7697 | 249925.2736 | 214620.219 | 173902.8556 | 181809.476 | 167806.5592 | 157249.161 | 176458.7509 | 160999.0264 | 155775.0718 | 160591.2358 | 135663.5282 | 126551.0568 | 123811.1602
NETPOS - Net Position (MWh)
MEAN |  |  |  | 25070.2884 | 17035.2459 | 12838.2249 | 9467.3747 | 7650.1374 | 5849.7228 | 5800.1404 | 5940.9524 | 5544.4671 | 5474.2226 | 5244.9612 | 4988.8008 | 5229.0855 | 4911.5857 | 4265.2173 | 4071.3277 | 3544.241
P5 |  |  |  | 21243.9688 | 12513.4534 | 8245.4353 | 5774.74 | 4831.4 | 3577.6 | 4202.33 | 4305.105 | 3966.12 | 4051.2 | 3572.2 | 3399.66 | 3612 | 3658.04 | 3232.75 | 3019.765 | 2555.1
P95 |  |  |  | 27920.4351 | 21686.8948 | 17273.8899 | 13007.6909 | 10863.5191 | 9093.0173 | 8059.935 | 8386.1 | 7476.84 | 6895.48 | 6925.35 | 6980.17 | 6434.12 | 6762.34 | 5368.375 | 5336.87 | 4600.85
NETREVENUE - Net Revenue $
MEAN |  |  |  | 50047.7186 | 80530.7839 | 87470.733 | 68014.2525 | 56839.6314 | 43309.4228 | 50246.6617 | 51165.2402 | 49603.5763 | 52557.8048 | 51867.6857 | 51554.8203 | 55377.2979 | 49917.4705 | 44130.6372 | 43066.2673 | 37424.7729
P5 |  |  |  | -32219.6959 | 15947.0132 | 34815.9698 | 25665.7377 | 27740.7271 | 18791.7028 | 28007.9801 | 26217.8645 | 25158.655 | 26952.5754 | 28303.327 | 27593.7844 | 31382.2376 | 29882.672 | 25788.6269 | 25044.6333 | 19091.2259
P95 |  |  |  | 148538.6596 | 144524.3791 | 139742.5875 | 117760.2038 | 101877.7447 | 85172.0797 | 79725.2643 | 91719.8801 | 76881.9609 | 78893.0116 | 81710.5572 | 85775.0792 | 82779.617 | 83839.6736 | 67272.9226 | 61806.326 | 56950.968
STARTS - Number Starts
MEAN |  |  |  | 148.44 | 146.6 | 135.02 | 114.43 | 98.29 | 84.06 | 82.39 | 87.9 | 82.76 | 81.2 | 79.03 | 75.31 | 75.28 | 75.92 | 67.89 | 65.46 | 59.37
P5 |  |  |  | 117 | 124 | 103 | 91.5 | 68 | 62.5 | 65.5 | 68 | 64 | 64 | 57.5 | 55.5 | 53.5 | 59 | 49 | 53.5 | 44
P95 |  |  |  | 178 | 170 | 167.5 | 138 | 121 | 110 | 101 | 113 | 105 | 99 | 98 | 99.5 | 96.5 | 94.5 | 83.5 | 82 | 74
VOMCOSTS - VOM Costs
MEAN |  |  |  | 16797.0932 | 11583.9672 | 8986.7574 | 6721.8361 | 5508.0989 | 4328.7949 | 4350.1053 | 4574.5333 | 4324.6844 | 4379.3781 | 4300.8682 | 4140.7047 | 4444.7227 | 4273.0796 | 3753.3912 | 3664.1949 | 3260.7017
P5 |  |  |  | 14233.4591 | 8509.1483 | 5771.8047 | 4100.0654 | 3478.608 | 2647.424 | 3151.7475 | 3314.9309 | 3093.5736 | 3240.96 | 2929.204 | 2821.7178 | 3070.2 | 3182.4948 | 2844.82 | 2717.7885 | 2350.692
P95 |  |  |  | 18706.6915 | 14747.0885 | 12091.7229 | 9235.4605 | 7821.7338 | 6728.8328 | 6044.9513 | 6457.297 | 5831.9352 | 5516.384 | 5678.787 | 5793.5411 | 5469.002 | 5883.2358 | 4724.17 | 4803.183 | 4232.782
15598: New 2022JAN 18V50DF_NG_B #4
CAPACITYFACTOR - Net Generation Capacity Factor
MEAN |  |  |  | 0.41994 | 0.27953 | 0.21034 | 0.15589 | 0.12559 | 0.096902 | 0.094787 | 0.098 | 0.091168 | 0.088813 | 0.08726 | 0.081601 | 0.085099 | 0.079918 | 0.069403 | 0.066368 | 0.058416
P5 |  |  |  | 0.35387 | 0.20765 | 0.13785 | 0.10016 | 0.082459 | 0.059437 | 0.068731 | 0.069308 | 0.064311 | 0.065769 | 0.060444 | 0.055668 | 0.06026 | 0.06059 | 0.053357 | 0.049925 | 0.041856
P95 |  |  |  | 0.46779 | 0.35366 | 0.286 | 0.21172 | 0.18147 | 0.14758 | 0.13076 | 0.13306 | 0.12192 | 0.11131 | 0.11672 | 0.11072 | 0.10651 | 0.11143 | 0.087906 | 0.085083 | 0.075287
CO2EMISSIONS - CO2 Emissions
MEAN |  |  |  | 13464.0846 | 8966.6842 | 6700.4654 | 4947.2006 | 3978.5156 | 3063.261 | 3031.4121 | 3102.3307 | 2882.2866 | 2836.8829 | 2747.1477 | 2595.2701 | 2724.6527 | 2546.9745 | 2214.1097 | 2107.2239 | 1847.252
P5 |  |  |  | 11390.3602 | 6680.9197 | 4403.2644 | 3177.8998 | 2618.5495 | 1876.2723 | 2203.1682 | 2202.0633 | 2044.2928 | 2108.1739 | 1905.3553 | 1765.1944 | 1941.8015 | 1945.2133 | 1695.3291 | 1594.5687 | 1315.0636
P95 |  |  |  | 15081.8498 | 11386.4232 | 9084.3169 | 6716.8186 | 5714.6891 | 4643.1912 | 4209.5696 | 4186.1714 | 3853.2127 | 3559.6304 | 3666.1844 | 3532.7432 | 3413.3909 | 3550.9934 | 2799.4665 | 2693.8218 | 2382.7389
FUELCONSUMED - Fuel Consumed
MEAN |  |  |  | 220361.4495 | 146754.2429 | 109663.9183 | 80968.9128 | 65114.8213 | 50135.205 | 49613.9467 | 50774.6426 | 47173.2675 | 46430.1613 | 44961.5003 | 42475.7783 | 44593.3333 | 41685.3432 | 36237.4749 | 34488.1155 | 30233.257
P5 |  |  |  | 186421.6073 | 109344.0218 | 72066.5203 | 52011.4529 | 42856.7838 | 30708.2214 | 36058.3999 | 36040.3151 | 33458.1469 | 34503.6653 | 31184.2107 | 28890.2518 | 31780.7112 | 31836.5514 | 27746.7938 | 26097.6875 | 21523.1354
P95 |  |  |  | 246838.785 | 186357.1712 | 148679.4913 | 109931.5648 | 93530.0997 | 75993.3088 | 68896.3929 | 68513.4435 | 63064.0371 | 58259.0903 | 60003.0173 | 57819.0376 | 55865.6448 | 58117.7314 | 45817.7825 | 44088.7363 | 38997.364
FUELCOST - Fuel Cost
MEAN |  |  |  | 324650.6786 | 239868.04 | 190952.3118 | 150910.124 | 125231.7943 | 101640.1085 | 100612.6701 | 105983.8234 | 100403.7053 | 100483.0153 | 100906.1249 | 96651.2215 | 103169.0637 | 98255.5368 | 89338.4635 | 86793.8365 | 79122.6476
P5 |  |  |  | 193188.2392 | 129675.8702 | 88767.1655 | 67598.9981 | 60469.8755 | 44885.935 | 56573.3663 | 57473.506 | 54592.6138 | 59417.0281 | 50747.4504 | 48225.7496 | 57070.9051 | 59990.232 | 53754.1504 | 53213.0412 | 43661.6777
P95 |  |  |  | 463048.324 | 390719.8438 | 297689.1163 | 245142.8404 | 252427.9237 | 208124.4281 | 170929.1942 | 188933.4377 | 162330.5737 | 155762.3615 | 181302.6413 | 155088.0494 | 156558.3478 | 160969.5409 | 134317.8723 | 126431.0856 | 119243.1555
NETPOS - Net Position (MWh)
MEAN |  |  |  | 25674.6727 | 17197.0093 | 12884.3809 | 9511.8499 | 7644.0539 | 5881.483 | 5816.2028 | 5948.1479 | 5521.731 | 5485.4543 | 5308.1694 | 5010.6102 | 5256.706 | 4910.4964 | 4265.708 | 4056.9399 | 3553.927
P5 |  |  |  | 21711.8889 | 12834.5678 | 8469.7745 | 6109.6574 | 5031.32 | 3602.56 | 4227.245 | 4222.155 | 3916.44 | 4076.52 | 3681.725 | 3408.075 | 3746.4 | 3750.33 | 3266.25 | 3069.955 | 2530.05
P95 |  |  |  | 28649.7682 | 21721.5738 | 17452.2633 | 12913.67 | 10978.66 | 8914.81 | 8076.545 | 8025.195 | 7381.55 | 6882.75 | 7082.2362 | 6820.285 | 6585.6 | 6846.24 | 5393.5 | 5186.3 | 4584.15
NETREVENUE - Net Revenue $
MEAN |  |  |  | 44473.7693 | 81913.8828 | 88788.2723 | 68168.1023 | 56311.398 | 43267.9875 | 50262.9789 | 51240.2604 | 49539.3449 | 52432.3076 | 52095.6625 | 51144.1296 | 55390.5479 | 49806.1995 | 43781.9093 | 42958.9468 | 37154.7358
P5 |  |  |  | -43486.6964 | 14176.7423 | 35531.0037 | 25970.6943 | 27974.8756 | 18581.1075 | 28435.9345 | 25762.9884 | 26631.8859 | 27210.5254 | 27905.5454 | 27798.1168 | 31761.0721 | 30006.2212 | 24200.7711 | 25254.095 | 19096.2473
P95 |  |  |  | 138578.1324 | 154013.8156 | 142949.6658 | 117023.2345 | 104679.7795 | 81433.9524 | 84441.7397 | 90206.5193 | 72971.8522 | 79210.5848 | 84435.6219 | 85432.4383 | 80951.2788 | 84387.469 | 67182.0078 | 63717.9213 | 57497.311
STARTS - Number Starts
MEAN |  |  |  | 143.37 | 147.55 | 134.57 | 114.77 | 99.17 | 84.66 | 82.84 | 88.11 | 82.05 | 81.68 | 79.88 | 75.49 | 75.39 | 76.11 | 68.1 | 65.05 | 59.86
P5 |  |  |  | 110.5 | 120 | 105.5 | 91.5 | 72 | 64 | 64.5 | 66 | 58 | 63 | 57 | 51.5 | 52 | 59.5 | 50 | 51.5 | 45
P95 |  |  |  | 172.5 | 172.5 | 161.5 | 137 | 122.5 | 108.5 | 102 | 114.5 | 104 | 101 | 102 | 99 | 99 | 96.5 | 85 | 82 | 75.5
VOMCOSTS - VOM Costs
MEAN |  |  |  | 17202.0307 | 11693.9663 | 9019.0667 | 6753.4134 | 5503.7188 | 4352.2974 | 4362.1521 | 4580.0739 | 4306.9502 | 4388.3634 | 4352.6989 | 4158.8065 | 4468.2001 | 4272.1319 | 3753.8231 | 3651.2459 | 3269.6128
P5 |  |  |  | 14546.9656 | 8727.5061 | 5928.8421 | 4337.8568 | 3622.5504 | 2665.8944 | 3170.4338 | 3251.0593 | 3054.8232 | 3261.216 | 3019.0145 | 2828.7022 | 3184.44 | 3262.7871 | 2874.3 | 2762.9595 | 2327.646
P95 |  |  |  | 19195.3447 | 14770.6702 | 12216.5843 | 9168.7057 | 7904.6352 | 6596.9594 | 6057.4087 | 6179.4002 | 5757.609 | 5506.2 | 5807.4337 | 5660.8365 | 5597.76 | 5956.2288 | 4746.28 | 4667.67 | 4217.418
15598: New 2022JAN 18V50DF_NG_B #5
CAPACITYFACTOR - Net Generation Capacity Factor
MEAN |  |  |  | 0.40726 | 0.28186 | 0.21148 | 0.15617 | 0.1262 | 0.096881 | 0.095071 | 0.097197 | 0.091534 | 0.08915 | 0.086995 | 0.081602 | 0.085304 | 0.080237 | 0.069974 | 0.066451 | 0.058199
P5 |  |  |  | 0.33488 | 0.21363 | 0.13443 | 0.10004 | 0.08249 | 0.060018 | 0.068569 | 0.067716 | 0.065114 | 0.066826 | 0.059921 | 0.056589 | 0.059611 | 0.060855 | 0.053668 | 0.050886 | 0.043251
P95 |  |  |  | 0.45991 | 0.36322 | 0.2829 | 0.2133 | 0.18238 | 0.14707 | 0.13356 | 0.13348 | 0.1214 | 0.11268 | 0.10989 | 0.11374 | 0.10532 | 0.11042 | 0.090797 | 0.085035 | 0.07556
CO2EMISSIONS - CO2 Emissions
MEAN |  |  |  | 13020.5869 | 9036.3712 | 6744.3329 | 4959.2766 | 4002.2248 | 3059.9839 | 3044.5101 | 3076.5432 | 2898.4 | 2850.0836 | 2733.9161 | 2591.5969 | 2730.5056 | 2552.9798 | 2230.6397 | 2112.6515 | 1841.0022
P5 |  |  |  | 10647.9365 | 6850.4629 | 4253.2306 | 3178.232 | 2614.2141 | 1896.1717 | 2190.183 | 2154.4745 | 2065.9026 | 2134.3624 | 1883.5549 | 1791.3454 | 1898.2633 | 1932.1582 | 1717.0641 | 1620.6379 | 1367.1453
P95 |  |  |  | 14820.6069 | 11719.0001 | 9011.5653 | 6798.932 | 5800.6941 | 4701.5138 | 4289.8219 | 4231.0763 | 3831.6028 | 3633.8312 | 3451.1794 | 3626.6262 | 3376.5599 | 3498.7729 | 2899.4475 | 2732.9257 | 2387.0791
FUELCONSUMED - Fuel Consumed
MEAN |  |  |  | 213102.896 | 147894.7821 | 110381.8799 | 81166.5563 | 65502.8603 | 50081.5692 | 49828.3163 | 50352.5897 | 47436.9886 | 46646.2122 | 44744.9438 | 42415.6605 | 44689.1262 | 41783.6305 | 36508.015 | 34576.947 | 30130.9688
P5 |  |  |  | 174270.6464 | 112118.8689 | 69610.9749 | 52016.8903 | 42785.8288 | 31033.9061 | 35845.8749 | 35261.4478 | 33811.8271 | 34932.2822 | 30827.412 | 29318.2555 | 31068.1392 | 31622.8832 | 28102.5219 | 26524.3526 | 22375.5367
P95 |  |  |  | 242563.1238 | 191800.3285 | 147488.7943 | 111275.482 | 94937.7097 | 76947.8528 | 70209.8518 | 69248.3854 | 62710.3569 | 59473.505 | 56484.1139 | 59355.5847 | 55262.8464 | 57263.0588 | 47454.1319 | 44728.7341 | 39068.3975
FUELCOST - Fuel Cost
MEAN |  |  |  | 314257.3523 | 242502.826 | 192260.1173 | 151181.9565 | 125893.5527 | 101385.3192 | 100866.5972 | 105071.4716 | 101036.8375 | 100801.1282 | 100186.8384 | 96470.0367 | 103359.1901 | 98286.5241 | 90027.1798 | 86961.3242 | 78663.9059
P5 |  |  |  | 173177.3876 | 134720.1696 | 86815.4258 | 66695.2278 | 60183.6429 | 44862.1183 | 57625.0242 | 55908.2974 | 56460.652 | 58142.0603 | 52143.3543 | 50341.3906 | 54850.9345 | 60600.0896 | 54250.7115 | 54424.4314 | 46740.314
P95 |  |  |  | 452242.9968 | 398235.6658 | 307688.5505 | 251237.7067 | 249347.1896 | 209286.7708 | 175062.6422 | 185792.0807 | 163568.0345 | 158729.7393 | 169096.0178 | 160417.8809 | 155008.8219 | 158219.5321 | 136534.1504 | 125113.2166 | 119904.0515
NETPOS - Net Position (MWh)
MEAN |  |  |  | 24857.8229 | 17343.4262 | 12969.7614 | 9535.0915 | 7689.6361 | 5875.0882 | 5841.3388 | 5898.7031 | 5552.5213 | 5511.0198 | 5282.6255 | 5003.4444 | 5268.0558 | 4922.0746 | 4297.5394 | 4067.3976 | 3541.903
P5 |  |  |  | 20316.0848 | 13149.5896 | 8182.3921 | 6110.3969 | 5022.99 | 3640.4108 | 4202.33 | 4130.91 | 3957.84 | 4127.16 | 3639.6 | 3458.565 | 3662.4 | 3725.16 | 3308.125 | 3120.145 | 2630.25
P95 |  |  |  | 28219.6347 | 22436.394 | 17311.6854 | 13072.37 | 11145.54 | 9027.2 | 8230.12 | 8112.51 | 7340.15 | 7026.23 | 6668.315 | 7001.135 | 6514.13 | 6745.56 | 5586.125 | 5261.585 | 4592.5
NETREVENUE - Net Revenue $
MEAN |  |  |  | 53069.8453 | 84536.4933 | 88633.994 | 67933.0573 | 56496.9987 | 42816.9973 | 49955.6822 | 51262.8182 | 49664.9704 | 52431.3296 | 51744.5901 | 51478.3222 | 55231.976 | 49895.3983 | 43680.7914 | 42885.1865 | 37289.7185
P5 |  |  |  | -29080.5961 | 11849.004 | 33931.9827 | 25010.1175 | 27890.9908 | 17262.5642 | 28569.8683 | 26397.4245 | 25583.338 | 27571.6197 | 28557.2905 | 27530.1783 | 31426.2242 | 29974.1275 | 24981.7227 | 24087.1724 | 18919.2547
P95 |  |  |  | 134079.0302 | 167120.6525 | 144357.9035 | 116784.2905 | 103536.1163 | 85768.5995 | 82355.5494 | 92793.3071 | 73425.7243 | 77713.3347 | 81035.5413 | 85443.4681 | 84493.9626 | 85218.3241 | 66060.6242 | 63207.2637 | 58083.6843
STARTS - Number Starts
MEAN |  |  |  | 147.15 | 147.45 | 135.26 | 115.73 | 100.19 | 84.88 | 84.09 | 87.98 | 82.39 | 81.27 | 79.38 | 76.02 | 75.79 | 75.96 | 68.31 | 65.29 | 59.93
P5 |  |  |  | 119 | 124 | 106 | 94.5 | 77 | 62.5 | 64.5 | 66 | 59.5 | 65.5 | 57.5 | 53 | 56 | 59.5 | 50 | 52 | 44.5
P95 |  |  |  | 176 | 170.5 | 165 | 136.5 | 124.5 | 106 | 101 | 114.5 | 104 | 101 | 99 | 102 | 95.5 | 93.5 | 84 | 84 | 76
VOMCOSTS - VOM Costs
MEAN |  |  |  | 16654.7413 | 11793.5298 | 9078.833 | 6769.915 | 5536.538 | 4347.5652 | 4381.0041 | 4542.0014 | 4330.9666 | 4408.8158 | 4331.7529 | 4152.8589 | 4477.8474 | 4282.2049 | 3781.8347 | 3660.6578 | 3258.5508
P5 |  |  |  | 13611.7768 | 8941.7209 | 5727.6744 | 4338.3818 | 3616.5528 | 2693.904 | 3151.7475 | 3180.8007 | 3087.1152 | 3301.728 | 2984.472 | 2870.6089 | 3113.04 | 3240.8892 | 2911.15 | 2808.1305 | 2419.83
P95 |  |  |  | 18907.1552 | 15256.7479 | 12118.1798 | 9281.3827 | 8024.7888 | 6680.128 | 6172.59 | 6246.6327 | 5725.317 | 5620.984 | 5468.0183 | 5810.942 | 5537.0105 | 5868.6372 | 4915.79 | 4735.4265 | 4225.1
15598: New 2022JAN 18V50DF_NG_B #6
CAPACITYFACTOR - Net Generation Capacity Factor
MEAN |  |  |  | 0.39578 | 0.28336 | 0.21224 | 0.15766 | 0.12743 | 0.098302 | 0.09595 | 0.098789 | 0.092022 | 0.08906 | 0.087397 | 0.081716 | 0.085918 | 0.080161 | 0.069823 | 0.066472 | 0.058023
P5 |  |  |  | 0.33121 | 0.20861 | 0.13844 | 0.098901 | 0.085364 | 0.061926 | 0.069323 | 0.069173 | 0.064533 | 0.066057 | 0.060565 | 0.057225 | 0.060751 | 0.059232 | 0.053335 | 0.050239 | 0.042811
P95 |  |  |  | 0.45028 | 0.3657 | 0.28106 | 0.21847 | 0.18505 | 0.14722 | 0.13068 | 0.13612 | 0.12066 | 0.1133 | 0.11376 | 0.10943 | 0.10542 | 0.10836 | 0.088455 | 0.08593 | 0.074276
CO2EMISSIONS - CO2 Emissions
MEAN |  |  |  | 12657.8555 | 9099.0182 | 6755.75 | 5011.6142 | 4044.7671 | 3106.4203 | 3074.2167 | 3127.1173 | 2904.7117 | 2848.1489 | 2747.4782 | 2597.282 | 2753.3778 | 2553.7631 | 2224.2789 | 2112.8253 | 1833.7976
P5 |  |  |  | 10681.04 | 6705.0063 | 4399.2172 | 3159.5887 | 2705.2564 | 1958.603 | 2229.1388 | 2193.4107 | 2035.6488 | 2121.2682 | 1909.7154 | 1808.7794 | 1933.0938 | 1879.9377 | 1695.3291 | 1590.2238 | 1358.465
P95 |  |  |  | 14336.594 | 11747.5596 | 8953.0813 | 6868.3735 | 5839.7122 | 4639.2089 | 4159.9692 | 4304.6227 | 3818.6369 | 3622.742 | 3568.9015 | 3469.3697 | 3372.2061 | 3450.9041 | 2821.2015 | 2719.891 | 2352.3579
FUELCONSUMED - Fuel Consumed
MEAN |  |  |  | 207166.2113 | 148920.1014 | 110568.7392 | 82023.1453 | 66199.1338 | 50841.576 | 50314.5123 | 51180.3154 | 47540.29 | 46614.5485 | 44966.9098 | 42508.7066 | 45063.4672 | 41796.4506 | 36403.9097 | 34579.7914 | 30013.0533
P5 |  |  |  | 174812.4388 | 109738.2381 | 72000.2809 | 51711.7619 | 44275.8826 | 32055.6954 | 36483.4497 | 35898.7028 | 33316.6748 | 34717.9738 | 31255.5705 | 29603.5913 | 31638.1968 | 30768.2107 | 27746.7938 | 26026.5766 | 22233.4699
P95 |  |  |  | 234641.4726 | 192267.7519 | 146531.6087 | 112412.0043 | 95576.3042 | 75928.1324 | 68084.6023 | 70452.0894 | 62498.1488 | 59292.0128 | 58410.8272 | 56781.8282 | 55191.5892 | 56479.609 | 46173.5106 | 44515.4015 | 38500.1299
FUELCOST - Fuel Cost
MEAN |  |  |  | 305946.5065 | 244261.4197 | 192197.592 | 152596.7939 | 127055.0362 | 102701.0139 | 101709.3254 | 106613.6015 | 101100.4365 | 100898.2961 | 100677.9868 | 96602.3231 | 104109.4749 | 98329.85 | 89674.2779 | 86971.3452 | 78380.1468
P5 |  |  |  | 175475.8354 | 130627.4614 | 88769.6656 | 64980.8855 | 62382.0431 | 46123.0019 | 57536.2739 | 58038.7858 | 55842.4692 | 58768.7499 | 52395.5613 | 49633.3718 | 55704.7506 | 58838.5692 | 54217.1692 | 52016.1333 | 45661.4023
P95 |  |  |  | 426787.0382 | 398935.3077 | 302858.8101 | 252285.4477 | 256046.3425 | 208777.9893 | 171430.8731 | 184750.5077 | 158913.4987 | 157474.3535 | 172966.4552 | 153825.3188 | 158489.8133 | 156485.986 | 134821.2951 | 132147.5521 | 119576.0044
NETPOS - Net Position (MWh)
MEAN |  |  |  | 24178.2639 | 17465.3561 | 12992.2199 | 9635.7419 | 7771.4585 | 5964.2492 | 5898.3403 | 5995.6454 | 5564.578 | 5507.2773 | 5308.8766 | 5014.4782 | 5312.1592 | 4923.5848 | 4285.3173 | 4067.7322 | 3528.042
P5 |  |  |  | 20377.9751 | 12882.3248 | 8463.8781 | 6075.16 | 5197.92 | 3760.64 | 4277.075 | 4205.565 | 3899.88 | 4101.84 | 3690.15 | 3492.225 | 3729.6 | 3624.48 | 3266.25 | 3061.59 | 2613.55
P95 |  |  |  | 27396.6835 | 22522.6332 | 17203.5832 | 13205.89 | 11220.51 | 8906.35 | 7980.97 | 8253.525 | 7315.31 | 7005.2 | 6895.79 | 6698.34 | 6505.73 | 6653.27 | 5435.375 | 5236.49 | 4525.7
NETREVENUE - Net Revenue $
MEAN |  |  |  | 60331.231 | 85019.048 | 88059.8498 | 67429.2399 | 56290.7796 | 42831.944 | 50117.1038 | 51415.7502 | 49333.0421 | 52377.7457 | 51685.4374 | 51089.2615 | 55355.5859 | 50011.9367 | 43625.6513 | 42623.3687 | 36949.6691
P5 |  |  |  | -19668.8643 | 12082.2865 | 32165.0142 | 24369.2702 | 27652.4076 | 18440.8865 | 26687.2003 | 25747.3725 | 25740.0218 | 27625.3511 | 28507.328 | 26526.1429 | 31421.0753 | 29281.1824 | 24794.624 | 24631.0659 | 18991.1407
P95 |  |  |  | 144042.9026 | 169135.2825 | 144285.7945 | 120330.4775 | 105309.0387 | 86957.5375 | 82535.5385 | 97503.4451 | 76786.1968 | 79950.4966 | 81005.2029 | 85251.9433 | 83456.678 | 83536.4119 | 66080.1652 | 61418.2926 | 55561.4097
STARTS - Number Starts
MEAN |  |  |  | 149.59 | 147.53 | 135.44 | 116.28 | 100.99 | 86.6 | 84.51 | 89.17 | 82.88 | 81.59 | 80.52 | 76.23 | 76.26 | 76.17 | 68.09 | 65.72 | 59.6
P5 |  |  |  | 120 | 124 | 106 | 95.5 | 73.5 | 64 | 66 | 67.5 | 62.5 | 63 | 58.5 | 55.5 | 51 | 58 | 49 | 52 | 45.5
P95 |  |  |  | 182 | 171.5 | 168 | 139 | 123.5 | 110 | 103.5 | 116.5 | 105 | 101.5 | 101 | 96 | 96.5 | 93.5 | 83 | 84 | 74
VOMCOSTS - VOM Costs
MEAN |  |  |  | 16199.4368 | 11876.4421 | 9094.5539 | 6841.3767 | 5595.4501 | 4413.5444 | 4423.7552 | 4616.647 | 4340.3708 | 4405.8218 | 4353.2788 | 4162.0169 | 4515.3353 | 4283.5188 | 3771.0792 | 3660.959 | 3245.7986
P5 |  |  |  | 13653.2433 | 8759.9809 | 5924.7147 | 4313.3636 | 3742.5024 | 2782.8736 | 3207.8063 | 3238.285 | 3041.9064 | 3281.472 | 3025.923 | 2898.5467 | 3170.16 | 3153.2976 | 2874.3 | 2755.431 | 2404.466
P95 |  |  |  | 18355.7779 | 15315.3906 | 12042.5082 | 9376.1819 | 8078.7672 | 6590.699 | 5985.7275 | 6355.2142 | 5705.9418 | 5604.16 | 5654.5478 | 5559.6222 | 5529.8705 | 5788.3449 | 4783.13 | 4712.841 | 4163.644
15598: New 2022JAN DGGS Build-out 18V50DF_NG_A Cumulative #1
CAPACITYFACTOR - Net Generation Capacity Factor
MEAN |  |  |  | 0.24707 | 0.17756 | 0.1587 | 0.13561 | 0.11039 | 0.083876 | 0.084319 | 0.08487 | 0.078836 | 0.076724 | 0.07485 | 0.071545 | 0.074084 | 0.068602 | 0.060694 | 0.060294 | 0.052872
P5 |  |  |  | 0.15858 | 0.097911 | 0.10129 | 0.077839 | 0.069236 | 0.048206 | 0.061261 | 0.0569 | 0.055559 | 0.055815 | 0.053003 | 0.048481 | 0.052786 | 0.050056 | 0.044567 | 0.043726 | 0.036361
P95 |  |  |  | 0.3272 | 0.26665 | 0.20369 | 0.19151 | 0.1642 | 0.13229 | 0.11932 | 0.11858 | 0.10348 | 0.099986 | 0.09708 | 0.098834 | 0.091068 | 0.097495 | 0.078762 | 0.077742 | 0.069012
CO2EMISSIONS - CO2 Emissions
MEAN |  |  |  | 23988.6191 | 17285.1012 | 15609.6238 | 13024.6779 | 10611.3367 | 8036.0139 | 8204.4003 | 8127.9483 | 7556.595 | 7353.1164 | 7168.8948 | 6796.9138 | 7112.5166 | 6558.4899 | 5766.2056 | 5816.6625 | 5083.7906
P5 |  |  |  | 15416.5171 | 9504.4088 | 9875.9937 | 7467.9752 | 6663.9477 | 4613.9125 | 5938.4568 | 5455.8444 | 5359.3559 | 5371.0117 | 5077.0462 | 4596.6816 | 5069.3318 | 4795.7205 | 4251.857 | 4223.0556 | 3493.9371
P95 |  |  |  | 31780.5904 | 26001.1098 | 20014.8377 | 18325.4152 | 15824.6514 | 12671.7803 | 11637.1465 | 11342.8565 | 9922.0293 | 9571.3187 | 9296.7364 | 9375.0598 | 8795.5504 | 9326.6998 | 7471.7018 | 7456.0588 | 6637.1653
FUELCONSUMED - Fuel Consumed
MEAN |  |  |  | 392612.4237 | 282898.5472 | 255476.658 | 213169.8507 | 173671.6323 | 131522.3223 | 134278.2376 | 133026.9769 | 123675.8598 | 120345.6045 | 117330.5208 | 111242.4516 | 116407.7998 | 107340.2595 | 94373.2503 | 95199.059 | 83204.4282
P5 |  |  |  | 252316.1556 | 155554.9714 | 161636.5581 | 122225.4533 | 109066.2477 | 75514.1156 | 97192.4184 | 89293.6892 | 87714.4984 | 87905.265 | 83094.0461 | 75232.1051 | 82967.7877 | 78489.697 | 69588.4948 | 69117.113 | 57183.9132
P95 |  |  |  | 520140.5953 | 425550.0784 | 327575.0859 | 299924.9625 | 258995.9307 | 207394.1133 | 190460.6633 | 185644.1328 | 162390.0054 | 156650.061 | 152156.0783 | 153437.9678 | 143953.3619 | 152646.4786 | 122286.4458 | 122030.4215 | 108627.9103
FUELCOST - Fuel Cost
MEAN |  |  |  | 614483.9 | 485384.5739 | 434510.2904 | 399609.048 | 335389.176 | 268384.5612 | 272380.7583 | 278402.8857 | 263640.8163 | 260697.9858 | 262997.139 | 253211.5408 | 269061.929 | 252888.1331 | 233393.1262 | 239757.6156 | 217958.1453
P5 |  |  |  | 258625.0126 | 188761.0397 | 203362.7053 | 157222.2137 | 150788.5371 | 110697.7073 | 152047.0016 | 142482.3368 | 143258.9962 | 151341.6046 | 139512.7802 | 129017.5816 | 143976.696 | 149986.084 | 137123.3016 | 143182.9995 | 117210.9314
P95 |  |  |  | 1033777.6676 | 894424.5808 | 647887.3582 | 673491.0049 | 693179.0215 | 563754.6186 | 477954.442 | 497984.8294 | 414061.1672 | 402152.7172 | 446270.7025 | 417004.6596 | 402159.584 | 424657.7914 | 361279.583 | 359952.925 | 341983.4922
NETPOS - Net Position (MWh)
MEAN |  |  |  | 46028.1542 | 33189.4344 | 29611.8535 | 25078.6985 | 20418.4248 | 15456.4276 | 15769.4004 | 15610.0336 | 14501.4949 | 14100.4742 | 13736.7806 | 13015.3285 | 13609.7559 | 12542.4979 | 11019.4058 | 11219.481 | 9798.9644
P5 |  |  |  | 29565.7804 | 18250.325 | 18921.2519 | 14384.7703 | 12826.2287 | 8874.0699 | 11415.6 | 10479.25 | 10282.35 | 10301.3711 | 9729.272 | 8803.9158 | 9702.7 | 9171.5 | 8125.7 | 8145.8 | 6734.65
P95 |  |  |  | 60967.7983 | 49930.525 | 37796.8029 | 35282.5517 | 30447.6618 | 24363.5736 | 22364.3898 | 21785.7521 | 19035.296 | 18353.2045 | 17813.2795 | 17945.8606 | 16828.4203 | 17836.7 | 14278.3776 | 14381.9 | 12793.3
NETREVENUE - Net Revenue $
MEAN |  |  |  | 283392.6656 | 261282.2961 | 203359.4256 | 212773.2208 | 177903.1404 | 137243.6353 | 158041.1357 | 162901.5825 | 157076.2578 | 154957.1031 | 153109.0221 | 149295.1836 | 162965.0093 | 146563.7986 | 128950.8262 | 132543.6222 | 115636.6162
P5 |  |  |  | 58930.2886 | 85367.5794 | 108120.2865 | 88706.2133 | 91639.7104 | 63094.9697 | 92147.5183 | 84185.805 | 83349.2164 | 81228.5705 | 84750.3795 | 77432.8163 | 95037.3702 | 87822.1891 | 72203.7194 | 78779.1202 | 60574.8974
P95 |  |  |  | 545896.0489 | 506381.823 | 293014.4042 | 360714.2543 | 322927.1972 | 268505.6818 | 252374.1975 | 296865.7859 | 238058.5545 | 227958.8369 | 240811.4764 | 244089.9487 | 241738.2095 | 241618.3219 | 195651.2971 | 191129.1035 | 172069.2511
STARTS - Number Starts
MEAN |  |  |  | 440.33 | 337.46 | 349.96 | 307.15 | 263.86 | 223.26 | 221.61 | 233.56 | 217.26 | 214.96 | 212.35 | 202.86 | 199.1 | 199.64 | 179.78 | 181.66 | 165.35
P5 |  |  |  | 356 | 236.5 | 255 | 236 | 175.5 | 151.5 | 172.5 | 166.5 | 159.5 | 169.5 | 151.5 | 142 | 135 | 150 | 124.5 | 142 | 116
P95 |  |  |  | 516.5 | 426.5 | 436.5 | 382.5 | 338.5 | 295 | 274.5 | 316.5 | 281.5 | 268 | 269 | 268 | 254 | 262.5 | 227 | 230.5 | 213
VOMCOSTS - VOM Costs
MEAN |  |  |  | 30838.8633 | 22568.8154 | 24281.7199 | 21066.1068 | 17355.6611 | 13447.092 | 14034.7664 | 14205.1306 | 13341.3753 | 13254.4457 | 13187.3094 | 12755.0219 | 13609.7559 | 12793.3479 | 11460.182 | 11892.6498 | 10582.8816
P5 |  |  |  | 19809.0729 | 12410.221 | 15515.4265 | 12083.207 | 10902.2944 | 7720.4408 | 10159.884 | 9536.1175 | 9459.762 | 9683.2888 | 9340.1011 | 8627.8375 | 9702.7 | 9354.93 | 8450.728 | 8634.548 | 7273.422
P95 |  |  |  | 40848.4249 | 33952.757 | 30993.3784 | 29637.3434 | 25880.5125 | 21196.309 | 19904.3069 | 19825.0344 | 17512.4724 | 17252.0122 | 17100.7484 | 17586.9434 | 16828.4203 | 18193.434 | 14849.5127 | 15244.814 | 13816.764
15598: New 2022JAN J920_A #1
CAPACITYFACTOR - Net Generation Capacity Factor
MEAN |  |  |  | 0.78446 | 0.7456 | 0.48344 | 0.34165 | 0.29163 | 0.2509 | 0.23626 | 0.25016 | 0.21241 | 0.23565 | 0.22977 | 0.21844 | 0.2099 | 0.20939 | 0.19239 | 0.17178 | 0.15925
P5 |  |  |  | 0.75863 | 0.695 | 0.43364 | 0.29735 | 0.25328 | 0.21874 | 0.20971 | 0.22301 | 0.17857 | 0.20881 | 0.20029 | 0.19723 | 0.18583 | 0.18957 | 0.16963 | 0.15013 | 0.14114
P95 |  |  |  | 0.80442 | 0.77498 | 0.53619 | 0.38542 | 0.34125 | 0.30605 | 0.27682 | 0.28449 | 0.24831 | 0.27468 | 0.26281 | 0.24369 | 0.23389 | 0.23203 | 0.21234 | 0.19274 | 0.17956
CO2EMISSIONS - CO2 Emissions
MEAN |  |  |  | 12753.5591 | 12232.5126 | 7862.3174 | 5452.101 | 4652.5535 | 3983.0313 | 3807.0147 | 3981.7021 | 3377.5748 | 3780.4321 | 3632.7844 | 3484.2323 | 3374.0504 | 3353.3991 | 3080.2499 | 2746.7292 | 2531.738
P5 |  |  |  | 12344.1785 | 11342.7525 | 7002.5292 | 4770.2028 | 3997.2437 | 3455.8781 | 3352.0742 | 3569.6393 | 2846.9806 | 3355.4529 | 3159.6033 | 3142.2066 | 2968.0405 | 3029.2046 | 2709.3503 | 2405.5949 | 2239.4064
P95 |  |  |  | 13098.6116 | 12736.0739 | 8718.9823 | 6226.2823 | 5442.4239 | 4849.4796 | 4478.1916 | 4548.0205 | 3966.5036 | 4344.7309 | 4154.4931 | 3882.1666 | 3763.3694 | 3710.7862 | 3421.3509 | 3088.3048 | 2862.9763
FUELCONSUMED - Fuel Consumed
MEAN |  |  |  | 216162.0183 | 207330.7217 | 133259.6167 | 92408.4909 | 78856.8397 | 67509.0048 | 64525.6726 | 67486.4764 | 57247.0306 | 64075.1199 | 61572.6168 | 59054.7844 | 57187.2952 | 56837.2729 | 52207.6253 | 46554.732 | 42910.8131
P5 |  |  |  | 209223.3637 | 192250.0424 | 118686.9358 | 80850.8945 | 67749.8926 | 58574.205 | 56814.8174 | 60502.3611 | 48253.909 | 56872.0837 | 53552.5983 | 53257.7395 | 50305.7708 | 51342.4506 | 45921.1914 | 40772.7942 | 37956.0413
P95 |  |  |  | 222010.3657 | 215865.6594 | 147779.3604 | 105530.2092 | 92244.473 | 82194.5703 | 75901.5529 | 77085.0933 | 67228.8748 | 73639.506 | 70415.1371 | 65799.4337 | 63785.9227 | 62894.6817 | 57988.9983 | 52344.1489 | 48525.0212
FUELCOST - Fuel Cost
MEAN |  |  |  | 305599.866 | 310925.2782 | 216822.8848 | 163036.3406 | 144772.5826 | 129386.2681 | 125668.6306 | 136447.4992 | 118913.4457 | 135046.8203 | 133179.1513 | 129995.8717 | 128967.8488 | 130284.5356 | 125204.8249 | 114459.3402 | 109294.1503
P5 |  |  |  | 208520.7915 | 230731.9747 | 149352.5138 | 105781.9643 | 97399.1761 | 86553.7474 | 91516.8887 | 97706.0381 | 80739.5381 | 100806.2396 | 91805.2789 | 92167.2642 | 91411.9713 | 96094.8116 | 94096.1645 | 89496.4394 | 81350.8385
P95 |  |  |  | 427591.8367 | 405265.72 | 303228.7848 | 226613.1901 | 233645.7404 | 218103.5047 | 181411.4831 | 198972.8489 | 172980.2677 | 189991.0249 | 203062.4994 | 174837.0382 | 173721.1797 | 172766.1355 | 165003.7057 | 151214.122 | 144860.4329
NETPOS - Net Position (MWh)
MEAN |  |  |  | 26044.4112 | 24903.8671 | 16110.0582 | 11333.3928 | 9663.5762 | 8267.3132 | 7896.4459 | 8252.5781 | 6995.4212 | 7902.7097 | 7588.9333 | 7273.0342 | 7037.6009 | 6987.0081 | 6415.5389 | 5717.6945 | 5265.4777
P5 |  |  |  | 25199.2876 | 23093.0212 | 14358.4633 | 9910.7633 | 8304.253 | 7175.404 | 6955.1334 | 7401.295 | 5897.9945 | 7016.0322 | 6601.9457 | 6559.7179 | 6192.4059 | 6312.56 | 5641.2 | 5008.505 | 4657.56
P95 |  |  |  | 26806.1721 | 25942.8802 | 17863.0435 | 12940.5957 | 11298.3758 | 10055.6423 | 9286.3891 | 9407.1648 | 8215.0167 | 9075.3082 | 8672.4853 | 8104.3407 | 7851.63 | 7733.2326 | 7120.1229 | 6428.0001 | 5954.1221
NETREVENUE - Net Revenue $
MEAN |  |  |  | -54223.9747 | -92508.7389 | -18746.8717 | 24771.581 | 18641.69 | 9054.616 | 13919.3135 | 13468.8708 | 18543.4652 | 13619.309 | 14263.1698 | 13651.486 | 18101.9291 | 13793.3843 | 10624.6626 | 13494.4805 | 9841.3925
P5 |  |  |  | -123060.6185 | -154750.8092 | -75177.5062 | -11229.557 | -6964.985 | -13746.5665 | -4961.2184 | -6887.7656 | 1042.2628 | -4754.5415 | -5492.9402 | -5142.2952 | -2075.3503 | -3854.6949 | -4911.771 | -1873.4197 | -4831.327
P95 |  |  |  | 16360.507 | -13177.8459 | 30420.4647 | 58785.3415 | 53749.0819 | 39041.9895 | 37421.3185 | 39973.1867 | 35187.6768 | 34543.6046 | 36303.3926 | 37796.7776 | 38470.1611 | 39731.122 | 29098.6946 | 28643.1881 | 23872.3977
STARTS - Number Starts
MEAN |  |  |  | 35.26 | 35.45 | 131.1 | 188.41 | 181.72 | 172.67 | 166.41 | 172.41 | 141.61 | 168.34 | 163.76 | 163.71 | 154.17 | 158.36 | 146.89 | 140.65 | 135.11
P5 |  |  |  | 25.5 | 25.5 | 108 | 160 | 154.5 | 150.5 | 145.5 | 151 | 122 | 142.5 | 140.5 | 142.5 | 131 | 131.5 | 122 | 118 | 106
P95 |  |  |  | 46 | 48.5 | 158.5 | 221 | 207.5 | 194.5 | 188.5 | 194.5 | 158.5 | 192 | 187 | 187.5 | 176 | 179 | 167.5 | 165 | 164.5
VOMCOSTS - VOM Costs
MEAN |  |  |  | 13803.5379 | 13448.0882 | 8860.532 | 6346.7 | 5508.2384 | 4795.0416 | 4658.9031 | 4951.5469 | 4337.1612 | 4978.7071 | 4856.9173 | 4727.4722 | 4715.1926 | 4751.1655 | 4426.7219 | 4059.5631 | 3791.1439
P5 |  |  |  | 13355.6224 | 12470.2314 | 7897.1548 | 5550.0275 | 4733.4242 | 4161.7343 | 4103.5287 | 4440.777 | 3656.7566 | 4420.1003 | 4225.2452 | 4263.8166 | 4148.9119 | 4292.5408 | 3892.428 | 3556.0386 | 3353.4432
P95 |  |  |  | 14207.2712 | 14009.1553 | 9824.6739 | 7246.7336 | 6440.0742 | 5832.2725 | 5478.9695 | 5644.2989 | 5093.3104 | 5717.4442 | 5550.3906 | 5267.8215 | 5260.5921 | 5258.5982 | 4912.8848 | 4563.8801 | 4286.9679
15598: New 2022JAN J920_A #2
CAPACITYFACTOR - Net Generation Capacity Factor
MEAN |  |  |  | 0.78519 | 0.74705 | 0.4489 | 0.33798 | 0.28832 | 0.24977 | 0.23564 | 0.25033 | 0.21279 | 0.23439 | 0.22833 | 0.21525 | 0.20627 | 0.20682 | 0.18961 | 0.17087 | 0.15885
P5 |  |  |  | 0.76079 | 0.7083 | 0.39637 | 0.2928 | 0.25001 | 0.21787 | 0.20656 | 0.22032 | 0.17824 | 0.20463 | 0.19745 | 0.19074 | 0.18128 | 0.18752 | 0.16802 | 0.14913 | 0.141
P95 |  |  |  | 0.80465 | 0.77868 | 0.5059 | 0.3841 | 0.33656 | 0.3056 | 0.27672 | 0.28339 | 0.24926 | 0.26599 | 0.25921 | 0.24648 | 0.23075 | 0.23122 | 0.21291 | 0.19352 | 0.17884
CO2EMISSIONS - CO2 Emissions
MEAN |  |  |  | 12778.9544 | 12255.0532 | 7268.6141 | 5397.5445 | 4596.5101 | 3962.573 | 3795.0232 | 3985.2376 | 3383.8698 | 3763.0432 | 3607.4442 | 3435.5389 | 3319.6343 | 3311.6028 | 3036.9093 | 2729.9229 | 2526.4156
P5 |  |  |  | 12433.9275 | 11535.4222 | 6444.3234 | 4650.3264 | 3981.9899 | 3463.7298 | 3312.4899 | 3480.899 | 2845.9042 | 3296.1997 | 3119.9033 | 3038.1011 | 2927.2874 | 3003.7697 | 2683.589 | 2382.5228 | 2218.542
P95 |  |  |  | 13092.8074 | 12797.8674 | 8207.9441 | 6151.2417 | 5396.58 | 4819.4096 | 4425.553 | 4543.5556 | 3987.7928 | 4308.3533 | 4053.3445 | 3971.5599 | 3748.917 | 3707.8463 | 3403.925 | 3088.2878 | 2833.9121
FUELCONSUMED - Fuel Consumed
MEAN |  |  |  | 216592.447 | 207712.7661 | 123196.8485 | 91483.8047 | 77906.9502 | 67162.2546 | 64322.4278 | 67546.4002 | 57353.7251 | 63780.3926 | 61143.122 | 58229.4722 | 56264.9881 | 56128.8606 | 51473.0389 | 46269.8796 | 42820.6032
P5 |  |  |  | 210744.5332 | 195515.6304 | 109225.821 | 78819.0919 | 67491.355 | 58707.2848 | 56143.896 | 58998.2886 | 48235.664 | 55867.792 | 52879.7174 | 51493.2391 | 49615.0403 | 50911.3517 | 45484.559 | 40381.7418 | 37602.4068
P95 |  |  |  | 221911.9901 | 216913.0073 | 139117.6961 | 104258.3345 | 91467.4579 | 81684.9089 | 75009.3721 | 77009.417 | 67589.7082 | 73022.937 | 68700.754 | 67314.5752 | 63540.9668 | 62844.8522 | 57693.6437 | 52343.8607 | 48032.4092
FUELCOST - Fuel Cost
MEAN |  |  |  | 306135.5258 | 311331.8602 | 201474.3677 | 161353.1451 | 143039.7105 | 128733.0035 | 125341.7911 | 136610.5454 | 119253.6487 | 134689.9693 | 132557.08 | 128708.32 | 127151.7842 | 128763.2973 | 123608.7536 | 113898.5547 | 109190.0853
P5 |  |  |  | 205093.7407 | 232501.4363 | 136680.7295 | 102386.8431 | 95568.6139 | 84501.4584 | 90976.5097 | 95589.6951 | 79994.9236 | 97257.6302 | 89581.6672 | 89742.3693 | 87923.4684 | 96190.4194 | 90051.0345 | 88009.6248 | 81945.1849
P95 |  |  |  | 420063.0271 | 414046.6858 | 276379.587 | 225159.7785 | 231310.0497 | 216154.824 | 184235.8086 | 198056.743 | 176188.8751 | 188350.1431 | 199839.2823 | 179095.9337 | 178086.5503 | 175411.4515 | 165071.9016 | 151845.2007 | 145668.8365
NETPOS - Net Position (MWh)
MEAN |  |  |  | 26092.6432 | 24948.946 | 14940.3165 | 11220.6096 | 9547.0199 | 8224.9278 | 7871.5805 | 8259.6671 | 7008.2941 | 7866.15 | 7535.7745 | 7170.9181 | 6923.8906 | 6900.444 | 6325.4365 | 5682.5083 | 5254.1661
P5 |  |  |  | 25309.8778 | 23499.734 | 13200.4146 | 9668.0365 | 8274.051 | 7190.4313 | 6873.352 | 7217.3296 | 5896.0186 | 6892.6595 | 6518.2481 | 6343.0541 | 6107.97 | 6263.04 | 5587.6287 | 4960.1724 | 4615.4816
P95 |  |  |  | 26766.3121 | 26066.4069 | 16869.3809 | 12789.9657 | 11199.2959 | 9993.3103 | 9182.8139 | 9410.5366 | 8252.1999 | 9002.995 | 8459.4442 | 8287.5986 | 7821.1845 | 7724.0519 | 7085.225 | 6412.9243 | 5894.91
NETREVENUE - Net Revenue $
MEAN |  |  |  | -55288.0332 | -94229.3676 | -2533.3879 | 25483.0942 | 18994.3489 | 9669.7659 | 14227.8109 | 13261.6275 | 18614.9723 | 13971.6577 | 14926.7282 | 15169.7755 | 19129.7638 | 14965.6347 | 11872.6772 | 13668.6232 | 9938.3808
P5 |  |  |  | -124567.1581 | -154303.0777 | -52878.3921 | -10422.7473 | -7499.9561 | -13423.1191 | -5769.3303 | -7695.6391 | 2057.1151 | -5511.4635 | -4411.8015 | -3275.5993 | -586.39 | -1174.9112 | -4802.4029 | -1136.247 | -4142.0125
P95 |  |  |  | 19470.085 | -18986.629 | 38849.6512 | 61081.8506 | 53121.5923 | 39251.1388 | 39129.9903 | 38899.3155 | 35797.279 | 33936.8185 | 35707.2911 | 39129.2276 | 39866.9872 | 40181.1661 | 30002.2244 | 28676.135 | 24444.3337
STARTS - Number Starts
MEAN |  |  |  | 34.31 | 35.65 | 140.53 | 191.01 | 181.44 | 169.73 | 165.68 | 172 | 142.01 | 167.26 | 162.27 | 160.13 | 151.73 | 155.11 | 145.08 | 140.82 | 134.88
P5 |  |  |  | 24 | 23 | 115.5 | 160 | 155 | 147.5 | 145 | 149 | 122.5 | 144 | 137 | 141 | 126.5 | 128.5 | 122.5 | 119 | 106.5
P95 |  |  |  | 44.5 | 48.5 | 166.5 | 223.5 | 209 | 193.5 | 188.5 | 187.5 | 158.5 | 191 | 184 | 180 | 176.5 | 179.5 | 166.5 | 163.5 | 161
VOMCOSTS - VOM Costs
MEAN |  |  |  | 13829.1009 | 13472.4309 | 8217.1741 | 6283.5414 | 5441.8013 | 4770.4581 | 4644.2325 | 4955.8002 | 4345.1424 | 4955.6745 | 4822.8957 | 4661.0968 | 4639.0067 | 4692.3019 | 4364.5512 | 4034.5809 | 3782.9996
P5 |  |  |  | 13414.2352 | 12689.8564 | 7260.2281 | 5414.1005 | 4716.2091 | 4170.4501 | 4055.2777 | 4330.3977 | 3655.5315 | 4342.3755 | 4171.6788 | 4122.9852 | 4092.3399 | 4258.8672 | 3855.4638 | 3521.7224 | 3323.1468
P95 |  |  |  | 14186.1454 | 14075.8597 | 9278.1595 | 7162.3808 | 6383.5987 | 5796.12 | 5417.8602 | 5646.322 | 5116.3639 | 5671.8868 | 5414.0443 | 5386.9391 | 5240.1936 | 5252.3553 | 4888.8053 | 4553.1762 | 4244.3352
15598: New 2022JAN J920_A #3
CAPACITYFACTOR - Net Generation Capacity Factor
MEAN |  |  |  | 0.78275 | 0.74469 | 0.45755 | 0.34113 | 0.29124 | 0.24959 | 0.23614 | 0.24813 | 0.21391 | 0.23193 | 0.22511 | 0.21087 | 0.20365 | 0.20522 | 0.18483 | 0.16553 | 0.15379
P5 |  |  |  | 0.75851 | 0.6944 | 0.41772 | 0.29279 | 0.25031 | 0.21742 | 0.20392 | 0.22022 | 0.17912 | 0.20675 | 0.19667 | 0.18428 | 0.17691 | 0.182 | 0.158 | 0.14189 | 0.13156
P95 |  |  |  | 0.80576 | 0.77956 | 0.50088 | 0.38705 | 0.33892 | 0.30767 | 0.26961 | 0.2795 | 0.25128 | 0.26371 | 0.25944 | 0.24325 | 0.23198 | 0.22668 | 0.21247 | 0.19154 | 0.17516
CO2EMISSIONS - CO2 Emissions
MEAN |  |  |  | 12725.2332 | 12210.44 | 7407.4097 | 5443.8891 | 4643.9603 | 3963.0614 | 3804.3847 | 3944.5173 | 3401.7828 | 3723.9691 | 3558.09 | 3366.6784 | 3277.389 | 3285.8085 | 2959.0613 | 2645.5334 | 2449.38
P5 |  |  |  | 12272.1925 | 11381.7706 | 6793.7653 | 4673.7013 | 3978.139 | 3439.2613 | 3278.9855 | 3547.3135 | 2845.963 | 3308.4217 | 3125.1086 | 2957.2405 | 2830.6716 | 2933.1527 | 2536.0825 | 2267.2424 | 2097.8271
P95 |  |  |  | 13085.6519 | 12873.4094 | 8111.4626 | 6141.2847 | 5409.5696 | 4935.2908 | 4356.3927 | 4453.3393 | 4000.1898 | 4233.1114 | 4130.4234 | 3895.6702 | 3753.9066 | 3630.8642 | 3435.5007 | 3080.5926 | 2807.0668
FUELCONSUMED - Fuel Consumed
MEAN |  |  |  | 215681.9195 | 206956.6101 | 125549.3164 | 92269.3075 | 78711.1913 | 67170.5318 | 64481.096 | 66856.226 | 57657.335 | 63118.12 | 60306.6099 | 57062.3451 | 55548.9657 | 55691.6698 | 50153.5812 | 44839.5485 | 41514.9159
P5 |  |  |  | 208003.2628 | 192911.3663 | 115148.5648 | 79215.2765 | 67426.0844 | 58292.5645 | 55576.0253 | 60123.9581 | 48236.6614 | 56074.9445 | 52967.942 | 50122.7205 | 47977.4846 | 49714.4526 | 42984.4485 | 38427.8366 | 35556.3913
P95 |  |  |  | 221790.7108 | 218193.3805 | 137482.4162 | 104089.5713 | 91687.6201 | 83648.9967 | 73837.1639 | 75480.3276 | 67799.8279 | 71747.6502 | 70007.1767 | 66028.3089 | 63625.5355 | 61540.0716 | 58228.8262 | 52213.4334 | 47577.4034
FUELCOST - Fuel Cost
MEAN |  |  |  | 304944.2947 | 310160.9176 | 204093.0623 | 162450.7335 | 144153.6642 | 128588.4861 | 125498.3055 | 134934.7958 | 119808.3188 | 133220.874 | 130841.6362 | 126489.8507 | 125882.4045 | 128068.3248 | 121051.1025 | 111063.8711 | 106698.0463
P5 |  |  |  | 208317.9202 | 234272.5695 | 147713.7387 | 104875.3676 | 100941.1184 | 85713.5409 | 90325.0894 | 98950.5692 | 82008.0142 | 97988.3923 | 88903.6589 | 87467.8172 | 85644.3669 | 92578.1681 | 86483.6744 | 81848.7911 | 76691.9609
P95 |  |  |  | 411719.1324 | 411605.4816 | 268702.2502 | 228185.7135 | 228254.1589 | 220565.434 | 177825.1428 | 196957.4209 | 176499.5746 | 187204.1568 | 202183.3478 | 177332.8554 | 173597.6036 | 175086.0235 | 164548.288 | 152262.9286 | 145956.4451
NETPOS - Net Position (MWh)
MEAN |  |  |  | 25987.3951 | 24859.3455 | 15219.706 | 11317.1913 | 9646.5288 | 8226.2331 | 7891.1093 | 8175.3288 | 7045.4127 | 7784.3697 | 7432.5044 | 7026.9033 | 6835.2906 | 6846.8817 | 6163.1084 | 5506.4636 | 5093.6564
P5 |  |  |  | 25040.474 | 23144.5951 | 13949.1734 | 9715.781 | 8265.2813 | 7139.5992 | 6802.703 | 7355.3604 | 5895.7267 | 6917.973 | 6529.9217 | 6174.6712 | 5905.825 | 6110.0811 | 5280.3984 | 4719.77 | 4360.9
P95 |  |  |  | 26750.3485 | 26192.3684 | 16632.0158 | 12761.499 | 11227.6579 | 10230.8148 | 9033.6295 | 9216.5981 | 8282.9054 | 8849.1157 | 8619.3349 | 8123.692 | 7822.7118 | 7565.3091 | 7150.84 | 6409.83 | 5837.96
NETREVENUE - Net Revenue $
MEAN |  |  |  | -54284.4789 | -92936.4945 | -3320.4022 | 25075.9221 | 18560.1378 | 9290.3909 | 14299.5233 | 13734.6893 | 18208.9438 | 14432.9923 | 15417.2306 | 15719.6315 | 19495.0449 | 15519.7593 | 12926.8612 | 15002.6741 | 11322.2734
P5 |  |  |  | -120225.4281 | -150332.9572 | -61892.5027 | -11605.5659 | -6931.6008 | -13971.5169 | -4729.5176 | -6807.8449 | -302.6361 | -5024.5125 | -4216.1705 | -2668.2481 | 2319.3412 | -1698.1197 | -853.2753 | 1669.5626 | -1370.9505
P95 |  |  |  | 22457.7548 | -16542.9802 | 47307.4573 | 62162.7292 | 52971.0449 | 39684.2838 | 37763.9522 | 41079.988 | 35051.7268 | 36109.471 | 36349.637 | 38005.7648 | 36680.9857 | 39662.5595 | 25952.1248 | 27205.1883 | 24096.3105
STARTS - Number Starts
MEAN |  |  |  | 34.88 | 34.93 | 135.98 | 188.23 | 181.77 | 170.3 | 165.62 | 169.78 | 143.3 | 166.07 | 160.8 | 158.92 | 150.13 | 154.16 | 142.26 | 136.96 | 130.82
P5 |  |  |  | 25.5 | 24 | 111 | 159 | 155.5 | 140.5 | 143 | 151 | 122.5 | 140 | 140.5 | 140 | 125 | 129.5 | 122.5 | 116.5 | 102
P95 |  |  |  | 44 | 47 | 165.5 | 224.5 | 204 | 192.5 | 186 | 189 | 161.5 | 194 | 183 | 180.5 | 172.5 | 176 | 161 | 155.5 | 152
VOMCOSTS - VOM Costs
MEAN |  |  |  | 13773.3194 | 13424.0466 | 8370.8383 | 6337.6271 | 5498.5214 | 4771.2152 | 4655.7545 | 4905.1973 | 4368.1559 | 4904.1529 | 4756.8028 | 4567.4871 | 4579.6447 | 4655.8795 | 4252.5448 | 3909.5892 | 3667.4326
P5 |  |  |  | 13271.4512 | 12498.0813 | 7672.0453 | 5440.8374 | 4711.2103 | 4140.9676 | 4013.5947 | 4413.2162 | 3655.3506 | 4358.323 | 4179.1499 | 4013.5363 | 3956.9028 | 4154.8552 | 3643.4749 | 3351.0367 | 3139.848
P95 |  |  |  | 14177.6847 | 14143.8789 | 9147.6087 | 7146.4394 | 6399.765 | 5933.8726 | 5329.8414 | 5529.9589 | 5135.4013 | 5574.9429 | 5516.3743 | 5280.3998 | 5241.2169 | 5144.4102 | 4934.0796 | 4550.9793 | 4203.3312
15598: New 2023JAN 18V50DF_NG_B #1
CAPACITYFACTOR - Net Generation Capacity Factor
MEAN |  |  |  |  | 0.28294 | 0.21516 | 0.15948 | 0.12875 | 0.099879 | 0.097342 | 0.10139 | 0.093342 | 0.090647 | 0.088767 | 0.083466 | 0.086899 | 0.082067 | 0.071952 | 0.06803 | 0.059742
P5 |  |  |  |  | 0.21257 | 0.14376 | 0.10322 | 0.079923 | 0.0644 | 0.071553 | 0.070304 | 0.067538 | 0.069005 | 0.06142 | 0.060388 | 0.062437 | 0.062295 | 0.053516 | 0.05167 | 0.043712
P95 |  |  |  |  | 0.37092 | 0.27971 | 0.21428 | 0.18967 | 0.14842 | 0.13373 | 0.13731 | 0.12156 | 0.11282 | 0.11268 | 0.1133 | 0.10498 | 0.11222 | 0.091166 | 0.08638 | 0.075971
CO2EMISSIONS - CO2 Emissions
MEAN |  |  |  |  | 9054.7729 | 6855.179 | 5062.7171 | 4084.2941 | 3154.0665 | 3114.9672 | 3209.6698 | 2955.5041 | 2896.8377 | 2791.6964 | 2652.7235 | 2778.7359 | 2613.3486 | 2293.425 | 2163.3127 | 1891.0875
P5 |  |  |  |  | 6752.2699 | 4626.1367 | 3309.3736 | 2540.5132 | 2006.2681 | 2298.3936 | 2228.0208 | 2139.3762 | 2217.2927 | 1927.1557 | 1909.025 | 1989.6934 | 1980.0269 | 1712.7171 | 1655.3969 | 1375.8256
P95 |  |  |  |  | 11835.4186 | 8890.6933 | 6768.7074 | 5985.1218 | 4673.8744 | 4306.7827 | 4349.6666 | 3849.2399 | 3609.6477 | 3540.7365 | 3610.0828 | 3385.2675 | 3564.0485 | 2890.7535 | 2732.9257 | 2404.4397
FUELCONSUMED - Fuel Consumed
MEAN |  |  |  |  | 148195.9558 | 112196.0562 | 82859.5275 | 66846.0565 | 51621.3829 | 50981.4607 | 52531.4199 | 48371.5897 | 47411.4184 | 45690.6119 | 43416.0969 | 45478.4932 | 42771.6628 | 37535.5966 | 35406.0997 | 30950.6948
P5 |  |  |  |  | 110511.7825 | 75714.1852 | 54163.2333 | 41579.5948 | 32835.8118 | 37616.9161 | 36465.1518 | 35014.3398 | 36289.5693 | 31541.0095 | 31244.2723 | 32564.5404 | 32406.3331 | 28031.3763 | 27093.2396 | 22517.6037
P95 |  |  |  |  | 193705.7055 | 145510.5279 | 110780.8088 | 97956.1669 | 76495.4898 | 70487.4417 | 71189.3066 | 62999.0159 | 59077.7043 | 57949.8606 | 59084.8253 | 55405.3608 | 58331.3995 | 47311.8406 | 44728.7341 | 39352.5313
FUELCOST - Fuel Cost
MEAN |  |  |  |  | 243201.764 | 194841.4038 | 153874.7682 | 128463.1151 | 104315.7059 | 103143.8667 | 109465.1949 | 102728.6555 | 102475.0535 | 102099.8157 | 98632.6608 | 104895.9401 | 100565.8081 | 92503.0864 | 88925.763 | 80759.592
P5 |  |  |  |  | 130902.0634 | 91535.8049 | 65820.0894 | 62295.8499 | 47315.6219 | 59044.0404 | 58484.4524 | 56862.8928 | 63306.1141 | 54259.0534 | 52311.4652 | 56479.431 | 63169.5916 | 56332.8173 | 55449.3064 | 44815.6651
P95 |  |  |  |  | 402250.6198 | 303489.0805 | 251847.9428 | 255370.4701 | 209500.8159 | 174387.6249 | 187363.6622 | 161699.4622 | 162976.0542 | 173132.1279 | 162810.2699 | 156531.8069 | 161090.2702 | 137602.8009 | 129856.0962 | 124675.4019
NETPOS - Net Position (MWh)
MEAN |  |  |  |  | 17388.026 | 13183.1195 | 9733.82 | 7847.2968 | 6055.708 | 5976.4878 | 6153.8781 | 5661.8966 | 5601.4018 | 5394.2477 | 5121.4992 | 5361.0168 | 5038.4397 | 4418.507 | 4164.9335 | 3638.262
P5 |  |  |  |  | 12981.0962 | 8899.0172 | 6362.7143 | 4881.38 | 3852.16 | 4409.955 | 4271.925 | 4098.6 | 4287.52 | 3723.85 | 3685.77 | 3838.8 | 3817.45 | 3299.75 | 3187.065 | 2646.95
P95 |  |  |  |  | 22699.7113 | 17083.4895 | 13012.5716 | 11499.495 | 8972.91 | 8263.475 | 8338.5098 | 7373.13 | 6979.88 | 6840.955 | 6969.3417 | 6530.93 | 6871.41 | 5569.375 | 5261.585 | 4625.9
NETREVENUE - Net Revenue $
MEAN |  |  |  |  | 86658.6364 | 87847.6488 | 67041.6272 | 56174.5967 | 42687.2345 | 49657.2237 | 50749.1885 | 49337.1471 | 51799.0408 | 51512.9333 | 51147.3384 | 55123.1302 | 49315.1515 | 43520.28 | 42623.3884 | 37002.277
P5 |  |  |  |  | 14078.5153 | 32404.8531 | 23365.4892 | 27107.9758 | 17326.1719 | 27236.254 | 25733.2216 | 25769.8646 | 27667.8856 | 26647.4636 | 26897.7311 | 29189.299 | 28684.9523 | 24016.7503 | 24573.1655 | 19180.9398
P95 |  |  |  |  | 167360.9418 | 141787.8764 | 117103.6925 | 102470.5909 | 86518.2396 | 82823.8651 | 92817.2757 | 76099.5325 | 77394.6953 | 81464.3704 | 84951.802 | 82296.4807 | 81909.8108 | 66030.1671 | 64527.3738 | 57066.6266
STARTS - Number Starts
MEAN |  |  |  |  | 147.3 | 136.77 | 118.71 | 100.83 | 86.73 | 84.27 | 90.34 | 83.64 | 83.14 | 81.01 | 76.71 | 76.24 | 77.6 | 69.58 | 66.87 | 61.11
P5 |  |  |  |  | 124.5 | 109 | 98.5 | 73.5 | 65 | 67 | 66.5 | 62.5 | 66.5 | 58.5 | 55 | 51.5 | 61.5 | 51.5 | 54 | 44
P95 |  |  |  |  | 170 | 169 | 139 | 125 | 110 | 104.5 | 117 | 105.5 | 101 | 102 | 99.5 | 94 | 95 | 86.5 | 83 | 78
VOMCOSTS - VOM Costs
MEAN |  |  |  |  | 11823.8577 | 9228.1837 | 6911.0122 | 5650.0537 | 4481.2239 | 4482.3658 | 4738.4861 | 4416.2794 | 4481.1215 | 4423.2831 | 4250.8443 | 4556.8643 | 4383.4425 | 3888.2861 | 3748.4401 | 3347.201
P5 |  |  |  |  | 8827.1454 | 6229.3121 | 4517.5272 | 3514.5936 | 2850.5984 | 3307.4662 | 3289.3823 | 3196.908 | 3430.016 | 3053.557 | 3059.1891 | 3262.98 | 3321.1815 | 2903.78 | 2868.3585 | 2435.194
P95 |  |  |  |  | 15435.8037 | 11958.4427 | 9238.9258 | 8279.6364 | 6639.9534 | 6197.6062 | 6420.6525 | 5751.0414 | 5583.904 | 5609.5831 | 5784.5536 | 5551.2905 | 5978.1267 | 4901.05 | 4735.4265 | 4255.828
15598: New 2023JAN 18V50DF_NG_B #10
CAPACITYFACTOR - Net Generation Capacity Factor
MEAN |  |  |  |  | 0.27702 | 0.21424 | 0.16424 | 0.1329 | 0.10567 | 0.10337 | 0.11043 | 0.098409 | 0.096292 | 0.093394 | 0.087708 | 0.091211 | 0.085563 | 0.07573 | 0.070338 | 0.061882
P5 |  |  |  |  | 0.20308 | 0.14352 | 0.11071 | 0.090156 | 0.06786 | 0.077585 | 0.081394 | 0.077154 | 0.074451 | 0.067082 | 0.06242 | 0.066415 | 0.06454 | 0.057634 | 0.053645 | 0.045404
P95 |  |  |  |  | 0.3604 | 0.28438 | 0.22289 | 0.19022 | 0.15405 | 0.13666 | 0.14509 | 0.12686 | 0.11836 | 0.12032 | 0.11504 | 0.1091 | 0.11899 | 0.095939 | 0.088501 | 0.077938
CO2EMISSIONS - CO2 Emissions
MEAN |  |  |  |  | 8880.0925 | 6832.0185 | 5219.025 | 4213.795 | 3341.7428 | 3309.9458 | 3504.0315 | 3114.8939 | 3077.3265 | 2935.4748 | 2785.1686 | 2921.0841 | 2726.0508 | 2413.3662 | 2236.6611 | 1958.3597
P5 |  |  |  |  | 6512.5976 | 4572.7804 | 3502.4561 | 2878.6703 | 2153.5966 | 2458.5453 | 2565.4686 | 2441.9142 | 2396.2474 | 2114.6392 | 1965.6856 | 2129.0155 | 2054.006 | 1847.474 | 1707.5354 | 1436.5876
P95 |  |  |  |  | 11556.1819 | 9082.871 | 7068.7147 | 6033.1616 | 4864.8858 | 4379.437 | 4582.6028 | 4019.9217 | 3815.1456 | 3804.3459 | 3639.3514 | 3518.2353 | 3777.2822 | 3060.2864 | 2806.7885 | 2482.5622
FUELCONSUMED - Fuel Consumed
MEAN |  |  |  |  | 145337.0293 | 111816.9975 | 85417.7573 | 68965.5482 | 54693.0085 | 54172.5996 | 57349.1243 | 50980.2604 | 50365.4084 | 48043.7768 | 45583.7734 | 47808.2508 | 44616.2155 | 39498.6281 | 36606.5653 | 32051.7133
P5 |  |  |  |  | 106589.1594 | 74840.9237 | 57323.3405 | 47114.0802 | 35247.081 | 40238.0572 | 41988.0292 | 39965.8626 | 39218.4518 | 34609.4788 | 32171.6137 | 34844.7708 | 33617.1191 | 30236.8906 | 27946.5699 | 23512.072
P95 |  |  |  |  | 189135.546 | 148655.8258 | 115690.9116 | 98742.4156 | 79621.699 | 71676.5471 | 75001.6822 | 65792.5 | 62441.0075 | 62264.2537 | 59563.8524 | 57581.5932 | 61821.3123 | 50086.52 | 45937.6188 | 40631.1334
FUELCOST - Fuel Cost
MEAN |  |  |  |  | 238305.0909 | 194079.1463 | 158164.5031 | 132045.5725 | 110050.801 | 108714.7298 | 118570.5203 | 107604.5996 | 108587.4434 | 107118.0265 | 103460.9837 | 110297.2086 | 105059.8049 | 97412.5904 | 91950.0229 | 83519.5791
P5 |  |  |  |  | 126705.7697 | 92364.1795 | 73041.7828 | 70027.6111 | 52266.4851 | 63834.4642 | 67456.3544 | 63862.5747 | 66328.3965 | 58640.4475 | 57023.8651 | 63974.8769 | 63596.2797 | 59104.6606 | 59212.884 | 50004.2014
P95 |  |  |  |  | 393035.1967 | 305146.1422 | 254551.5576 | 259315.8256 | 219474.0145 | 180660.0919 | 195563.1963 | 168385.2538 | 171495.7618 | 184223.7812 | 167272.6701 | 165870.6454 | 169858.2951 | 142979.4214 | 131315.2194 | 127687.7157
NETPOS - Net Position (MWh)
MEAN |  |  |  |  | 17050.9387 | 13136.9393 | 10034.445 | 8096.0652 | 6415.8597 | 6350.5146 | 6718.0489 | 5967.1646 | 5950.292 | 5672.0507 | 5377.1502 | 5635.6339 | 5255.7435 | 4649.6325 | 4306.1318 | 3767.687
P5 |  |  |  |  | 12533.6945 | 8797.8998 | 6734.415 | 5531.12 | 4135.04 | 4717.24 | 4918.935 | 4678.2 | 4633.56 | 4086.125 | 3795.165 | 4107.6 | 3960.08 | 3559.375 | 3287.445 | 2763.85
P95 |  |  |  |  | 22125.2392 | 17447.2004 | 13589.47 | 11590.985 | 9338.85 | 8400.035 | 8784.1545 | 7698.7828 | 7376.42 | 7350.74 | 7026.525 | 6787.06 | 7282.52 | 5896 | 5403.79 | 4776.2
NETREVENUE - Net Revenue $
MEAN |  |  |  |  | 86969.4168 | 86836.2487 | 65774.7258 | 54656.3094 | 40437.0266 | 47665.1988 | 47903.8129 | 47851.9481 | 50877.5319 | 50355.7026 | 49906.8982 | 53967.2746 | 48408.6487 | 42460.7551 | 42097.4211 | 36124.6393
P5 |  |  |  |  | 19701.2105 | 33006.5754 | 21865.2348 | 25264.5854 | 12987.2738 | 25242.5096 | 21907.838 | 23098.4293 | 25992.6305 | 25427.7569 | 26229.0328 | 29369.9277 | 26566.0249 | 22701.1536 | 23843.4648 | 18435.8089
P95 |  |  |  |  | 173330.1608 | 136490.8291 | 117019.3262 | 104193.3661 | 83999.97 | 80564.6034 | 90337.6437 | 73011.4864 | 76716.2866 | 81048.5117 | 83801.234 | 81997.5368 | 82957.7802 | 65272.4501 | 63283.6956 | 55280.1848
STARTS - Number Starts
MEAN |  |  |  |  | 147.4 | 136.87 | 121.36 | 103.58 | 90.16 | 88.87 | 96.26 | 85.98 | 85.71 | 83.1 | 79.89 | 79.14 | 79.03 | 71.2 | 67.34 | 62.34
P5 |  |  |  |  | 124.5 | 111 | 102.5 | 77.5 | 71.5 | 72 | 78 | 67.5 | 70 | 62.5 | 58 | 58.5 | 61 | 50.5 | 52.5 | 48
P95 |  |  |  |  | 166.5 | 166.5 | 144.5 | 126 | 107 | 108.5 | 119.5 | 103.5 | 103.5 | 102 | 100.5 | 100.5 | 95.5 | 87.5 | 85 | 79.5
VOMCOSTS - VOM Costs
MEAN |  |  |  |  | 11594.6383 | 9195.8575 | 7124.456 | 5829.1669 | 4747.7362 | 4762.8859 | 5172.8976 | 4654.3884 | 4760.2336 | 4651.0816 | 4463.0347 | 4790.2888 | 4572.4968 | 4091.6766 | 3875.5186 | 3466.272
P5 |  |  |  |  | 8522.9123 | 6158.5299 | 4781.4347 | 3982.4064 | 3059.9296 | 3537.93 | 3787.5799 | 3648.996 | 3706.848 | 3350.6225 | 3149.9869 | 3491.46 | 3445.2696 | 3132.25 | 2958.7005 | 2542.742
P95 |  |  |  |  | 15045.1627 | 12213.0403 | 9648.5237 | 8345.5092 | 6910.749 | 6300.0262 | 6763.799 | 6005.0506 | 5901.136 | 6027.6068 | 5832.0157 | 5769.001 | 6335.7924 | 5188.48 | 4863.411 | 4394.104
15598: New 2023JAN 18V50DF_NG_B #2
CAPACITYFACTOR - Net Generation Capacity Factor
MEAN |  |  |  |  | 0.28211 | 0.21619 | 0.16018 | 0.12947 | 0.10064 | 0.097235 | 0.10213 | 0.093866 | 0.092583 | 0.090505 | 0.084442 | 0.087887 | 0.082796 | 0.07263 | 0.068031 | 0.060173
P5 |  |  |  |  | 0.20949 | 0.14538 | 0.10437 | 0.085878 | 0.064823 | 0.07042 | 0.073081 | 0.069205 | 0.070829 | 0.063257 | 0.058185 | 0.061349 | 0.063538 | 0.056059 | 0.051339 | 0.043741
P95 |  |  |  |  | 0.37122 | 0.28751 | 0.21753 | 0.18901 | 0.15078 | 0.13574 | 0.13902 | 0.12319 | 0.1164 | 0.11641 | 0.11475 | 0.10577 | 0.11214 | 0.091763 | 0.087212 | 0.077311
CO2EMISSIONS - CO2 Emissions
MEAN |  |  |  |  | 9028.7154 | 6893.2422 | 5089.5217 | 4109.1793 | 3179.3534 | 3117.9632 | 3239.0445 | 2968.9171 | 2957.0998 | 2843.2247 | 2680.467 | 2812.264 | 2636.7208 | 2318.8767 | 2163.1858 | 1904.0211
P5 |  |  |  |  | 6665.6461 | 4648.6029 | 3315.832 | 2731.2685 | 2023.6009 | 2259.4378 | 2318.8721 | 2178.2739 | 2247.8459 | 1996.917 | 1848.006 | 1972.2782 | 2019.1923 | 1795.31 | 1633.6726 | 1384.5059
P95 |  |  |  |  | 11904.8583 | 9212.2833 | 6931.1306 | 6013.477 | 4795.5547 | 4311.1111 | 4416.1572 | 3902.7408 | 3704.0217 | 3632.2982 | 3648.4187 | 3387.268 | 3559.6968 | 2949.971 | 2758.9949 | 2452.1812
FUELCONSUMED - Fuel Consumed
MEAN |  |  |  |  | 147769.4823 | 112819.0209 | 83298.2276 | 67253.3445 | 52035.2447 | 51030.4945 | 53012.1856 | 48591.1145 | 48397.7051 | 46533.9558 | 43870.1638 | 46027.2341 | 43154.1865 | 37952.1548 | 35404.0235 | 31162.3745
P5 |  |  |  |  | 109094.0444 | 76081.8812 | 54268.937 | 44701.6122 | 33119.4906 | 36979.3413 | 37952.0803 | 35650.9642 | 36789.6224 | 32682.7655 | 30245.5969 | 32279.5116 | 33047.3374 | 29383.1431 | 26737.6852 | 22659.6705
P95 |  |  |  |  | 194842.1973 | 150773.8682 | 113439.1261 | 98420.2462 | 78486.9841 | 70558.2834 | 72277.5312 | 63874.6441 | 60622.2872 | 59448.4154 | 59712.2545 | 55438.1016 | 58260.1768 | 48281.0305 | 45155.3993 | 40133.8993
FUELCOST - Fuel Cost
MEAN |  |  |  |  | 242505.9939 | 195824.3479 | 154477.373 | 128983.752 | 105033.5979 | 103104.5434 | 110280.2487 | 103162.8737 | 104595.9631 | 104022.2969 | 99621.1812 | 106147.6277 | 101370.6972 | 93302.3991 | 88908.4457 | 81438.3369
P5 |  |  |  |  | 129664.4716 | 93568.1999 | 68444.0834 | 65694.3919 | 48469.8215 | 59794.1742 | 61700.6949 | 59534.62 | 62338.4562 | 52838.0572 | 50650.2061 | 56690.5695 | 62589.2406 | 58160.0513 | 55947.1379 | 46321.7656
P95 |  |  |  |  | 398824.1816 | 312178.2643 | 248855.7477 | 259694.142 | 211260.0296 | 175477.4602 | 192259.1512 | 161181.8075 | 168838.7826 | 179891.2901 | 164352.8589 | 157470.85 | 163394.8636 | 142965.7451 | 130542.3258 | 126830.1858
NETPOS - Net Position (MWh)
MEAN |  |  |  |  | 17337.6567 | 13256.3892 | 9785.3876 | 7895.0241 | 6104.2229 | 5982.1773 | 6210.1553 | 5687.6309 | 5717.7384 | 5493.8336 | 5175.1061 | 5425.7575 | 5083.4926 | 4467.5546 | 4164.6811 | 3663.145
P5 |  |  |  |  | 12810.0225 | 8944.1595 | 6375.58 | 5247.9 | 3885.44 | 4335.21 | 4446.12 | 4173.12 | 4346.6 | 3858.65 | 3567.96 | 3805.2 | 3892.96 | 3458.875 | 3145.24 | 2663.65
P95 |  |  |  |  | 22815.774 | 17702.385 | 13326.965 | 11553.57 | 9205.73 | 8271.645 | 8464.54 | 7476.84 | 7161.13 | 7017.88 | 7043.21 | 6535.2 | 6863.02 | 5682.235 | 5311.775 | 4717.75
NETREVENUE - Net Revenue $
MEAN |  |  |  |  | 86382.104 | 87387.1545 | 66812.2114 | 55860.4358 | 42171.2711 | 49338.6852 | 50554.4009 | 49109.9195 | 51814.9197 | 51259.9986 | 50441.5942 | 54413.0717 | 49443.7487 | 43134.0654 | 42724.5482 | 36771.1577
P5 |  |  |  |  | 14535.1945 | 32323.6146 | 23634.7366 | 26146.745 | 17225.9437 | 26993.7151 | 25457.8228 | 25472.0823 | 27209.6075 | 27638.0709 | 26298.7949 | 31329.385 | 29093.0469 | 23400.7895 | 23754.1013 | 16919.0541
P95 |  |  |  |  | 166923.1913 | 139349.6352 | 117124.1512 | 104366.1225 | 81245.4788 | 83232.8872 | 92517.5848 | 75134.4502 | 75639.2573 | 81480.6565 | 82785.7954 | 83728.3911 | 84207.8387 | 66680.7705 | 62401.757 | 56166.5257
STARTS - Number Starts
MEAN |  |  |  |  | 147.26 | 136.49 | 118.81 | 101.56 | 87.84 | 84.82 | 90.81 | 84.6 | 83.9 | 81.54 | 77.84 | 77.25 | 77.48 | 70.64 | 66.7 | 61.39
P5 |  |  |  |  | 125.5 | 108 | 97 | 73 | 65 | 68 | 70 | 62 | 66 | 61.5 | 58 | 53 | 60.5 | 52.5 | 52 | 46.5
P95 |  |  |  |  | 172.5 | 166.5 | 142 | 124 | 108.5 | 103.5 | 117.5 | 105.5 | 104 | 100 | 102.5 | 97 | 94.5 | 87 | 84.5 | 79
VOMCOSTS - VOM Costs
MEAN |  |  |  |  | 11789.6066 | 9279.4725 | 6947.6252 | 5684.4174 | 4517.1249 | 4486.633 | 4781.8196 | 4436.3521 | 4574.1907 | 4504.9436 | 4295.3381 | 4611.8939 | 4422.6386 | 3931.448 | 3748.213 | 3370.0934
P5 |  |  |  |  | 8710.8153 | 6260.9117 | 4526.6618 | 3778.488 | 2875.2256 | 3251.4075 | 3423.5124 | 3255.0336 | 3477.28 | 3164.093 | 2961.4068 | 3234.42 | 3386.8752 | 3043.81 | 2830.716 | 2450.558
P95 |  |  |  |  | 15514.7263 | 12391.6695 | 9462.1452 | 8318.5704 | 6812.2402 | 6203.7338 | 6517.6958 | 5831.9352 | 5728.904 | 5754.6616 | 5845.8643 | 5554.92 | 5970.8274 | 5000.3668 | 4780.5975 | 4340.33
15598: New 2023JAN 18V50DF_NG_B #3
CAPACITYFACTOR - Net Generation Capacity Factor
MEAN |  |  |  |  | 0.2809 | 0.21344 | 0.15791 | 0.1276 | 0.098902 | 0.096594 | 0.10023 | 0.092046 | 0.089998 | 0.087799 | 0.082113 | 0.086104 | 0.081135 | 0.070654 | 0.067267 | 0.059091
P5 |  |  |  |  | 0.21202 | 0.13965 | 0.1005 | 0.082616 | 0.061726 | 0.068825 | 0.069093 | 0.066142 | 0.065736 | 0.061379 | 0.057646 | 0.061669 | 0.060328 | 0.054367 | 0.049877 | 0.043825
P95 |  |  |  |  | 0.36386 | 0.29032 | 0.2158 | 0.18284 | 0.1479 | 0.13143 | 0.1368 | 0.12117 | 0.11763 | 0.1154 | 0.11226 | 0.10588 | 0.11224 | 0.088518 | 0.087812 | 0.077754
CO2EMISSIONS - CO2 Emissions
MEAN |  |  |  |  | 9001.1849 | 6810.6915 | 5016.4373 | 4046.3888 | 3122.7401 | 3092.1299 | 3172.3318 | 2913.2589 | 2877.1457 | 2763.8038 | 2608.1388 | 2754.6662 | 2585.7917 | 2251.3243 | 2141.027 | 1869.7339
P5 |  |  |  |  | 6763.2211 | 4434.3212 | 3168.2688 | 2622.8848 | 1941.2702 | 2207.4967 | 2206.3895 | 2100.4784 | 2116.9034 | 1931.5158 | 1821.8549 | 1976.632 | 1927.8065 | 1734.4521 | 1585.879 | 1380.1657
P95 |  |  |  |  | 11741.4324 | 9293.3349 | 6844.3287 | 5825.4159 | 4697.1806 | 4185.9397 | 4356.8849 | 3831.6028 | 3771.4981 | 3606.1377 | 3559.6171 | 3370.2056 | 3581.4553 | 2816.8545 | 2798.0988 | 2465.2017
FUELCONSUMED - Fuel Consumed
MEAN |  |  |  |  | 147318.9019 | 111467.9455 | 82102.0832 | 66225.6765 | 51108.6767 | 50607.69 | 51920.3243 | 47680.1777 | 47089.1273 | 45234.1044 | 42686.3955 | 45084.5534 | 42320.6498 | 36846.5518 | 35041.3581 | 30601.2103
P5 |  |  |  |  | 110691.016 | 72574.8159 | 51853.8272 | 42927.7387 | 31772.0166 | 36129.2415 | 36111.1212 | 34377.7154 | 34646.5376 | 31612.3692 | 29817.5932 | 32350.7688 | 31551.6605 | 28387.1044 | 25955.4657 | 22588.6371
P95 |  |  |  |  | 192167.4694 | 152100.4076 | 112018.4733 | 95342.3229 | 76876.9331 | 68509.6522 | 71307.4445 | 62710.3569 | 61726.6459 | 59020.2569 | 58258.8725 | 55158.8484 | 58616.2903 | 46102.365 | 45795.3971 | 40346.9996
FUELCOST - Fuel Cost
MEAN |  |  |  |  | 241306.7585 | 193772.8913 | 152624.4606 | 127093.1252 | 103244.7474 | 102221.1647 | 108261.7985 | 101379.1097 | 101935.7586 | 101248.7958 | 97093.7409 | 104048.4931 | 99683.686 | 90836.1385 | 88052.6182 | 79906.0849
P5 |  |  |  |  | 133596.1145 | 88308.894 | 66928.2656 | 60786.9223 | 45383.0748 | 58154.8416 | 58130.5783 | 57694.6192 | 59504.1336 | 51732.5748 | 50729.4657 | 57826.014 | 59621.2689 | 55767.8758 | 54211.5635 | 44485.2407
P95 |  |  |  |  | 397765.1407 | 309794.0903 | 249916.5418 | 248435.0101 | 209679.8335 | 170900.2352 | 183790.0038 | 160795.7702 | 163105.3802 | 178157.9514 | 158651.76 | 155453.3273 | 163252.7573 | 137950.9768 | 129317.863 | 123711.8046
NETPOS - Net Position (MWh)
MEAN |  |  |  |  | 17283.9346 | 13097.4238 | 9645.0957 | 7774.4637 | 5995.656 | 5932.6916 | 6082.3501 | 5581.0204 | 5563.2786 | 5340.4066 | 5035.4662 | 5314.6065 | 4985.3352 | 4337.4071 | 4122.0196 | 3597.18
P5 |  |  |  |  | 13000.9497 | 8531.4869 | 6091.85 | 5039.65 | 3727.36 | 4235.55 | 4230.45 | 4024.08 | 4093.4 | 3732.275 | 3517.47 | 3813.6 | 3716.77 | 3341.625 | 3053.225 | 2655.3
P95 |  |  |  |  | 22487.913 | 17859.7606 | 13160.065 | 11191.005 | 9018.88 | 8030.8 | 8352.92 | 7340.15 | 7292.02 | 6967.33 | 6872.277 | 6501.46 | 6904.97 | 5427 | 5387.06 | 4742.8
NETREVENUE - Net Revenue $
MEAN |  |  |  |  | 85852.6658 | 88160.2911 | 67612.0128 | 56275.1416 | 42596.7213 | 50007.0006 | 51024.1831 | 49209.3084 | 52367.4888 | 51934.6041 | 51302.6214 | 55052.5076 | 49817.8122 | 43733.6112 | 42856.3565 | 36997.7253
P5 |  |  |  |  | 10773.2889 | 33096.8396 | 25521.8623 | 28027.7203 | 17716.7774 | 27096.9217 | 26890.8884 | 25774.0927 | 26977.3864 | 28256.7016 | 27544.2148 | 30839.6115 | 29329.6107 | 24990.9881 | 24282.0121 | 18487.2707
P95 |  |  |  |  | 162668.3227 | 142334.2424 | 118522.6998 | 102665.9772 | 85456.3309 | 82261.5195 | 93855.8641 | 75829.106 | 79142.847 | 82920.1116 | 85350.5771 | 82996.3 | 83522.8612 | 67555.0696 | 63388.4282 | 56080.9428
STARTS - Number Starts
MEAN |  |  |  |  | 147.48 | 135.91 | 115.99 | 100.7 | 86.18 | 84.35 | 89.6 | 83.75 | 82 | 80.25 | 76.26 | 76.15 | 76.5 | 68.91 | 66.26 | 60.78
P5 |  |  |  |  | 125.5 | 104.5 | 95 | 77 | 64.5 | 66 | 68 | 61.5 | 66.5 | 58.5 | 55 | 53.5 | 58.5 | 51 | 54 | 46
P95 |  |  |  |  | 167 | 162.5 | 139.5 | 123.5 | 108.5 | 104 | 114 | 105 | 100 | 99.5 | 98.5 | 96.5 | 95.5 | 83.5 | 83 | 76.5
VOMCOSTS - VOM Costs
MEAN |  |  |  |  | 11753.0755 | 9168.1966 | 6848.018 | 5597.6139 | 4436.7854 | 4449.5187 | 4683.4095 | 4353.1959 | 4450.6229 | 4379.1334 | 4179.437 | 4517.4156 | 4337.2416 | 3816.9182 | 3709.8176 | 3309.4056
P5 |  |  |  |  | 8840.6458 | 5972.0408 | 4325.2135 | 3628.548 | 2758.2464 | 3176.6625 | 3257.4465 | 3138.7824 | 3274.72 | 3060.4655 | 2919.5001 | 3241.56 | 3233.5899 | 2940.63 | 2747.9025 | 2442.876
P95 |  |  |  |  | 15291.7809 | 12501.8324 | 9343.6462 | 8057.5236 | 6673.9712 | 6023.1 | 6431.7484 | 5725.317 | 5833.616 | 5713.2106 | 5703.9899 | 5526.241 | 6007.3239 | 4775.76 | 4848.354 | 4363.376
15598: New 2023JAN 18V50DF_NG_B #4
CAPACITYFACTOR - Net Generation Capacity Factor
MEAN |  |  |  |  | 0.28166 | 0.21676 | 0.16063 | 0.12991 | 0.10095 | 0.097995 | 0.10253 | 0.094486 | 0.093312 | 0.091553 | 0.085862 | 0.088746 | 0.084052 | 0.074408 | 0.069437 | 0.061007
P5 |  |  |  |  | 0.20396 | 0.14044 | 0.10369 | 0.083857 | 0.063446 | 0.072474 | 0.072451 | 0.07116 | 0.069834 | 0.063565 | 0.061033 | 0.065965 | 0.064349 | 0.056557 | 0.054201 | 0.044887
P95 |  |  |  |  | 0.36062 | 0.28743 | 0.21658 | 0.18456 | 0.15194 | 0.13158 | 0.14001 | 0.12253 | 0.1173 | 0.11462 | 0.11699 | 0.10796 | 0.11344 | 0.093671 | 0.088114 | 0.077411
CO2EMISSIONS - CO2 Emissions
MEAN |  |  |  |  | 9016.3195 | 6907.8574 | 5100.4175 | 4125.8549 | 3182.971 | 3137.1969 | 3249.7203 | 2988.0831 | 2978.6058 | 2875.0868 | 2726.4521 | 2840.0772 | 2679.5816 | 2375.6485 | 2209.2815 | 1931.6244
P5 |  |  |  |  | 6554.3987 | 4458.7076 | 3298.4717 | 2666.2383 | 2006.2681 | 2324.3641 | 2301.5671 | 2234.4595 | 2239.1164 | 1983.8367 | 1926.4591 | 2098.5388 | 2049.6543 | 1808.351 | 1729.2598 | 1414.8869
P95 |  |  |  |  | 11585.7822 | 9244.7771 | 6802.3216 | 5870.4106 | 4761.2401 | 4196.5843 | 4453.1365 | 3892.4596 | 3756.0441 | 3599.4221 | 3700.3704 | 3407.0366 | 3655.4344 | 3006.1266 | 2802.4436 | 2456.5214
FUELCONSUMED - Fuel Consumed
MEAN |  |  |  |  | 147566.604 | 113058.2223 | 83476.5544 | 67526.2667 | 52094.4511 | 51345.2851 | 53186.9123 | 48904.7966 | 48749.6862 | 47055.4303 | 44622.7842 | 46482.4416 | 43855.6724 | 38881.3167 | 36158.4526 | 31614.1473
P5 |  |  |  |  | 107273.3012 | 72973.9376 | 53984.8064 | 43637.2881 | 32835.8118 | 38041.9661 | 37668.8558 | 36570.5327 | 36646.7501 | 32468.6862 | 31529.6081 | 34345.9704 | 33545.8964 | 29596.58 | 28302.1243 | 23156.9047
P95 |  |  |  |  | 189620.0036 | 151305.6809 | 111330.9587 | 96078.7332 | 77925.37 | 68683.868 | 72882.758 | 63706.3763 | 61473.7175 | 58910.3454 | 60562.5278 | 55761.6468 | 59827.0764 | 49200.1077 | 45866.5079 | 40204.9327
FUELCOST - Fuel Cost
MEAN |  |  |  |  | 241886.4183 | 196205.6695 | 154655.4172 | 129481.7389 | 105153.7903 | 103543.0962 | 110781.7985 | 103595.8059 | 105227.2052 | 104908.7253 | 101337.9015 | 107021.6763 | 103052.569 | 95905.9988 | 90751.215 | 82447.502
P5 |  |  |  |  | 131486.0571 | 91096.0863 | 68626.9324 | 64494.4557 | 46505.9111 | 59696.141 | 62527.8995 | 57850.5051 | 63251.8092 | 54734.5409 | 53271.5931 | 59607.9963 | 61943.5784 | 59325.3945 | 58350.937 | 46194.4411
P95 |  |  |  |  | 392394.7512 | 311809.1166 | 249948.593 | 253464.6988 | 214609.8648 | 171007.6692 | 192752.5995 | 164048.9418 | 172221.5357 | 174567.8684 | 164469.1134 | 159359.1473 | 165854.4714 | 142490.8008 | 131806.3001 | 124738.5703
NETPOS - Net Position (MWh)
MEAN |  |  |  |  | 17315.7118 | 13284.0732 | 9806.5088 | 7927.0699 | 6111.1264 | 6019.1044 | 6230.579 | 5724.379 | 5759.528 | 5555.4062 | 5263.8283 | 5479.3895 | 5166.1355 | 4576.9321 | 4253.4352 | 3716.251
P5 |  |  |  |  | 12605.8665 | 8576.4534 | 6342.2 | 5122.95 | 3852.16 | 4459.785 | 4412.94 | 4280.76 | 4329.72 | 3833.375 | 3719.43 | 4048.8 | 3951.69 | 3484 | 3329.27 | 2722.1
P95 |  |  |  |  | 22192.0927 | 17768.9064 | 13076.035 | 11278.68 | 9139.03 | 8051.63 | 8536.7997 | 7456.07 | 7262.55 | 6954.765 | 7144.335 | 6572.93 | 7047.6 | 5791.245 | 5395.425 | 4726.1
NETREVENUE - Net Revenue $
MEAN |  |  |  |  | 85913.5969 | 87096.8981 | 66825.804 | 55576.347 | 41850.5611 | 49331.379 | 50314.7854 | 48676.8952 | 51484.3085 | 50916.1557 | 50281.9768 | 54388.4969 | 49177.2406 | 42880.7659 | 42137.3345 | 36808.6584
P5 |  |  |  |  | 16365.7809 | 31338.7849 | 23273.7327 | 26203.888 | 16898.8827 | 26030.8266 | 24263.6863 | 22960.5126 | 25951.5782 | 26949.1484 | 26639.4162 | 30265.8079 | 29023.4696 | 22976.3196 | 24173.915 | 18471.2848
P95 |  |  |  |  | 167638.2801 | 141360.4825 | 119419.6788 | 100722.1583 | 84961.7475 | 81297.5042 | 93314.1231 | 74337.2467 | 75710.2777 | 81856.6445 | 84569.1182 | 81598.6741 | 83009.241 | 65247.4133 | 63656.4319 | 57234.3005
STARTS - Number Starts
MEAN |  |  |  |  | 146.42 | 136.09 | 119.12 | 102.1 | 87.59 | 85.34 | 91.18 | 84.59 | 83.85 | 82.2 | 78.42 | 77.23 | 78.79 | 71.01 | 67.38 | 61.45
P5 |  |  |  |  | 121 | 110 | 98 | 75 | 67 | 69.5 | 71 | 64 | 66.5 | 60.5 | 60.5 | 56 | 62 | 53 | 53 | 46.5
P95 |  |  |  |  | 168.5 | 167.5 | 140.5 | 123 | 106.5 | 104 | 115.5 | 105 | 105 | 104 | 101 | 98.5 | 97 | 86 | 84 | 78
VOMCOSTS - VOM Costs
MEAN |  |  |  |  | 11774.684 | 9298.8512 | 6962.6212 | 5707.4903 | 4522.2336 | 4514.3283 | 4797.5458 | 4465.0156 | 4607.6224 | 4555.4331 | 4368.9775 | 4657.481 | 4494.5379 | 4027.7002 | 3828.0917 | 3418.9509
P5 |  |  |  |  | 8571.9892 | 6003.5174 | 4502.962 | 3688.524 | 2850.5984 | 3344.8387 | 3397.9638 | 3338.9928 | 3463.776 | 3143.3675 | 3087.1269 | 3441.48 | 3437.9703 | 3065.92 | 2996.343 | 2504.332
P95 |  |  |  |  | 15090.6231 | 12438.2345 | 9283.9849 | 8120.6496 | 6762.8822 | 6038.7225 | 6573.3358 | 5815.7346 | 5810.04 | 5702.9073 | 5929.7981 | 5586.9905 | 6131.412 | 5096.2956 | 4855.8825 | 4348.012
15598: New 2023JAN 18V50DF_NG_B #5
CAPACITYFACTOR - Net Generation Capacity Factor
MEAN |  |  |  |  | 0.28178 | 0.21676 | 0.16171 | 0.12993 | 0.10184 | 0.098627 | 0.10362 | 0.095739 | 0.093926 | 0.092101 | 0.087034 | 0.089544 | 0.084272 | 0.074401 | 0.069601 | 0.061193
P5 |  |  |  |  | 0.20501 | 0.14597 | 0.10748 | 0.087091 | 0.066899 | 0.073653 | 0.073041 | 0.070737 | 0.072449 | 0.06491 | 0.061052 | 0.066328 | 0.064749 | 0.058445 | 0.053709 | 0.044323
P95 |  |  |  |  | 0.35983 | 0.28002 | 0.2189 | 0.18689 | 0.14983 | 0.13304 | 0.13791 | 0.12384 | 0.11621 | 0.11671 | 0.11672 | 0.10972 | 0.11185 | 0.091472 | 0.088091 | 0.077839
CO2EMISSIONS - CO2 Emissions
MEAN |  |  |  |  | 9030.1774 | 6913.3507 | 5131.6808 | 4118.2106 | 3218.2499 | 3160.38 | 3282.4127 | 3030.8168 | 2996.1222 | 2898.1286 | 2761.8913 | 2862.5823 | 2684.2344 | 2371.997 | 2213.2857 | 1936.2249
P5 |  |  |  |  | 6562.3897 | 4626.1628 | 3450.1743 | 2757.2806 | 2131.9307 | 2363.3199 | 2310.2196 | 2243.1035 | 2298.2178 | 2044.8779 | 1926.4591 | 2124.6617 | 2049.6543 | 1864.862 | 1720.57 | 1397.5263
P95 |  |  |  |  | 11543.0074 | 8955.6281 | 6918.1103 | 5935.4408 | 4739.9251 | 4266.545 | 4395.8211 | 3928.6726 | 3686.2081 | 3697.6994 | 3707.0834 | 3507.5272 | 3577.1036 | 2908.1415 | 2806.7885 | 2456.5214
FUELCONSUMED - Fuel Consumed
MEAN |  |  |  |  | 147793.4114 | 113148.1295 | 83988.2289 | 67401.1562 | 52671.8486 | 51724.7131 | 53721.9757 | 49604.2033 | 49036.3697 | 47432.5474 | 45202.8031 | 46850.7743 | 43931.823 | 38821.5544 | 36223.9889 | 31689.4427
P5 |  |  |  |  | 107404.0873 | 75714.6122 | 56467.6644 | 45127.3418 | 34892.4826 | 38679.5409 | 37810.4681 | 36712.0048 | 37614.0401 | 33467.7228 | 31529.6081 | 34773.5136 | 33545.8964 | 30521.4731 | 28159.9025 | 22872.7709
P95 |  |  |  |  | 188919.925 | 146573.2908 | 113226.0282 | 97143.0573 | 77576.5148 | 69828.8876 | 71944.6996 | 64299.0604 | 60330.7389 | 60518.8116 | 60672.3958 | 57406.3379 | 58545.0676 | 47596.4231 | 45937.6188 | 40204.9327
FUELCOST - Fuel Cost
MEAN |  |  |  |  | 242387.7588 | 196545.4673 | 155589.1262 | 129281.9267 | 105884.9151 | 104111.3691 | 111726.4974 | 105175.2451 | 105770.6833 | 105858.9841 | 102508.2762 | 107826.0449 | 103141.9184 | 95566.3727 | 90984.8701 | 82692.532
P5 |  |  |  |  | 131383.1728 | 90978.074 | 71564.612 | 65750.6659 | 49267.1641 | 60672.8849 | 62487.2505 | 62200.5756 | 64811.6256 | 54934.1517 | 54120.8659 | 60173.2045 | 64070.8401 | 60007.7973 | 59443.5429 | 47240.565
P95 |  |  |  |  | 392961.494 | 303877.3842 | 251866.2317 | 261420.6489 | 208261.3695 | 173284.0417 | 186974.9769 | 165550.9214 | 165974.7063 | 178355.9025 | 164908.1144 | 159575.5724 | 162687.2507 | 137235.9689 | 130970.1714 | 124584.2883
NETPOS - Net Position (MWh)
MEAN |  |  |  |  | 17344.6221 | 13294.3362 | 9866.6227 | 7912.502 | 6178.9371 | 6063.5448 | 6293.3655 | 5806.1664 | 5793.3568 | 5599.9 | 5332.2055 | 5522.8208 | 5175.1142 | 4569.8971 | 4261.1281 | 3725.102
P5 |  |  |  |  | 12603.3196 | 8900.8066 | 6633.8499 | 5297.88 | 4093.44 | 4534.53 | 4429.53 | 4297.32 | 4443.59 | 3951.325 | 3719.43 | 4099.2 | 3951.69 | 3592.875 | 3312.54 | 2688.7
P95 |  |  |  |  | 22130.5485 | 17213.5869 | 13301.93 | 11403.63 | 9097.29 | 8184.24 | 8427.575 | 7526.52 | 7127.51 | 7144.255 | 7156.885 | 6765.99 | 6896.58 | 5602.875 | 5403.79 | 4726.1
NETREVENUE - Net Revenue $
MEAN |  |  |  |  | 87163.2679 | 87279.8979 | 66395.3708 | 55900.4896 | 41197.9664 | 48862.9881 | 50513.4258 | 48396.1655 | 51196.4155 | 50991.6853 | 50368.916 | 54388.5155 | 49176.2962 | 42997.1007 | 42264.9907 | 36380.7491
P5 |  |  |  |  | 14745.6182 | 32255.2544 | 22959.9598 | 26568.3525 | 15288.3581 | 27423.9647 | 24416.8304 | 23742.9675 | 26453.151 | 27283.5694 | 25377.5422 | 29747.1288 | 28825.9417 | 22840.6399 | 23670.4619 | 17607.5409
P95 |  |  |  |  | 172286.9135 | 140541.6457 | 115505.6914 | 105430.1104 | 83736.296 | 81261.9824 | 94921.4157 | 76090.2957 | 78075.0818 | 81846.5346 | 85206.2443 | 82396.6767 | 82101.6082 | 66750.4771 | 63260.818 | 55807.5069
STARTS - Number Starts
MEAN |  |  |  |  | 147.07 | 136.41 | 118.83 | 101.7 | 88.87 | 85.78 | 90.96 | 85.29 | 84.59 | 82.97 | 79.31 | 78.1 | 78.59 | 70.82 | 67.75 | 62.08
P5 |  |  |  |  | 124 | 106 | 100 | 75.5 | 69.5 | 66.5 | 68.5 | 64.5 | 68 | 62 | 59 | 54 | 64 | 54 | 54 | 47
P95 |  |  |  |  | 169.5 | 167.5 | 141 | 124 | 112 | 104 | 115 | 108.5 | 107 | 102.5 | 98.5 | 98 | 95.5 | 88.5 | 84 | 79.5
VOMCOSTS - VOM Costs
MEAN |  |  |  |  | 11794.343 | 9306.0353 | 7005.3021 | 5697.0015 | 4572.4135 | 4547.6586 | 4845.8914 | 4528.8098 | 4634.6854 | 4591.918 | 4425.7305 | 4694.3977 | 4502.3494 | 4021.5094 | 3835.0153 | 3427.0938
P5 |  |  |  |  | 8570.2574 | 6230.5646 | 4710.0334 | 3814.4736 | 3029.1456 | 3400.8975 | 3410.7381 | 3351.9096 | 3554.872 | 3240.0865 | 3087.1269 | 3484.32 | 3437.9703 | 3161.73 | 2981.286 | 2473.604
P95 |  |  |  |  | 15048.773 | 12049.5108 | 9444.3703 | 8210.6136 | 6731.9946 | 6138.18 | 6489.2328 | 5870.6856 | 5702.008 | 5858.2891 | 5940.2145 | 5751.0915 | 6000.0246 | 4930.53 | 4863.411 | 4348.012
15598: New 2023JAN 18V50DF_NG_B #6
CAPACITYFACTOR - Net Generation Capacity Factor
MEAN |  |  |  |  | 0.28205 | 0.21582 | 0.16312 | 0.13126 | 0.10363 | 0.10069 | 0.10487 | 0.096026 | 0.093646 | 0.092731 | 0.0864 | 0.089855 | 0.085036 | 0.074477 | 0.070383 | 0.061687
P5 |  |  |  |  | 0.20344 | 0.14349 | 0.11041 | 0.088315 | 0.066932 | 0.074827 | 0.07536 | 0.070337 | 0.072059 | 0.065436 | 0.06332 | 0.065564 | 0.064523 | 0.059052 | 0.054834 | 0.043559
P95 |  |  |  |  | 0.36549 | 0.28664 | 0.22152 | 0.19134 | 0.15313 | 0.13422 | 0.14078 | 0.12685 | 0.11725 | 0.11732 | 0.11366 | 0.11017 | 0.11273 | 0.092422 | 0.08866 | 0.077851
CO2EMISSIONS - CO2 Emissions
MEAN |  |  |  |  | 9034.6726 | 6882.7122 | 5185.0164 | 4166.3098 | 3271.2203 | 3227.3777 | 3321.7539 | 3035.5052 | 2992.942 | 2917.8348 | 2743.775 | 2875.7104 | 2709.9024 | 2373.7318 | 2238.7397 | 1950.4606
P5 |  |  |  |  | 6480.2649 | 4557.311 | 3519.6269 | 2809.3047 | 2131.9307 | 2393.6189 | 2414.0497 | 2208.5277 | 2308.9524 | 2053.598 | 2017.9877 | 2107.2464 | 2058.3577 | 1877.903 | 1742.2944 | 1380.1657
P95 |  |  |  |  | 11703.7105 | 9110.1726 | 7046.3173 | 6078.8964 | 4832.2114 | 4322.1087 | 4499.9984 | 3987.543 | 3742.9499 | 3689.8611 | 3608.8418 | 3531.7755 | 3607.5656 | 2934.2234 | 2802.4436 | 2465.2017
FUELCONSUMED - Fuel Consumed
MEAN |  |  |  |  | 147866.9819 | 112646.6814 | 84861.1516 | 68188.3762 | 53538.7941 | 52821.2386 | 54365.8576 | 49680.9358 | 48984.3216 | 47755.0705 | 44906.3013 | 47065.637 | 44351.9215 | 38849.9479 | 36640.5843 | 31922.4324
P5 |  |  |  |  | 106059.9824 | 74587.7422 | 57604.3689 | 45978.8011 | 34892.4826 | 39175.4325 | 39509.815 | 36146.1164 | 37789.7286 | 33610.4423 | 33027.6212 | 34488.4848 | 33688.3418 | 30734.91 | 28515.4569 | 22588.6371
P95 |  |  |  |  | 191550.0899 | 149102.6618 | 115324.3425 | 99490.9403 | 79086.9298 | 70738.2758 | 73649.7281 | 65262.5692 | 61259.409 | 60390.5253 | 59064.5147 | 57803.1995 | 59043.6266 | 48023.2969 | 45866.5079 | 40346.9996
FUELCOST - Fuel Cost
MEAN |  |  |  |  | 242464.7722 | 195357.7564 | 157022.2333 | 130650.8787 | 107569.2053 | 106413.9914 | 112850.6999 | 105254.3746 | 105706.8531 | 106509.7867 | 101645.1317 | 108443.2488 | 104195.215 | 95550.4651 | 91875.2845 | 83282.4053
P5 |  |  |  |  | 128133.6799 | 91585.1587 | 71466.8216 | 67616.3255 | 50624.1433 | 62417.6778 | 63458.1988 | 62351.8943 | 61504.4878 | 55450.15 | 55684.4117 | 60496.0979 | 61713.7159 | 59811.9473 | 58366.2847 | 50445.1902
P95 |  |  |  |  | 404725.4916 | 300410.4008 | 250546.4455 | 263025.5463 | 217860.5628 | 175761.7038 | 194650.4499 | 165943.4774 | 161329.4815 | 183782.5732 | 162763.3518 | 162290.431 | 164448.6418 | 139434.2996 | 130131.9134 | 129774.3671
NETPOS - Net Position (MWh)
MEAN |  |  |  |  | 17351.4499 | 13235.6089 | 9968.9567 | 8004.8459 | 6280.6467 | 6192.1995 | 6368.6847 | 5815.1704 | 5787.1966 | 5637.9236 | 5297.2506 | 5548.1258 | 5224.618 | 4573.2571 | 4310.1499 | 3752.49
P5 |  |  |  |  | 12462.9937 | 8768.4626 | 6767.3912 | 5397.84 | 4093.44 | 4592.665 | 4628.61 | 4231.08 | 4464.76 | 3968.175 | 3896.145 | 4065.6 | 3968.47 | 3618 | 3354.365 | 2655.3
P95 |  |  |  |  | 22395.9915 | 17499.9212 | 13548.035 | 11679.373 | 9276.52 | 8292.475 | 8626.51 | 7638.09 | 7237.23 | 7129.2567 | 6967.62 | 6812.4151 | 6955.31 | 5653.125 | 5395.425 | 4742.8
NETREVENUE - Net Revenue $
MEAN |  |  |  |  | 87424.6133 | 86903.2009 | 65917.1901 | 55434.5389 | 41055.5607 | 48746.612 | 50130.2455 | 48385.413 | 51050.8089 | 50837.6031 | 50176.1124 | 54390.9603 | 48745.2164 | 42729.644 | 41989.3735 | 36348.3426
P5 |  |  |  |  | 16103.9498 | 31261.4174 | 21610.823 | 26633.2509 | 15102.0075 | 26000.3525 | 24236.5475 | 23870.4866 | 25888.8554 | 27092.4423 | 25463.432 | 28386.7012 | 28426.0827 | 23850.462 | 23449.3019 | 17517.8929
P95 |  |  |  |  | 166082.3579 | 141417.5553 | 116739.4856 | 104808.1188 | 84322.4754 | 81947.0448 | 92568.1804 | 73974.7504 | 73749.8197 | 82477.7181 | 82836.9907 | 82049.6839 | 83315.7773 | 67104.9947 | 62869.3377 | 56356.7155
STARTS - Number Starts
MEAN |  |  |  |  | 145.75 | 136.43 | 120.21 | 103.56 | 89.77 | 87.04 | 92.51 | 85.31 | 84.3 | 82.59 | 79.23 | 78.46 | 78.89 | 70.31 | 67.65 | 61.92
P5 |  |  |  |  | 120 | 108 | 100.5 | 77.5 | 68.5 | 68.5 | 74 | 68 | 66.5 | 62 | 57 | 54.5 | 62 | 50 | 53.5 | 46.5
P95 |  |  |  |  | 166.5 | 164.5 | 144 | 125 | 115 | 106 | 115.5 | 106 | 102.5 | 100 | 102.5 | 96.5 | 96 | 86.5 | 84 | 77
VOMCOSTS - VOM Costs
MEAN |  |  |  |  | 11798.9859 | 9264.9262 | 7077.9593 | 5763.489 | 4647.6785 | 4644.1497 | 4903.8872 | 4535.8329 | 4629.7573 | 4623.0974 | 4396.718 | 4715.907 | 4545.4177 | 4024.4662 | 3879.1349 | 3452.2908
P5 |  |  |  |  | 8474.8357 | 6137.9238 | 4804.8477 | 3886.4448 | 3029.1456 | 3444.4988 | 3564.0297 | 3300.2424 | 3571.808 | 3253.9035 | 3233.8003 | 3455.76 | 3452.5689 | 3183.84 | 3018.9285 | 2442.876
P95 |  |  |  |  | 15229.2742 | 12249.9448 | 9619.1048 | 8409.1485 | 6864.6248 | 6219.3562 | 6642.4127 | 5957.7102 | 5789.784 | 5845.9905 | 5783.1246 | 5790.5528 | 6051.1197 | 4974.75 | 4855.8825 | 4363.376
15598: New 2023JAN 18V50DF_NG_B #7
CAPACITYFACTOR - Net Generation Capacity Factor
MEAN |  |  |  |  | 0.28226 | 0.21526 | 0.16322 | 0.13166 | 0.10582 | 0.10282 | 0.10744 | 0.096472 | 0.094216 | 0.092898 | 0.087252 | 0.089799 | 0.085241 | 0.074771 | 0.07069 | 0.062345
P5 |  |  |  |  | 0.20959 | 0.14334 | 0.10862 | 0.088035 | 0.072013 | 0.072978 | 0.079693 | 0.071467 | 0.074339 | 0.067358 | 0.064 | 0.065315 | 0.063552 | 0.058261 | 0.055133 | 0.044985
P95 |  |  |  |  | 0.36333 | 0.28152 | 0.21899 | 0.18917 | 0.15681 | 0.13826 | 0.14205 | 0.1252 | 0.12104 | 0.12286 | 0.11818 | 0.10746 | 0.11531 | 0.092415 | 0.08907 | 0.079711
CO2EMISSIONS - CO2 Emissions
MEAN |  |  |  |  | 9038.131 | 6845.6788 | 5187.6791 | 4173.5978 | 3340.3591 | 3297.0781 | 3401.9443 | 3046.9382 | 3006.3121 | 2918.4365 | 2770.8659 | 2875.8815 | 2717.6226 | 2385.8603 | 2246.2129 | 1971.7273
P5 |  |  |  |  | 6666.8964 | 4545.6517 | 3467.6121 | 2783.2927 | 2257.2248 | 2354.6631 | 2526.5323 | 2256.0694 | 2387.5179 | 2114.6392 | 2031.0632 | 2076.7697 | 2036.5991 | 1851.821 | 1764.0188 | 1432.2475
P95 |  |  |  |  | 11749.3438 | 8992.7755 | 6955.5238 | 5961.1019 | 4954.5935 | 4424.505 | 4505.967 | 3932.9946 | 3832.25 | 3830.5064 | 3737.5929 | 3443.8676 | 3681.5446 | 2945.2686 | 2832.8578 | 2499.9228
FUELCONSUMED - Fuel Consumed
MEAN |  |  |  |  | 147923.5836 | 112040.5702 | 84904.7311 | 68307.6564 | 54670.3613 | 53961.9987 | 55678.3032 | 49868.056 | 49203.1433 | 47764.918 | 45349.6875 | 47068.4366 | 44478.2744 | 39048.4508 | 36762.895 | 32270.4963
P5 |  |  |  |  | 109114.5066 | 74396.9183 | 56753.0619 | 45553.0715 | 36943.1227 | 38537.8576 | 41350.7741 | 36924.2129 | 39075.5795 | 34609.4788 | 33241.623 | 33989.6844 | 33332.2283 | 30308.0363 | 28871.0112 | 23441.0385
P95 |  |  |  |  | 192296.9527 | 147181.268 | 113838.36 | 97563.0425 | 81089.9106 | 72414.1568 | 73747.4148 | 64369.7964 | 62720.9485 | 62692.4122 | 61171.7335 | 56364.4452 | 60254.4127 | 48204.0689 | 46364.284 | 40915.2672
FUELCOST - Fuel Cost
MEAN |  |  |  |  | 242374.4383 | 194519.3307 | 157209.894 | 130831.2109 | 109809.7916 | 108599.6233 | 115422.3767 | 105583.8634 | 106158.1729 | 106559.1348 | 102831.389 | 108452.3928 | 104536.4617 | 96125.7592 | 92200.3333 | 84130.7887
P5 |  |  |  |  | 132419.9548 | 89795.135 | 71296.2988 | 66311.5793 | 52399.2159 | 63344.0636 | 71096.9328 | 61066.7956 | 66671.7143 | 59080.34 | 57499.8162 | 60866.5832 | 63477.7752 | 59218.6262 | 59474.2972 | 47925.429
P95 |  |  |  |  | 406562.8287 | 304196.6693 | 256169.5754 | 253845.6462 | 222007.3806 | 181850.335 | 197569.5075 | 167081.9599 | 171454.9095 | 185987.7598 | 164801.2606 | 161931.1195 | 167160.8069 | 142686.2698 | 131610.2668 | 127953.2796
NETPOS - Net Position (MWh)
MEAN |  |  |  |  | 17358.0559 | 13163.853 | 9974.1933 | 8018.8354 | 6413.4306 | 6325.8319 | 6522.5051 | 5837.0076 | 5813.0527 | 5639.1928 | 5349.5705 | 5548.438 | 5239.4613 | 4596.6147 | 4324.5377 | 3793.405
P5 |  |  |  |  | 12823.3705 | 8744.4819 | 6667.3776 | 5347.86 | 4333.9318 | 4517.92 | 4844.28 | 4322.16 | 4616.68 | 4086.125 | 3921.39 | 4006.8 | 3926.52 | 3567.75 | 3396.19 | 2755.5
P95 |  |  |  |  | 22519.0101 | 17278.7132 | 13372.645 | 11453.75 | 9509.06 | 8485.9757 | 8639.17 | 7534.8 | 7410.32 | 7401.29 | 7215.79 | 6644.4 | 7097.94 | 5673.995 | 5453.98 | 4809.6
NETREVENUE - Net Revenue $
MEAN |  |  |  |  | 87301.8307 | 86909.722 | 65964.8322 | 55420.0122 | 41082.6969 | 48128.7173 | 49130.7976 | 48111.9804 | 50946.1851 | 50581.4484 | 50334.2743 | 54368.5028 | 48756.9694 | 42742.2909 | 42009.2239 | 36384.2467
P5 |  |  |  |  | 16002.5609 | 32499.3617 | 22084.476 | 26379.4612 | 14490.9036 | 25298.0586 | 21788.3763 | 23280.4062 | 25894.0658 | 25536.2243 | 26505.5516 | 29024.7918 | 29072.3288 | 21577.3129 | 23750.1384 | 17489.2936
P95 |  |  |  |  | 165615.6534 | 139578.4057 | 116075.2259 | 101503.6064 | 86738.231 | 82121.4806 | 93947.9932 | 73657.3638 | 75216.2256 | 80188.5308 | 85970.6642 | 82354.0547 | 81302.9202 | 65784.9607 | 61795.8524 | 56520.804
STARTS - Number Starts
MEAN |  |  |  |  | 145.36 | 136.2 | 120.46 | 102.59 | 90.7 | 88.62 | 93.92 | 85.89 | 84.83 | 82.36 | 79.05 | 77.94 | 78.88 | 70.27 | 67.73 | 62.1
P5 |  |  |  |  | 125 | 109.5 | 100.5 | 79.5 | 71 | 71.5 | 74 | 68.5 | 68 | 62.5 | 59.5 | 56 | 62.5 | 50 | 54.5 | 47.5
P95 |  |  |  |  | 165.5 | 166 | 144 | 127 | 111 | 110.5 | 116.5 | 107 | 103.5 | 100.5 | 102 | 96.5 | 94 | 85 | 82.5 | 80.5
VOMCOSTS - VOM Costs
MEAN |  |  |  |  | 11803.478 | 9214.6971 | 7081.6772 | 5773.5615 | 4745.9387 | 4744.3739 | 5022.329 | 4552.8659 | 4650.4422 | 4624.1381 | 4440.1435 | 4716.1723 | 4558.3313 | 4045.0209 | 3892.0839 | 3489.9326
P5 |  |  |  |  | 8719.8919 | 6121.1373 | 4733.8381 | 3850.4592 | 3207.1095 | 3388.44 | 3730.0956 | 3371.2848 | 3693.344 | 3350.6225 | 3254.7537 | 3405.78 | 3416.0724 | 3139.62 | 3056.571 | 2535.06
P95 |  |  |  |  | 15312.9269 | 12095.0992 | 9494.578 | 8246.7 | 7036.7044 | 6364.4818 | 6652.1609 | 5877.144 | 5928.256 | 6069.0578 | 5989.1057 | 5647.74 | 6175.2078 | 4993.1156 | 4908.582 | 4424.832
15598: New 2023JAN 18V50DF_NG_B #8
CAPACITYFACTOR - Net Generation Capacity Factor
MEAN |  |  |  |  | 0.27921 | 0.2147 | 0.16506 | 0.13267 | 0.10537 | 0.10257 | 0.10884 | 0.09697 | 0.095436 | 0.09317 | 0.086883 | 0.090505 | 0.085923 | 0.075676 | 0.070512 | 0.062181
P5 |  |  |  |  | 0.2036 | 0.14224 | 0.10936 | 0.089204 | 0.066808 | 0.07505 | 0.083414 | 0.071748 | 0.074032 | 0.066412 | 0.062708 | 0.067117 | 0.064446 | 0.057852 | 0.053452 | 0.046642
P95 |  |  |  |  | 0.35822 | 0.28104 | 0.22087 | 0.19099 | 0.15248 | 0.13574 | 0.1423 | 0.12326 | 0.11952 | 0.12318 | 0.11596 | 0.10783 | 0.11536 | 0.094345 | 0.091414 | 0.079172
CO2EMISSIONS - CO2 Emissions
MEAN |  |  |  |  | 8942.0387 | 6844.2037 | 5252.6815 | 4213.7078 | 3327.6821 | 3283.4045 | 3444.7358 | 3069.4243 | 3052.4356 | 2930.5425 | 2760.1037 | 2898.0128 | 2736.7089 | 2411.5475 | 2244.7356 | 1965.6511
P5 |  |  |  |  | 6509.5249 | 4537.45 | 3474.527 | 2826.6461 | 2123.2643 | 2389.2905 | 2647.6674 | 2273.3573 | 2361.3294 | 2084.1186 | 1978.7611 | 2159.4922 | 2054.006 | 1843.127 | 1703.1905 | 1479.989
P95 |  |  |  |  | 11518.294 | 8933.5828 | 7042.3257 | 5970.4327 | 4850.246 | 4363.7581 | 4530.2822 | 3928.0917 | 3819.5103 | 3887.8668 | 3698.3664 | 3448.2214 | 3668.4895 | 3016.8164 | 2937.1347 | 2512.9433
FUELCONSUMED - Fuel Consumed
MEAN |  |  |  |  | 146350.8793 | 112016.4268 | 85968.6014 | 68964.1207 | 54462.8816 | 53738.2076 | 56378.654 | 50236.0766 | 49958.0294 | 47963.0528 | 45173.5459 | 47430.6508 | 44790.6534 | 39468.8632 | 36738.7173 | 32171.0495
P5 |  |  |  |  | 106538.8693 | 74262.6847 | 56866.235 | 46262.6209 | 34750.6432 | 39104.5908 | 43333.3454 | 37207.157 | 38646.9626 | 34109.9605 | 32385.6156 | 35343.5712 | 33617.1191 | 30165.745 | 27875.4591 | 24222.4064
P95 |  |  |  |  | 188515.4497 | 146212.4846 | 115259.0128 | 97715.7569 | 79382.095 | 71419.9364 | 74145.3709 | 64289.5527 | 62512.4436 | 63631.2071 | 60529.7279 | 56435.7024 | 60040.7445 | 49375.0638 | 48070.9447 | 41128.3676
FUELCOST - Fuel Cost
MEAN |  |  |  |  | 239903.6855 | 194408.4423 | 159032.3025 | 131978.9461 | 109634.3238 | 107980.981 | 116680.1413 | 106408.366 | 107785.7865 | 107006.3924 | 102443.412 | 109347.3203 | 105298.4708 | 97442.5715 | 92264.7386 | 83905.9246
P5 |  |  |  |  | 127486.8169 | 95856.0524 | 71657.415 | 64937.2356 | 50582.2366 | 63421.599 | 72947.717 | 61366.0647 | 66649.0168 | 56746.3623 | 55220.9429 | 62309.6231 | 63350.9215 | 58427.7878 | 59376.5935 | 49683.3045
P95 |  |  |  |  | 384413.2428 | 300516.8255 | 256088.1131 | 261025.4017 | 213814.611 | 179471.6777 | 192778.612 | 167282.7414 | 169058.0297 | 185871.9973 | 171310.5053 | 160820.6168 | 169634.6346 | 145501.5102 | 134121.915 | 127449.0923
NETPOS - Net Position (MWh)
MEAN |  |  |  |  | 17173.2291 | 13160.6675 | 10099.1401 | 8095.911 | 6388.8551 | 6299.6842 | 6604.5976 | 5880.124 | 5902.2485 | 5662.4926 | 5328.7654 | 5591.1041 | 5276.3004 | 4646.1123 | 4321.6936 | 3781.715
P5 |  |  |  |  | 12514.7061 | 8728.0045 | 6680.3822 | 5431.16 | 4076.8 | 4584.36 | 5076.54 | 4355.28 | 4566.04 | 4027.15 | 3820.41 | 4166.4 | 3960.08 | 3551 | 3279.08 | 2847.35
P95 |  |  |  |  | 22093.9737 | 17166.8959 | 13539.545 | 11470.902 | 9309.52 | 8371.17 | 8684.575 | 7524.435 | 7384.86 | 7511.3941 | 7140.055 | 6652.8 | 7072.77 | 5812.25 | 5654.74 | 4834.65
NETREVENUE - Net Revenue $
MEAN |  |  |  |  | 87211.3817 | 87259.0789 | 66113.771 | 55276.2513 | 40817.8719 | 47805.6237 | 48255.3501 | 48283.9514 | 51255.5326 | 50561.3307 | 50128.7783 | 54060.5352 | 48903.7725 | 42496.4485 | 42032.3786 | 36464.6335
P5 |  |  |  |  | 18437.235 | 30398.8314 | 23127.2104 | 25648.9342 | 14634.3694 | 24560.9297 | 20850.4961 | 23726.5138 | 25209.7732 | 24476.9106 | 25703.3337 | 28523.589 | 28557.2841 | 22441.2054 | 23960.6939 | 17234.5347
P95 |  |  |  |  | 171915.0977 | 140558.7272 | 119048.5085 | 104818.5518 | 82254.7161 | 81260.837 | 92364.3844 | 73629.3937 | 77619.2641 | 80458.2064 | 81855.5937 | 83728.4018 | 81071.9754 | 65278.1942 | 63898.617 | 55921.4027
STARTS - Number Starts
MEAN |  |  |  |  | 146.8 | 135.89 | 120.72 | 102.79 | 90.21 | 88.18 | 94.78 | 85.54 | 84.65 | 82.85 | 79.69 | 78.79 | 78.37 | 71.22 | 67.57 | 61.94
P5 |  |  |  |  | 125 | 107 | 99 | 78.5 | 67.5 | 73 | 76 | 67 | 70.5 | 63 | 58 | 57 | 62.5 | 54 | 54 | 46.5
P95 |  |  |  |  | 169 | 169 | 146 | 125.5 | 110.5 | 106 | 118.5 | 105.5 | 103 | 100 | 101.5 | 101.5 | 96 | 87 | 84 | 78.5
VOMCOSTS - VOM Costs
MEAN |  |  |  |  | 11677.7958 | 9212.4672 | 7170.3895 | 5829.0559 | 4727.7528 | 4724.7631 | 5085.5401 | 4586.4967 | 4721.7988 | 4643.2439 | 4422.8753 | 4752.4385 | 4590.3813 | 4088.5788 | 3889.5242 | 3479.1778
P5 |  |  |  |  | 8510.0001 | 6109.6032 | 4743.0713 | 3910.4352 | 3016.832 | 3438.27 | 3908.9358 | 3397.1184 | 3652.832 | 3302.263 | 3170.9403 | 3541.44 | 3445.2696 | 3124.88 | 2951.172 | 2619.562
P95 |  |  |  |  | 15023.9021 | 12016.8271 | 9613.077 | 8259.0495 | 6889.0448 | 6278.3775 | 6687.1228 | 5869.0593 | 5907.888 | 6159.3432 | 5926.2456 | 5654.88 | 6153.3099 | 5114.78 | 5089.266 | 4447.878
15598: New 2023JAN 18V50DF_NG_B #9
CAPACITYFACTOR - Net Generation Capacity Factor
MEAN |  |  |  |  | 0.27436 | 0.21359 | 0.1655 | 0.13336 | 0.1049 | 0.10348 | 0.11137 | 0.10002 | 0.09737 | 0.094488 | 0.08811 | 0.091462 | 0.08684 | 0.076047 | 0.070522 | 0.061684
P5 |  |  |  |  | 0.19912 | 0.14021 | 0.10774 | 0.090347 | 0.070244 | 0.076556 | 0.085947 | 0.077411 | 0.075419 | 0.069047 | 0.066338 | 0.066911 | 0.066518 | 0.058703 | 0.054094 | 0.045256
P95 |  |  |  |  | 0.35154 | 0.27992 | 0.22367 | 0.18791 | 0.15348 | 0.13746 | 0.14638 | 0.12809 | 0.11789 | 0.12352 | 0.11514 | 0.11039 | 0.11532 | 0.094701 | 0.090353 | 0.079287
CO2EMISSIONS - CO2 Emissions
MEAN |  |  |  |  | 8801.9022 | 6802.6262 | 5261.0375 | 4231.7616 | 3308.8885 | 3313.3944 | 3525.5503 | 3167.0457 | 3106.9973 | 2970.6473 | 2796.0247 | 2924.7867 | 2768.4435 | 2424.7695 | 2243.6929 | 1950.8078
P5 |  |  |  |  | 6353.3852 | 4436.0742 | 3415.6542 | 2861.3289 | 2209.9281 | 2449.8884 | 2738.5187 | 2424.6263 | 2409.3417 | 2184.4004 | 2118.2333 | 2124.6617 | 2106.2265 | 1856.168 | 1716.2252 | 1419.227
P95 |  |  |  |  | 11320.7899 | 8960.9189 | 7100.0455 | 5994.1435 | 4840.8778 | 4417.687 | 4625.1126 | 4067.3249 | 3745.3096 | 3879.1691 | 3663.4983 | 3533.2973 | 3681.5446 | 3021.1634 | 2880.6514 | 2495.5827
FUELCONSUMED - Fuel Consumed
MEAN |  |  |  |  | 144057.3197 | 111335.9447 | 86105.3607 | 69259.6006 | 54155.2953 | 54229.0405 | 57701.3146 | 51833.8081 | 50851.0191 | 48619.4323 | 45761.4523 | 47868.8488 | 45310.0401 | 39685.2623 | 36721.6507 | 31928.1151
P5 |  |  |  |  | 103983.3911 | 72603.5057 | 55902.6877 | 46830.2604 | 36169.0368 | 40096.3739 | 44820.274 | 39682.9184 | 39432.7603 | 35751.2348 | 34668.3021 | 34773.5136 | 34471.7916 | 30379.1819 | 28088.7917 | 23227.9382
P95 |  |  |  |  | 185282.9777 | 146659.8837 | 116203.69 | 98103.8212 | 79228.7691 | 72302.5687 | 75697.4239 | 66568.3285 | 61298.0289 | 63488.8567 | 59959.0563 | 57828.1056 | 60254.4127 | 49446.2094 | 47146.5035 | 40844.2337
FUELCOST - Fuel Cost
MEAN |  |  |  |  | 235811.7097 | 193386.3541 | 159369.745 | 132610.9252 | 108857.6809 | 109191.5618 | 119368.9614 | 109478.2679 | 109418.4413 | 108348.0243 | 103592.1322 | 110431.512 | 106492.1698 | 97877.625 | 92208.4208 | 83328.1332
P5 |  |  |  |  | 126776.0881 | 90460.4329 | 73735.9834 | 67890.7525 | 51060.4524 | 63165.5073 | 70653.6629 | 66085.8742 | 66670.4404 | 59680.5552 | 58323.2284 | 63593.2009 | 65379.4885 | 59498.6815 | 58427.3664 | 48782.9149
P95 |  |  |  |  | 381948.515 | 299090.192 | 255967.8662 | 266580.7245 | 217842.0985 | 180557.8571 | 201066.0475 | 169905.1281 | 168663.4226 | 191230.6654 | 167573.4722 | 167615.4863 | 169274.6442 | 148189.1491 | 133903.998 | 129072.9268
NETPOS - Net Position (MWh)
MEAN |  |  |  |  | 16896.2039 | 13080.5472 | 10115.2245 | 8130.5678 | 6352.8645 | 6357.2338 | 6759.2518 | 6067.0838 | 6007.7188 | 5740.0034 | 5398.1021 | 5642.7318 | 5337.4593 | 4671.5696 | 4319.686 | 3753.158
P5 |  |  |  |  | 12218.5793 | 8535.1726 | 6567.515 | 5497.8 | 4243.2 | 4700.63 | 5250.735 | 4645.08 | 4658.88 | 4220.925 | 4089.69 | 4099.2 | 4060.76 | 3576.125 | 3304.175 | 2730.45
P95 |  |  |  |  | 21625.9242 | 17212.8098 | 13649.8732 | 11516.015 | 9293.16 | 8475.05 | 8867.21 | 7791.34 | 7241.38 | 7493.675 | 7072.735 | 6816.53 | 7097.94 | 5820.625 | 5545.995 | 4801.25
NETREVENUE - Net Revenue $
MEAN |  |  |  |  | 86682.8706 | 87880.3314 | 65937.4889 | 54773.2732 | 40501.5875 | 47492.9048 | 47570.0211 | 47256.1851 | 49943.0599 | 49917.6398 | 49888.8328 | 53552.5647 | 48130.4066 | 42377.6241 | 41932.9583 | 36356.9065
P5 |  |  |  |  | 18082.3157 | 33951.0898 | 22454.0995 | 25737.1403 | 13961.4181 | 23821.4758 | 21901.8828 | 22061.1142 | 25213.9983 | 24836.9687 | 25425.2882 | 28553.5664 | 28759.2245 | 23416.6234 | 23106.0792 | 18444.1036
P95 |  |  |  |  | 164127.385 | 142029.5444 | 116827.3224 | 103965.127 | 83692.3891 | 82263.9962 | 90245.7891 | 73056.4934 | 75788.9854 | 79863.626 | 84750.0481 | 82217.7418 | 82495.9034 | 65648.6682 | 61590.5096 | 57106.5807
STARTS - Number Starts
MEAN |  |  |  |  | 147.96 | 135.71 | 120.41 | 104.3 | 89.73 | 89.16 | 96.3 | 86.71 | 87.03 | 84.13 | 79.91 | 78.76 | 79.69 | 71.52 | 68.12 | 61.81
P5 |  |  |  |  | 126 | 111 | 100 | 80.5 | 72.5 | 69.5 | 74.5 | 68.5 | 70.5 | 63 | 60.5 | 56 | 63.5 | 53 | 53 | 47
P95 |  |  |  |  | 171.5 | 169.5 | 144.5 | 125 | 108.5 | 110.5 | 116 | 105.5 | 104.5 | 103.5 | 102.5 | 101 | 99 | 87 | 83.5 | 76
VOMCOSTS - VOM Costs
MEAN |  |  |  |  | 11489.4187 | 9156.3831 | 7181.8094 | 5854.0088 | 4701.1197 | 4767.9254 | 5204.6238 | 4732.3254 | 4806.1751 | 4706.8028 | 4480.4247 | 4796.322 | 4643.5896 | 4110.9812 | 3887.7174 | 3452.9054
P5 |  |  |  |  | 8308.6339 | 5974.6208 | 4662.9357 | 3958.416 | 3139.968 | 3525.4725 | 4043.066 | 3623.1624 | 3727.104 | 3461.1585 | 3394.4427 | 3484.32 | 3532.8612 | 3146.99 | 2973.7575 | 2512.014
P95 |  |  |  |  | 14705.6285 | 12048.9669 | 9691.41 | 8291.5308 | 6876.9384 | 6356.2875 | 6827.7517 | 6077.2452 | 5793.104 | 6144.8135 | 5870.3701 | 5794.0505 | 6175.2078 | 5122.15 | 4991.3955 | 4417.15
15598: New 2023JAN J920_B #1
CAPACITYFACTOR - Net Generation Capacity Factor
MEAN |  |  |  |  | 0.74251 | 0.68828 | 0.36047 | 0.30969 | 0.27765 | 0.25967 | 0.26995 | 0.31122 | 0.24993 | 0.23529 | 0.21731 | 0.21238 | 0.2083 | 0.18682 | 0.16405 | 0.15037
P5 |  |  |  |  | 0.6945 | 0.65128 | 0.31139 | 0.26526 | 0.24138 | 0.2274 | 0.24043 | 0.28079 | 0.22243 | 0.20362 | 0.19084 | 0.18138 | 0.187 | 0.15992 | 0.14063 | 0.12629
P95 |  |  |  |  | 0.77748 | 0.71787 | 0.40458 | 0.35182 | 0.32391 | 0.29441 | 0.29426 | 0.34665 | 0.29123 | 0.26822 | 0.24641 | 0.24005 | 0.23404 | 0.2145 | 0.19476 | 0.1745
CO2EMISSIONS - CO2 Emissions
MEAN |  |  |  |  | 12181.4035 | 11261.5301 | 5744.2646 | 4931.0422 | 4409.0226 | 4185.6059 | 4295.7978 | 4952.0164 | 4008.1606 | 3720.0998 | 3467.8815 | 3418.7841 | 3338.949 | 2990.3188 | 2620.3 | 2388.8364
P5 |  |  |  |  | 11333.472 | 10601.2442 | 4920.5874 | 4241.5254 | 3806.4914 | 3664.0123 | 3814.1839 | 4453.4392 | 3543.98 | 3209.4007 | 3034.1565 | 2926.7157 | 2978.1988 | 2560.3777 | 2237.3603 | 2005.2466
P95 |  |  |  |  | 12776.7517 | 11791.4589 | 6461.328 | 5659.4923 | 5190.7351 | 4770.6703 | 4705.3538 | 5549.2602 | 4726.7918 | 4286.2905 | 3911.0538 | 3878.8581 | 3724.6432 | 3462.4524 | 3113.5216 | 2778.5791
FUELCONSUMED - Fuel Consumed
MEAN |  |  |  |  | 206464.4667 | 190873.3918 | 97360.4168 | 83576.9863 | 74729.1975 | 70942.4721 | 72810.1318 | 83932.4811 | 67934.9252 | 63052.5396 | 58777.6531 | 57945.4924 | 56592.3566 | 50683.3691 | 44411.8637 | 40488.7521
P5 |  |  |  |  | 192092.7461 | 179682.1044 | 83399.7861 | 71890.2614 | 64516.8029 | 62101.9034 | 64647.1855 | 75482.0205 | 60067.4574 | 54396.6225 | 51426.3813 | 49605.3503 | 50477.9465 | 43396.2321 | 37921.3615 | 33987.23
P95 |  |  |  |  | 216555.1137 | 199855.2361 | 109514.0338 | 95923.598 | 87978.5613 | 80858.8182 | 79751.7586 | 94055.2568 | 80115.1148 | 72648.9908 | 66289.0473 | 65743.3573 | 63129.5462 | 58685.6336 | 52771.5525 | 47094.5607
FUELCOST - Fuel Cost
MEAN |  |  |  |  | 308987.9445 | 306336.0492 | 171674.7588 | 152998.7885 | 142139.3791 | 137345.6241 | 146447.8572 | 170741.7863 | 143019.0251 | 136742.0068 | 130077.6163 | 131182.5086 | 130138.2134 | 122511.1119 | 110164.2965 | 104288.9811
P5 |  |  |  |  | 233794.8536 | 212348.7574 | 106315.1829 | 100438.475 | 95589.2539 | 100026.2981 | 104465.2759 | 133043.3622 | 104597.7119 | 89876.7576 | 89919.8922 | 89574.782 | 95005.2815 | 86338.8741 | 80638.0335 | 73680.9502
P95 |  |  |  |  | 399711.9365 | 395513.268 | 233683.1414 | 230222.5026 | 233956.2783 | 193491.2455 | 209939.3145 | 225702.6605 | 192971.3326 | 207691.0976 | 177800.0339 | 177293.0539 | 176813.1908 | 164152.5928 | 154648.0991 | 145042.6948
NETPOS - Net Position (MWh)
MEAN |  |  |  |  | 24804.3755 | 22912.1078 | 11941.3482 | 10243.0531 | 9151.9453 | 8681.9524 | 8903.7049 | 10256.4363 | 8378.2523 | 7771.2457 | 7238.7099 | 7130.6268 | 6959.2905 | 6228.5618 | 5454.2843 | 4968.14
P5 |  |  |  |  | 23057.9103 | 21539.0865 | 10230.8735 | 8810.0708 | 7903.2909 | 7602.639 | 7906.8483 | 9226.8416 | 7410.94 | 6705.9156 | 6335.2998 | 6106.6619 | 6210.3012 | 5333.0452 | 4658.1021 | 4172.26
P95 |  |  |  |  | 26011.7822 | 23980.908 | 13434.42 | 11758.7503 | 10760.4396 | 9883.7047 | 9744.7874 | 11496.8332 | 9874.0589 | 8951.8978 | 8162.397 | 8092.0687 | 7757.0261 | 7211.3929 | 6482.7023 | 5778.6864
NETREVENUE - Net Revenue $
MEAN |  |  |  |  | -91462.2132 | -95318.4345 | 22341.6616 | 16298.5879 | 3865.4401 | 9130.5395 | 8824.051 | -7527.7577 | 10329.2442 | 13308.2357 | 14694.4996 | 16987.7012 | 15328.1277 | 13209.0787 | 16235.4216 | 12933.5305
P5 |  |  |  |  | -156384.5402 | -141420.6884 | -11990.8648 | -9697.1504 | -21136.8981 | -12333.2723 | -15287.6641 | -32918.1321 | -8998.9031 | -5436.023 | -4010.0244 | 51.3702 | -1014.4579 | -1370.6185 | 3153.54 | 567.6203
P95 |  |  |  |  | -18552.3314 | -53462.2088 | 57144.7758 | 53609.9009 | 37044.1295 | 37875.0188 | 36134.9155 | 15735.8436 | 31320.7243 | 33731.3834 | 37907.8631 | 36202.2527 | 39455.449 | 27671.5078 | 29293.3038 | 25602.5434
STARTS - Number Starts
MEAN |  |  |  |  | 33.85 | 23.01 | 123.81 | 118.03 | 106.82 | 106.97 | 111.24 | 162.42 | 113.23 | 110.51 | 111.22 | 107.55 | 113.81 | 106.75 | 101.43 | 95.63
P5 |  |  |  |  | 24 | 15.5 | 107 | 101 | 90 | 91.5 | 93.5 | 136 | 95.5 | 94.5 | 92.5 | 86 | 94 | 88 | 83 | 76
P95 |  |  |  |  | 45.5 | 32.5 | 146.5 | 135 | 125 | 127.5 | 130 | 185 | 133 | 129 | 130.5 | 127.5 | 132.5 | 123.5 | 123 | 112.5
VOMCOSTS - VOM Costs
MEAN |  |  |  |  | 13394.3628 | 12601.6593 | 6687.155 | 5838.5402 | 5308.1283 | 5122.3519 | 5342.2229 | 6256.4261 | 5278.299 | 4973.5972 | 4705.1615 | 4777.52 | 4732.3176 | 4297.7077 | 3872.5419 | 3577.0608
P5 |  |  |  |  | 12451.2715 | 11846.4976 | 5729.2892 | 5021.7403 | 4583.9087 | 4485.557 | 4744.109 | 5628.3734 | 4668.8922 | 4291.786 | 4117.9448 | 4091.4635 | 4223.0048 | 3679.8012 | 3307.2525 | 3004.0272
P95 |  |  |  |  | 14046.3624 | 13189.4994 | 7523.2752 | 6702.4877 | 6241.055 | 5831.3858 | 5846.8724 | 7013.0682 | 6220.6571 | 5729.2146 | 5305.5581 | 5421.6861 | 5274.7777 | 4975.8611 | 4602.7186 | 4160.6542
15598: New 2024JAN 18V50DF_NG_B #1
CAPACITYFACTOR - Net Generation Capacity Factor
MEAN | [5 empty] | 0.21252 | 0.16503 | 0.1333 | 0.10576 | 0.10359 | 0.11191 | 0.10092 | 0.10032 | 0.096178 | 0.088697 | 0.091959 | 0.088137 | 0.076686 | 0.071051 | 0.061944
P5 | [5 empty] | 0.14209 | 0.10643 | 0.091157 | 0.069718 | 0.076213 | 0.083399 | 0.077961 | 0.077746 | 0.071564 | 0.066412 | 0.068729 | 0.068631 | 0.060184 | 0.052623 | 0.046063
P95 | [5 empty] | 0.28006 | 0.22218 | 0.18702 | 0.15552 | 0.14056 | 0.14561 | 0.13015 | 0.12252 | 0.12563 | 0.11919 | 0.11265 | 0.11632 | 0.096209 | 0.090165 | 0.078685
CO2EMISSIONS - CO2 Emissions
MEAN | [5 empty] | 6759.9034 | 5245.419 | 4223.5443 | 3339.4214 | 3313.6641 | 3542.4773 | 3191.1169 | 3202.556 | 3024.6962 | 2819.2081 | 2942.9521 | 2806.0828 | 2445.943 | 2259.2944 | 1961.311
P5 | [5 empty] | 4551.2949 | 3380.7158 | 2896.0117 | 2209.9281 | 2449.8884 | 2656.3199 | 2446.2362 | 2492.2719 | 2262.8819 | 2092.0822 | 2185.6151 | 2184.5572 | 1925.72 | 1681.4662 | 1445.2679
P95 | [5 empty] | 8967.4665 | 7079.3391 | 5939.7761 | 4940.5324 | 4515.253 | 4571.4873 | 4112.8802 | 3896.0707 | 3970.029 | 3789.895 | 3602.9583 | 3716.3583 | 3055.9394 | 2854.5821 | 2495.5827
FUELCONSUMED - Fuel Consumed
MEAN | [5 empty] | 110636.7162 | 85849.7383 | 69125.1108 | 54655.0141 | 54233.4545 | 57978.3514 | 52227.773 | 52414.9919 | 49504.0297 | 46140.8856 | 48166.155 | 45926.069 | 40031.7996 | 36976.9958 | 32100.0161
P5 | [5 empty] | 74489.279 | 55330.8637 | 47397.8999 | 36169.0368 | 40096.3739 | 43474.9577 | 40036.5986 | 40790.0474 | 37035.7102 | 34240.2984 | 35771.1144 | 35753.8004 | 31517.5119 | 27519.9048 | 23654.1388
P95 | [5 empty] | 146767.0466 | 115864.797 | 97214.0122 | 80859.7766 | 73899.3942 | 74819.7599 | 67313.9143 | 63765.4783 | 64975.9242 | 62027.741 | 58968.2208 | 60824.1943 | 50015.3744 | 46719.8383 | 40844.2337
FUELCOST - Fuel Cost
MEAN | [5 empty] | 192397.0038 | 159090.0101 | 132369.1308 | 109997.689 | 109140.2507 | 119767.8226 | 110365.9772 | 112589.5526 | 110156.9887 | 104544.5173 | 111026.5726 | 107892.9432 | 98760.3983 | 92969.9916 | 83998.7919
P5 | [5 empty] | 90573.0811 | 74015.6589 | 66475.5391 | 53552.0384 | 64828.2937 | 70856.6014 | 64720.1237 | 71112.847 | 61718.1012 | 59605.6896 | 62283.1581 | 67778.6003 | 60288.1736 | 58303.5263 | 47877.7131
P95 | [5 empty] | 304337.6016 | 259002.4824 | 262240.2938 | 223628.4576 | 183840.4509 | 200296.8564 | 176712.8305 | 173315.1556 | 195297.0012 | 168529.0066 | 166617.4702 | 169841.7876 | 150915.9268 | 135000.9293 | 128510.0132
NETPOS - Net Position (MWh)
MEAN | [5 empty] | 12999.8256 | 10085.0597 | 8114.7849 | 6411.3837 | 6357.6642 | 6791.9099 | 6113.1893 | 6192.4746 | 5844.5105 | 5442.8592 | 5677.8439 | 5410.0535 | 4712.3545 | 4349.7149 | 3773.365
P5 | [5 empty] | 8755.6943 | 6500.2973 | 5564.44 | 4243.2 | 4700.63 | 5093.13 | 4686.48 | 4819.24 | 4372.575 | 4039.2 | 4216.8 | 4211.78 | 3710.125 | 3237.255 | 2780.55
P95 | [5 empty] | 17232.7691 | 13611.1604 | 11411.96 | 9481.8467 | 8661.845 | 8763.1434 | 7878.21 | 7532.49 | 7670.89 | 7316.77 | 6950.93 | 7165.06 | 5887.625 | 5495.805 | 4801.25
NETREVENUE - Net Revenue $
MEAN | [5 empty] | 87919.1876 | 65488.0892 | 55091.6325 | 40761.3493 | 47530.3911 | 47200.6191 | 46816.9559 | 49452.325 | 49543.7881 | 49690.0421 | 53443.7366 | 47899.0266 | 42133.8866 | 41896.0791 | 36405.9322
P5 | [5 empty] | 34116.2817 | 22324.7203 | 25362.5886 | 14233.3743 | 25441.2014 | 20993.2691 | 22704.5354 | 24475.3303 | 24670.7194 | 24450.4979 | 28211.9798 | 26599.8687 | 23285.7145 | 23675.672 | 17968.8618
P95 | [5 empty] | 141829.7931 | 118754.3422 | 102427.5323 | 82692.586 | 81291.863 | 88918.4937 | 74883.9634 | 75027.6374 | 78967.59 | 83275.4352 | 80978.3643 | 81003.5008 | 64219.4397 | 62686.7007 | 56914.0389
STARTS - Number Starts
MEAN | [5 empty] | 134.97 | 121.54 | 103.19 | 90.16 | 88.57 | 97.79 | 87.31 | 89.13 | 85.33 | 80.32 | 80.03 | 80.37 | 72.08 | 68.26 | 61.98
P5 | [5 empty] | 107 | 100.5 | 78.5 | 69 | 71 | 78 | 69 | 70.5 | 68.5 | 61.5 | 57 | 63 | 54 | 54 | 47
P95 | [5 empty] | 162 | 145 | 126.5 | 112.5 | 105 | 119 | 104.5 | 108.5 | 103 | 103.5 | 101 | 96.5 | 87 | 85.5 | 78
VOMCOSTS - VOM Costs
MEAN | [5 empty] | 9099.8779 | 7160.3924 | 5842.6452 | 4744.4239 | 4768.2482 | 5229.7706 | 4768.2877 | 4953.9797 | 4792.4986 | 4517.5732 | 4826.1673 | 4706.7465 | 4146.872 | 3914.7434 | 3471.4958
P5 | [5 empty] | 6128.986 | 4615.2111 | 4006.3968 | 3139.968 | 3525.4725 | 3921.7101 | 3655.4544 | 3855.392 | 3585.5115 | 3352.536 | 3584.28 | 3664.2486 | 3264.91 | 2913.5295 | 2558.106
P95 | [5 empty] | 12062.9384 | 9663.9239 | 8216.6112 | 7016.5666 | 6496.3837 | 6747.6205 | 6145.0038 | 6025.992 | 6290.1298 | 6072.9191 | 5908.2905 | 6233.6022 | 5181.11 | 4946.2245 | 4417.15
15598: New 2024JAN 18V50DF_NG_B #2
CAPACITYFACTOR - Net Generation Capacity Factor
MEAN | [5 empty] | 0.21143 | 0.16487 | 0.13365 | 0.10583 | 0.10424 | 0.11185 | 0.10239 | 0.10172 | 0.097756 | 0.089858 | 0.092814 | 0.089589 | 0.077729 | 0.070885 | 0.06215
P5 | [5 empty] | 0.13854 | 0.1094 | 0.086616 | 0.069329 | 0.07936 | 0.082871 | 0.07563 | 0.080425 | 0.070004 | 0.065465 | 0.067383 | 0.070008 | 0.060473 | 0.054315 | 0.045289
P95 | [5 empty] | 0.2867 | 0.22246 | 0.19008 | 0.15794 | 0.13734 | 0.14766 | 0.13112 | 0.12783 | 0.12464 | 0.12214 | 0.11168 | 0.119 | 0.10015 | 0.091404 | 0.078557
CO2EMISSIONS - CO2 Emissions
MEAN | [5 empty] | 6740.5989 | 5234.8273 | 4239.6456 | 3340.4536 | 3338.0474 | 3542.2576 | 3239.2347 | 3247.4624 | 3075.6111 | 2855.9229 | 2974.0334 | 2852.1633 | 2475.2019 | 2251.8612 | 1965.0435
P5 | [5 empty] | 4444.4518 | 3493.6461 | 2747.5778 | 2182.7234 | 2549.4422 | 2634.6886 | 2398.6945 | 2553.3784 | 2188.7605 | 2074.6482 | 2168.1998 | 2228.0743 | 1930.067 | 1716.2252 | 1427.9073
P95 | [5 empty] | 9111.0755 | 7031.3012 | 6018.1634 | 4968.8824 | 4378.7311 | 4644.7589 | 4130.5172 | 4077.4902 | 3935.1483 | 3883.778 | 3594.2507 | 3801.393 | 3158.6269 | 2915.4104 | 2478.2221
FUELCONSUMED - Fuel Consumed
MEAN | [5 empty] | 110320.768 | 85676.3876 | 69388.6353 | 54671.9083 | 54632.5275 | 57974.7564 | 53015.2986 | 53149.9573 | 50337.3346 | 46741.7821 | 48674.8506 | 46680.2496 | 40510.67 | 36855.3391 | 32161.1048
P5 | [5 empty] | 72740.6181 | 57179.1507 | 44968.5408 | 35723.7877 | 41725.7318 | 43120.9271 | 39258.5022 | 41790.1536 | 35822.5945 | 33954.9626 | 35486.0856 | 36466.0275 | 31588.6575 | 28088.7917 | 23370.005
P95 | [5 empty] | 149117.4379 | 115078.5798 | 98496.9455 | 81323.7713 | 71664.9939 | 76018.9677 | 67602.5733 | 66734.6999 | 64405.0462 | 63564.2881 | 58825.7064 | 62215.9245 | 51696.0205 | 47715.3904 | 40560.1
FUELCOST - Fuel Cost
MEAN | [5 empty] | 191915.3966 | 158609.1299 | 133042.3384 | 110005.2851 | 109849.327 | 119990.672 | 112089.1262 | 114286.1643 | 111952.9755 | 105871.9102 | 112179.1385 | 109496.605 | 99946.3388 | 92684.1181 | 84171.566
P5 | [5 empty] | 89035.9263 | 72812.2743 | 67224.1645 | 51061.7085 | 64838.1805 | 71914.8143 | 64743.8696 | 73104.6106 | 60426.0711 | 59812.3957 | 64342.305 | 68960.5799 | 60430.3773 | 59268.1871 | 48981.9443
P95 | [5 empty] | 303992.3175 | 256569.9841 | 267391.106 | 220935.6268 | 180898.3804 | 200695.9416 | 179746.5082 | 178613.2167 | 192132.0304 | 174111.6844 | 166316.4574 | 171808.6016 | 156428.6978 | 140038.2983 | 129619.5282
NETPOS - Net Position (MWh)
MEAN | [5 empty] | 12962.5336 | 10064.6018 | 8145.6249 | 6413.4373 | 6404.4255 | 6791.4782 | 6205.2591 | 6279.3337 | 5942.8538 | 5513.7852 | 5737.7748 | 5498.8857 | 4768.6991 | 4335.4122 | 3780.546
P5 | [5 empty] | 8551.275 | 6717.4355 | 5279.0197 | 4190.7598 | 4891.645 | 5051.655 | 4595.4 | 4937.4 | 4229.35 | 4005.54 | 4183.2 | 4295.68 | 3718.5 | 3304.175 | 2747.15
P95 | [5 empty] | 17512.5805 | 13518.755 | 11561.76 | 9538.53 | 8400.305 | 8904.473 | 7911.19 | 7883.7832 | 7603.49 | 7497.62 | 6934.13 | 7328.595 | 6084.235 | 5612.915 | 4767.85
NETREVENUE - Net Revenue $
MEAN | [5 empty] | 88297.7307 | 65549.8799 | 54991.7585 | 40041.8322 | 47581.6729 | 47398.7351 | 46276.7702 | 48711.6921 | 48598.941 | 49135.6362 | 53472.7222 | 47521.6974 | 41678.4624 | 41620.4071 | 36359.7048
P5 | [5 empty] | 34163.1045 | 22754.2951 | 24495.7327 | 13717.4298 | 24052.5475 | 21889.7166 | 22628.7731 | 23141.7857 | 23736.0124 | 24119.1173 | 28484.0801 | 27208.9505 | 20981.8838 | 23654.2729 | 18383.6742
P95 | [5 empty] | 144118.5246 | 116878.0381 | 102991.2346 | 81673.4457 | 79109.3196 | 92041.3736 | 72826.0943 | 76705.7295 | 81344.8776 | 81478.5439 | 80974.0227 | 81349.4272 | 64162.402 | 61179.1315 | 54859.3495
STARTS - Number Starts
MEAN | [5 empty] | 134.32 | 121.43 | 103.94 | 90.64 | 88.98 | 96.08 | 88.2 | 89.57 | 85.83 | 81.44 | 80.2 | 81 | 72.04 | 67.73 | 61.57
P5 | [5 empty] | 106.5 | 102 | 81 | 69.5 | 72 | 76.5 | 68.5 | 73 | 66.5 | 61.5 | 61 | 64.5 | 51.5 | 52 | 45.5
P95 | [5 empty] | 163 | 146.5 | 126.5 | 109.5 | 107.5 | 115 | 111.5 | 109 | 104 | 105.5 | 100.5 | 98 | 88 | 84 | 78
VOMCOSTS - VOM Costs
MEAN | [5 empty] | 9073.7735 | 7145.8672 | 5864.8499 | 4745.9436 | 4803.3191 | 5229.4382 | 4840.1021 | 5023.4669 | 4873.1401 | 4576.4417 | 4877.1085 | 4784.0306 | 4196.4552 | 3901.871 | 3478.1023
P5 | [5 empty] | 5985.8925 | 4769.3792 | 3800.8942 | 3101.1622 | 3668.7337 | 3889.7744 | 3584.412 | 3949.92 | 3468.067 | 3324.5982 | 3555.72 | 3737.2416 | 3272.28 | 2973.7575 | 2527.378
P95 | [5 empty] | 12258.8064 | 9598.316 | 8324.4672 | 7058.5122 | 6300.2288 | 6856.4442 | 6170.7282 | 6307.0266 | 6234.8618 | 6223.0246 | 5894.0105 | 6375.8777 | 5354.1268 | 5051.6235 | 4386.422
15598: New 2024JAN 18V50DF_NG_B #3
CAPACITYFACTOR - Net Generation Capacity Factor
MEAN | [5 empty] | 0.2109 | 0.16456 | 0.13424 | 0.10643 | 0.10405 | 0.112 | 0.10194 | 0.10105 | 0.10016 | 0.09244 | 0.094746 | 0.091223 | 0.08042 | 0.071428 | 0.062297
P5 | [5 empty] | 0.13342 | 0.10827 | 0.092696 | 0.069611 | 0.076556 | 0.085941 | 0.077487 | 0.079653 | 0.073496 | 0.070727 | 0.067324 | 0.069541 | 0.064016 | 0.054154 | 0.044991
P95 | [5 empty] | 0.27976 | 0.22015 | 0.18865 | 0.15777 | 0.13947 | 0.14533 | 0.13217 | 0.12582 | 0.12664 | 0.12152 | 0.1134 | 0.12057 | 0.099414 | 0.092151 | 0.078509
CO2EMISSIONS - CO2 Emissions
MEAN | [5 empty] | 6716.7941 | 5230.8524 | 4249.9247 | 3361.5275 | 3332.6619 | 3547.273 | 3226.3649 | 3228.9446 | 3148.8613 | 2940.5788 | 3029.0712 | 2905.12 | 2565.0108 | 2269.7621 | 1969.9045
P5 | [5 empty] | 4243.4369 | 3434.2635 | 2922.0238 | 2205.595 | 2442.9877 | 2721.2137 | 2450.5581 | 2527.1899 | 2302.1226 | 2227.1959 | 2168.1998 | 2210.6675 | 2051.7829 | 1737.9495 | 1414.8869
P95 | [5 empty] | 8967.2155 | 7012.1866 | 5928.7623 | 4964.9001 | 4478.2849 | 4593.5336 | 4171.0522 | 4000.4701 | 3968.0532 | 3861.6351 | 3639.7893 | 3833.8544 | 3173.3083 | 2928.445 | 2491.2425
FUELCONSUMED - Fuel Consumed
MEAN | [5 empty] | 109931.1635 | 85611.3325 | 69556.8685 | 55016.8169 | 54544.3838 | 58056.8406 | 52804.6624 | 52846.8842 | 51536.1917 | 48127.3129 | 49575.634 | 47546.9722 | 41980.5364 | 37148.3159 | 32240.6623
P5 | [5 empty] | 69450.6852 | 56207.2589 | 47823.6296 | 36098.1171 | 39983.4325 | 44537.0495 | 40107.3347 | 41361.5366 | 37677.948 | 36451.651 | 35486.0856 | 36181.1367 | 33580.735 | 28444.346 | 23156.9047
P95 | [5 empty] | 146762.9371 | 114765.7375 | 97033.7527 | 81258.5949 | 73294.3518 | 75180.5821 | 68265.9934 | 65474.1425 | 64943.5871 | 63201.8841 | 59571.0192 | 62747.2075 | 51936.3063 | 47928.723 | 40773.2003
FUELCOST - Fuel Cost
MEAN | [5 empty] | 191459.4336 | 158678.2547 | 133059.1159 | 110618.5607 | 109700.6589 | 120203.3426 | 111641.0377 | 113804.3877 | 114361.6545 | 108783.2965 | 114183.3152 | 111317.5705 | 102883.9143 | 93426.2959 | 84413.0273
P5 | [5 empty] | 88811.7138 | 71483.2888 | 67263.7561 | 52522.7685 | 64508.0269 | 71763.3001 | 64546.9087 | 72925.7535 | 61688.7094 | 63275.236 | 64895.4157 | 68525.0156 | 68325.2396 | 60100.6369 | 48179.267
P95 | [5 empty] | 300330.2039 | 257851.8033 | 259140.25 | 218383.8947 | 180986.0717 | 199257.3792 | 177237.5856 | 176570.7196 | 187806 | 171900.4734 | 168613.414 | 173077.6053 | 148787.3748 | 139078.8316 | 132216.5626
NETPOS - Net Position (MWh)
MEAN | [5 empty] | 12916.8904 | 10057.0144 | 8165.3717 | 6453.8485 | 6394.0358 | 6800.8836 | 6180.6251 | 6243.4487 | 6084.3591 | 5677.2349 | 5843.9791 | 5600.9934 | 4941.7444 | 4369.876 | 3789.898
P5 | [5 empty] | 8163.3802 | 6602.6751 | 5614.42 | 4234.88 | 4686.8587 | 5217.555 | 4694.76 | 4886.76 | 4448.4 | 4300.065 | 4183.2 | 4262.12 | 3953 | 3346 | 2722.1
P95 | [5 empty] | 17236.7113 | 13481.6418 | 11391.205 | 9530.07 | 8591.32 | 8804.635 | 7990.06 | 7735.19 | 7666.6556 | 7455.69 | 7022.4 | 7391.59 | 6113.75 | 5638.01 | 4792.9
NETREVENUE - Net Revenue $
MEAN | [5 empty] | 88466.539 | 65495.777 | 54143.2178 | 39976.1086 | 47444.5593 | 47504.3547 | 46571.7716 | 48600.8704 | 48383.2507 | 48279.9275 | 52508.9249 | 46955.0454 | 40849.6866 | 41626.432 | 36100.8536
P5 | [5 empty] | 33201.1798 | 22868.5609 | 24950.888 | 14409.7283 | 24717.6912 | 21071.5958 | 23003.9994 | 23826.6116 | 24536.91 | 24051.8336 | 27160.3593 | 25802.4497 | 21311.316 | 22948.6794 | 18739.0139
P95 | [5 empty] | 144129.4417 | 116246.5816 | 99413.1539 | 83587.3454 | 82366.5725 | 92208.4162 | 73590.0542 | 73369.005 | 78810.0756 | 82444.5307 | 79995.6056 | 81435.0688 | 63929.7401 | 62505.4315 | 56482.0632
STARTS - Number Starts
MEAN | [5 empty] | 134.12 | 121.39 | 104.49 | 90.75 | 88.6 | 96.04 | 87.62 | 89.71 | 87.78 | 84.27 | 80.6 | 81.85 | 74.23 | 68.1 | 62.07
P5 | [5 empty] | 105.5 | 101.5 | 78.5 | 72 | 71 | 78.5 | 69 | 74.5 | 67.5 | 65 | 58.5 | 65.5 | 54 | 53.5 | 47
P95 | [5 empty] | 163 | 146 | 125.5 | 109.5 | 103.5 | 115.5 | 104 | 109.5 | 105.5 | 106 | 99 | 98.5 | 90 | 87.5 | 77
VOMCOSTS - VOM Costs
MEAN | [5 empty] | 9041.8233 | 7140.4802 | 5879.0676 | 4775.8479 | 4795.5269 | 5236.6804 | 4820.8876 | 4994.7589 | 4989.1745 | 4712.105 | 4967.3822 | 4872.8643 | 4348.7351 | 3932.8884 | 3486.7062
P5 | [5 empty] | 5714.3662 | 4687.8993 | 4042.3824 | 3133.8112 | 3515.144 | 4017.5174 | 3661.9128 | 3909.408 | 3647.688 | 3569.0539 | 3555.72 | 3708.0444 | 3478.64 | 3011.4 | 2504.332
P95 | [5 empty] | 12065.6979 | 9571.9657 | 8201.6676 | 7052.2518 | 6443.49 | 6779.5689 | 6232.2468 | 6188.152 | 6286.6576 | 6188.2227 | 5969.04 | 6430.6833 | 5380.1 | 5074.209 | 4409.468
15598: New 2024JAN 18V50DF_NG_B #4
CAPACITYFACTOR - Net Generation Capacity Factor
MEAN | [5 empty] | 0.21211 | 0.16386 | 0.13406 | 0.10629 | 0.10449 | 0.11325 | 0.10164 | 0.10107 | 0.099861 | 0.093729 | 0.095169 | 0.09082 | 0.081624 | 0.07331 | 0.063569
P5 | [5 empty] | 0.14105 | 0.10715 | 0.091651 | 0.070151 | 0.079034 | 0.08847 | 0.077739 | 0.079062 | 0.073338 | 0.068096 | 0.071555 | 0.069675 | 0.063016 | 0.057569 | 0.047902
P95 | [5 empty] | 0.28406 | 0.22184 | 0.19291 | 0.16133 | 0.14328 | 0.14533 | 0.12923 | 0.1293 | 0.1298 | 0.12328 | 0.11414 | 0.11841 | 0.097468 | 0.093546 | 0.082126
CO2EMISSIONS - CO2 Emissions
MEAN | [5 empty] | 6753.3561 | 5203.8608 | 4253.0906 | 3358.8308 | 3348.0712 | 3587.2091 | 3217.1696 | 3227.7343 | 3135.6919 | 2978.3177 | 3046.0533 | 2894.7457 | 2604.7751 | 2327.0275 | 2012.4449
P5 | [5 empty] | 4498.9523 | 3401.171 | 2904.6824 | 2226.2051 | 2553.7706 | 2768.8025 | 2472.168 | 2527.1899 | 2315.2029 | 2157.4598 | 2290.1066 | 2219.3709 | 2017.0069 | 1824.847 | 1506.0299
P95 | [5 empty] | 8991.0305 | 6962.178 | 6095.8436 | 5083.5366 | 4592.4587 | 4595.176 | 4075.7332 | 4113.9536 | 4096.4713 | 3913.9372 | 3639.7893 | 3755.5236 | 3110.4545 | 2958.8591 | 2608.4264
FUELCONSUMED - Fuel Consumed
MEAN | [5 empty] | 110529.5594 | 85169.5707 | 69608.684 | 54972.681 | 54796.5833 | 58710.4602 | 52654.1674 | 52827.0755 | 51320.6529 | 48744.9706 | 49853.5736 | 47377.1802 | 42631.3444 | 38085.5571 | 32936.9052
P5 | [5 empty] | 73632.6068 | 55665.6473 | 47539.8098 | 36435.436 | 41796.5735 | 45315.9168 | 40461.0149 | 41361.5366 | 37892.0272 | 35310.3077 | 37481.2872 | 36323.5821 | 33011.57 | 29866.5633 | 24648.6071
P95 | [5 empty] | 147152.7084 | 113947.2667 | 99768.3074 | 83200.2712 | 75162.9907 | 75207.4627 | 66705.9446 | 67331.4826 | 67045.3569 | 64057.8916 | 59571.0192 | 61465.1987 | 50907.6027 | 48426.4991 | 42691.1035
FUELCOST - Fuel Cost
MEAN | [5 empty] | 192463.3852 | 158005.759 | 133346.0387 | 110678.7251 | 110329.0538 | 121424.1162 | 111294.8489 | 113876.3475 | 113890.58 | 109956.4022 | 114748.9218 | 111184.8502 | 104533.9657 | 95596.1585 | 86081.1233
P5 | [5 empty] | 91045.1192 | 69995.7361 | 67594.0533 | 53357.0571 | 65401.9743 | 70283.8425 | 66571.3073 | 70738.5303 | 59981.1493 | 62262.6056 | 64588.6231 | 71276.1024 | 66457.8856 | 62172.854 | 49216.5239
P95 | [5 empty] | 301483.5748 | 256384.9257 | 263007.4883 | 224607.1975 | 184874.8263 | 201455.3771 | 173170.2717 | 175237.7999 | 194669.1028 | 175608.2191 | 170146.4713 | 173774.3237 | 151320.8378 | 138806.5205 | 135982.0348
NETPOS - Net Position (MWh)
MEAN | [5 empty] | 12987.7322 | 10005.1355 | 8171.321 | 6448.69 | 6423.5853 | 6877.5192 | 6163.0539 | 6241.1298 | 6058.9855 | 5750.1321 | 5876.7237 | 5580.9874 | 5018.3797 | 4480.1267 | 3871.7252
P5 | [5 empty] | 8654.8336 | 6539.3489 | 5581.1 | 4274.2375 | 4899.95 | 5308.8 | 4736.16 | 4886.76 | 4473.675 | 4165.425 | 4418.4 | 4278.9 | 3886 | 3513.3 | 2897.45
P95 | [5 empty] | 17280.048 | 13385.8837 | 11711.8303 | 9759.08 | 8811.605 | 8809 | 7807.3652 | 7954.63 | 7915.215 | 7556.67 | 7022.4 | 7240.57 | 5992.245 | 5696.565 | 5018.35
NETREVENUE - Net Revenue $
MEAN | [5 empty] | 89331.2096 | 65797.2203 | 53973.304 | 40566.1806 | 47268.2292 | 46979.2616 | 46362.4839 | 48905.6135 | 47940.3752 | 47789.531 | 52580.1089 | 46886.4915 | 40369.0689 | 41120.0596 | 36056.4745
P5 | [5 empty] | 35043.6723 | 22332.6478 | 23408.5562 | 13906.1171 | 23810.141 | 20928.2606 | 22817.9816 | 23409.9546 | 23578.5663 | 23240.4092 | 28610.0404 | 26733.7242 | 19859.4344 | 22035.9015 | 17452.1932
P95 | [5 empty] | 142699.0859 | 112791.3477 | 101776.4004 | 83756.3507 | 80396.3413 | 88165.6384 | 74471.4208 | 74855.4499 | 79197.0349 | 82549.9775 | 80243.2544 | 83135.4596 | 63787.4194 | 61657.0197 | 56675.4781
STARTS - Number Starts
MEAN | [5 empty] | 134.92 | 121.6 | 104.46 | 90 | 88.79 | 97.81 | 88.03 | 89.84 | 87.55 | 84.83 | 81.29 | 81.83 | 75.96 | 69.64 | 63
P5 | [5 empty] | 106.5 | 103 | 79.5 | 69.5 | 71.5 | 78.5 | 70.5 | 72 | 65.5 | 64.5 | 59 | 64.5 | 59 | 55.5 | 48.5
P95 | [5 empty] | 165 | 145.5 | 128 | 109 | 105 | 116 | 107.5 | 110.5 | 105.5 | 109 | 100 | 99.5 | 91 | 86 | 79.5
VOMCOSTS - VOM Costs
MEAN | [5 empty] | 9091.4125 | 7103.6462 | 5883.3511 | 4772.0306 | 4817.689 | 5295.6898 | 4807.1821 | 4992.9039 | 4968.3681 | 4772.6097 | 4995.2151 | 4855.459 | 4416.1741 | 4032.114 | 3561.9872
P5 | [5 empty] | 6058.3835 | 4642.9377 | 4018.392 | 3162.9358 | 3674.9625 | 4087.776 | 3694.2048 | 3909.408 | 3668.4135 | 3457.3027 | 3755.64 | 3722.643 | 3419.68 | 3161.97 | 2665.654
P95 | [5 empty] | 12096.0336 | 9503.9774 | 8432.5178 | 7221.7192 | 6608.7037 | 6782.93 | 6089.7449 | 6363.704 | 6490.4763 | 6272.0361 | 5969.04 | 6299.2959 | 5273.1756 | 5126.9085 | 4616.882
15598: New 2024JAN 18V50DF_NG_B #5
CAPACITYFACTOR - Net Generation Capacity Factor
MEAN | [5 empty] | 0.21056 | 0.16296 | 0.13379 | 0.10429 | 0.10391 | 0.11206 | 0.10176 | 0.10212 | 0.10004 | 0.094402 | 0.095427 | 0.09102 | 0.082226 | 0.07477 | 0.065448
P5 | [5 empty] | 0.135 | 0.10675 | 0.092039 | 0.067977 | 0.07836 | 0.086126 | 0.077552 | 0.079244 | 0.075198 | 0.068909 | 0.070906 | 0.072687 | 0.064168 | 0.058881 | 0.04835
P95 | [5 empty] | 0.27966 | 0.21959 | 0.19225 | 0.15667 | 0.14096 | 0.14525 | 0.13206 | 0.12635 | 0.12874 | 0.12438 | 0.11286 | 0.11647 | 0.10099 | 0.094418 | 0.081618
CO2EMISSIONS - CO2 Emissions
MEAN | [5 empty] | 6706.1503 | 5176.4251 | 4245.5386 | 3287.9461 | 3331.0971 | 3554.6309 | 3219.0071 | 3260.5059 | 3146.0044 | 2999.8023 | 3053.6675 | 2900.1029 | 2619.3554 | 2378.9053 | 2069.4275
P5 | [5 empty] | 4324.3483 | 3389.925 | 2917.659 | 2127.391 | 2518.2878 | 2720.0283 | 2459.2021 | 2518.4604 | 2354.4436 | 2192.3278 | 2255.2761 | 2310.7567 | 2034.3949 | 1863.9509 | 1527.7306
P95 | [5 empty] | 8953.5402 | 6994.5846 | 6141.7303 | 4949.2076 | 4497.9393 | 4619.0373 | 4160.0727 | 4039.7528 | 4081.7374 | 3946.8011 | 3626.7278 | 3681.5446 | 3190.6963 | 3041.4117 | 2573.7053
FUELCONSUMED - Fuel Consumed
MEAN | [5 empty] | 109756.9608 | 84720.5418 | 69485.0834 | 53812.5382 | 54518.7746 | 58177.2646 | 52684.2405 | 53363.4347 | 51489.434 | 49096.6014 | 49978.1911 | 47464.859 | 42869.9731 | 38934.6208 | 33869.5168
P5 | [5 empty] | 70774.9318 | 55481.5869 | 47752.1929 | 34818.1834 | 41215.8391 | 44517.6473 | 40248.8068 | 41218.6643 | 38534.265 | 35880.9794 | 36911.2296 | 37819.259 | 33296.1525 | 30506.5611 | 25003.7744
P95 | [5 empty] | 146539.1201 | 114477.6538 | 100519.3169 | 81001.7611 | 73616.0276 | 75597.9918 | 68086.2959 | 66117.0679 | 66804.2132 | 64595.7633 | 59357.2476 | 60254.4127 | 52220.8887 | 49777.6055 | 42122.8359
FUELCOST - Fuel Cost
MEAN | [5 empty] | 191200.9811 | 157304.1625 | 133242.0545 | 108565.3074 | 109755.1414 | 120601.3483 | 111353.0068 | 114832.8379 | 114450.3457 | 111041.6754 | 115077.1659 | 111513.5966 | 105389.7431 | 97377.5885 | 88274.3225
P5 | [5 empty] | 87136.8823 | 70631.7696 | 68437.1044 | 51491.4383 | 65749.1908 | 71832.1398 | 68501.3759 | 72586.6543 | 61182.7417 | 63322.3978 | 68298.3993 | 69735.9451 | 67626.4029 | 64645.8382 | 52587.9644
P95 | [5 empty] | 304111.9622 | 257413.2848 | 262475.9997 | 216941.5462 | 181149.5994 | 200500.9575 | 168591.8847 | 179993.041 | 193195.5295 | 182071.6906 | 171051.4247 | 176920.6638 | 157482.211 | 140044.6783 | 132971.6482
NETPOS - Net Position (MWh)
MEAN | [5 empty] | 12896.717 | 9952.274 | 8156.7032 | 6312.5848 | 6390.9959 | 6815.0978 | 6166.58 | 6304.5253 | 6078.8435 | 5791.4961 | 5891.4952 | 5591.2907 | 5046.4292 | 4580.0048 | 3981.3621
P5 | [5 empty] | 8320.5111 | 6517.1613 | 5606.0334 | 4084.6847 | 4831.701 | 5215.034 | 4711.32 | 4869.88 | 4549.5 | 4232.745 | 4351.2 | 4455.09 | 3919.5 | 3588.585 | 2939.2
P95 | [5 empty] | 17206.4115 | 13447.75 | 11797.8348 | 9501.16 | 8628.625 | 8854.4505 | 7969.43 | 7811.15 | 7885.51 | 7619.71 | 6997.2 | 7097.94 | 6147.25 | 5855.5 | 4951.55
NETREVENUE - Net Revenue $
MEAN | [5 empty] | 88524.5608 | 65776.347 | 54476.9158 | 40603.7071 | 47678.5123 | 47519.992 | 46410.0294 | 48696.3354 | 47739.138 | 47933.7957 | 52476.0083 | 46883.937 | 40110.9796 | 41010.3739 | 35627.8423
P5 | [5 empty] | 35458.8584 | 23395.428 | 24505.178 | 14752.4168 | 25049.2867 | 20520.8951 | 23171.4863 | 23160.208 | 23789.1373 | 23988.1724 | 27693.8993 | 27015.1032 | 21259.827 | 22123.8653 | 17247.3851
P95 | [5 empty] | 143636.3366 | 116748.5111 | 102063.0972 | 82957.7128 | 78527.9151 | 92463.5963 | 74182.9086 | 76890.7334 | 79704.7475 | 83893.0559 | 80662.9434 | 81439.2976 | 62597.0798 | 62772.0833 | 56352.3011
STARTS - Number Starts
MEAN | [5 empty] | 135.86 | 120.93 | 104.36 | 89.18 | 88.47 | 97.47 | 87.65 | 89.95 | 87.61 | 84.69 | 81.04 | 81.47 | 75.4 | 70.73 | 64.47
P5 | [5 empty] | 105.5 | 101 | 77.5 | 68.5 | 73.5 | 79 | 70 | 73 | 64 | 65 | 59 | 65 | 54.5 | 56 | 49.5
P95 | [5 empty] | 162.5 | 142 | 128 | 111 | 108 | 117 | 111 | 109 | 106 | 104.5 | 100.5 | 96 | 90.5 | 87 | 81
VOMCOSTS - VOM Costs
MEAN | [5 empty] | 9027.7019 | 7066.1146 | 5872.8263 | 4671.3128 | 4793.2469 | 5247.6253 | 4809.9324 | 5043.6202 | 4984.6516 | 4806.9418 | 5007.7709 | 4864.4229 | 4440.8577 | 4122.0043 | 3662.8531
P5 | [5 empty] | 5824.3578 | 4627.1845 | 4036.3441 | 3022.6667 | 3623.7757 | 4015.5762 | 3674.8296 | 3895.904 | 3730.59 | 3513.1784 | 3698.52 | 3875.9283 | 3449.16 | 3229.7265 | 2704.064
P95 | [5 empty] | 12044.488 | 9547.9025 | 8494.4411 | 7030.8584 | 6471.4688 | 6817.9269 | 6216.1554 | 6248.92 | 6466.1182 | 6324.3593 | 5947.62 | 6175.2078 | 5409.58 | 5269.95 | 4555.426
15598: New 2024JAN 18V50DF_NG_B #6
CAPACITYFACTOR - Net Generation Capacity Factor
MEAN | [5 empty] | 0.20944 | 0.16202 | 0.13255 | 0.1035 | 0.10207 | 0.11043 | 0.10208 | 0.10345 | 0.1007 | 0.092964 | 0.095144 | 0.092138 | 0.08186 | 0.074969 | 0.066324
P5 | [5 empty] | 0.1343 | 0.10849 | 0.08923 | 0.067235 | 0.073958 | 0.085135 | 0.078499 | 0.078346 | 0.072716 | 0.06534 | 0.070056 | 0.072084 | 0.061991 | 0.058879 | 0.048204
P95 | [5 empty] | 0.28391 | 0.21653 | 0.18827 | 0.15093 | 0.13832 | 0.14432 | 0.12955 | 0.12956 | 0.1308 | 0.12232 | 0.11043 | 0.11956 | 0.10005 | 0.094983 | 0.083458
CO2EMISSIONS - CO2 Emissions
MEAN | [5 empty] | 6672.8742 | 5138.2038 | 4206.9862 | 3266.6593 | 3267.856 | 3495.8935 | 3234.7264 | 3307.7948 | 3164.3343 | 2951.8217 | 3042.3601 | 2936.5605 | 2608.7673 | 2387.194 | 2096.8642
P5 | [5 empty] | 4287.9494 | 3441.181 | 2848.3229 | 2131.9307 | 2358.6941 | 2690.9299 | 2498.0998 | 2514.4502 | 2289.0424 | 2087.7237 | 2242.2147 | 2288.9982 | 1956.149 | 1872.6406 | 1532.0708
P95 | [5 empty] | 9090.2073 | 6853.0679 | 6014.53 | 4760.1874 | 4441.6245 | 4587.3624 | 4147.1068 | 4138.4916 | 4101.8842 | 3889.3405 | 3539.6515 | 3790.3373 | 3203.7373 | 3010.9976 | 2647.4877
FUELCONSUMED - Fuel Consumed
MEAN | [5 empty] | 109212.3442 | 84094.9888 | 68854.1114 | 53464.1462 | 53483.7316 | 57215.9335 | 52941.5127 | 54137.3952 | 51789.4316 | 48311.3205 | 49793.1271 | 48061.5467 | 42696.6821 | 39070.2787 | 34318.5633
P5 | [5 empty] | 70179.2053 | 56320.4739 | 46617.3956 | 34892.4826 | 38603.8317 | 44041.4066 | 40885.4311 | 41153.0318 | 37463.8688 | 34168.9644 | 36697.458 | 37463.1455 | 32015.5312 | 30648.7828 | 25074.8079
P95 | [5 empty] | 148775.8972 | 112161.504 | 98437.4794 | 77908.1401 | 72694.3446 | 75079.5813 | 67874.0878 | 67733.087 | 67133.9475 | 63655.3269 | 57932.1036 | 62034.9804 | 52434.3256 | 49279.8294 | 43330.4045
FUELCOST - Fuel Cost
MEAN | [5 empty] | 190403.1384 | 156152.9733 | 132184.6493 | 107931.885 | 108037.1566 | 118833.7818 | 111868.7985 | 116537.901 | 115175.579 | 109359.6409 | 114548.017 | 112803.6374 | 104907.5821 | 97855.3992 | 89188.2783
P5 | [5 empty] | 86472.9102 | 69615.4329 | 65065.0847 | 49690.5694 | 62668.02 | 71119.8207 | 67930.9275 | 70874.4205 | 62190.6368 | 61623.0952 | 68277.0093 | 69925.7761 | 66427.2204 | 62546.6455 | 51122.893
P95 | [5 empty] | 300807.8759 | 256538.758 | 263653.1216 | 214516.274 | 182282.9251 | 196140.5687 | 176368.2636 | 182548.9197 | 191962.1046 | 173965.511 | 162622.2978 | 177397.2771 | 148988.7122 | 141288.2796 | 135529.5881
NETPOS - Net Position (MWh)
MEAN | [5 empty] | 12832.9728 | 9878.8146 | 8082.8124 | 6271.7398 | 6269.7005 | 6702.4447 | 6196.6226 | 6395.8339 | 6114.2495 | 5698.8326 | 5869.627 | 5661.5608 | 5026.0874 | 4595.9521 | 4034.1313
P5 | [5 empty] | 8247.4801 | 6616.5186 | 5472.81 | 4093.44 | 4525.5717 | 5159.49 | 4785.84 | 4861.3 | 4423.125 | 4030.785 | 4326 | 4413.14 | 3768.75 | 3605.315 | 2947.55
P95 | [5 empty] | 17475.3185 | 13174.2025 | 11553.15 | 9139.45 | 8521.4989 | 8791.6263 | 7944.59 | 8000.84 | 7923.205 | 7508.5354 | 6829.2 | 7307.69 | 6172.375 | 5796.945 | 5093.5
NETREVENUE - Net Revenue $
MEAN | [5 empty] | 88923.1672 | 66062.9181 | 55109.9267 | 41212.9634 | 48245.2109 | 47605.8896 | 46623.0588 | 48039.1944 | 47948.318 | 47712.2575 | 52002.5972 | 46573.2809 | 40500.6083 | 40583.6658 | 35063.9088
P5 | [5 empty] | 35444.6656 | 22075.0304 | 25488.3077 | 16099.8304 | 26030.6911 | 22015.784 | 21030.7564 | 23047.0877 | 24784.376 | 23838.0051 | 28427.1548 | 25602.8539 | 20700.15 | 21939.6944 | 16975.5615
P95 | [5 empty] | 142341.8301 | 117332.1103 | 104281.4385 | 81504.5861 | 79021.091 | 92490.3922 | 74925.8559 | 74934.6422 | 76892.5429 | 79805.5111 | 79734.8989 | 82318.3408 | 62730.3483 | 62038.0874 | 53777.6078
STARTS - Number Starts
MEAN | [5 empty] | 134.8 | 120.56 | 103.18 | 88.87 | 87 | 96.04 | 86.93 | 91.18 | 87.53 | 84.46 | 81.81 | 82 | 75.95 | 71 | 64.69
P5 | [5 empty] | 107.5 | 100 | 79 | 72 | 68.5 | 76.5 | 70 | 73.5 | 63.5 | 62 | 58 | 65 | 55.5 | 55.5 | 50.5
P95 | [5 empty] | 166.5 | 143 | 124.5 | 111 | 105 | 117.5 | 106.5 | 110 | 108 | 107.5 | 102.5 | 98 | 92 | 89 | 80.5
VOMCOSTS - VOM Costs
MEAN | [5 empty] | 8983.0809 | 7013.9583 | 5819.625 | 4641.0875 | 4702.2754 | 5160.8824 | 4833.3656 | 5116.6671 | 5013.6846 | 4730.0311 | 4989.1829 | 4925.5579 | 4422.9569 | 4136.3568 | 3711.4008
P5 | [5 empty] | 5773.2361 | 4697.7282 | 3940.4232 | 3029.1456 | 3394.1787 | 3972.8073 | 3732.9552 | 3889.04 | 3626.9625 | 3345.5516 | 3677.1 | 3839.4318 | 3316.5 | 3244.7835 | 2711.746
P95 | [5 empty] | 12232.7229 | 9353.6838 | 8318.268 | 6763.193 | 6391.1242 | 6769.5522 | 6196.7802 | 6400.672 | 6497.0281 | 6232.0844 | 5804.82 | 6357.6903 | 5431.69 | 5217.2505 | 4686.02
15598: New 2024JAN 18V50DF_NG_B #7
CAPACITYFACTOR - Net Generation Capacity Factor
MEAN | [5 empty] | 0.20992 | 0.1618 | 0.13167 | 0.1029 | 0.10152 | 0.10958 | 0.10306 | 0.10507 | 0.10149 | 0.093258 | 0.095783 | 0.091865 | 0.081687 | 0.074873 | 0.066254
P5 | [5 empty] | 0.13517 | 0.10839 | 0.087539 | 0.065101 | 0.074296 | 0.083396 | 0.080152 | 0.082306 | 0.073353 | 0.067453 | 0.071264 | 0.071106 | 0.06205 | 0.057052 | 0.048387
P95 | [5 empty] | 0.28163 | 0.21927 | 0.18687 | 0.1556 | 0.14179 | 0.14806 | 0.13106 | 0.13011 | 0.12852 | 0.1244 | 0.11462 | 0.11998 | 0.1 | 0.095172 | 0.084003
CO2EMISSIONS - CO2 Emissions
MEAN | [5 empty] | 6679.7357 | 5144.3704 | 4180.9841 | 3248.6876 | 3250.9612 | 3468.7428 | 3257.7876 | 3357.2712 | 3189.5898 | 2961.269 | 3062.7982 | 2924.8318 | 2606.7283 | 2381.3385 | 2097.5915
P5 | [5 empty] | 4285.4529 | 3454.7151 | 2777.4628 | 2062.3486 | 2384.9621 | 2639.0149 | 2536.9976 | 2649.4029 | 2306.4827 | 2148.7428 | 2294.4605 | 2262.8879 | 1995.2719 | 1820.5021 | 1549.4313
P95 | [5 empty] | 8882.7224 | 6920.4546 | 5905.4444 | 4936.9099 | 4526.9564 | 4670.9629 | 4133.3519 | 4138.137 | 4066.3017 | 3964.2352 | 3651.556 | 3829.5027 | 3190.3692 | 3032.7219 | 2634.4673
FUELCONSUMED - Fuel Consumed
MEAN | [5 empty] | 109324.6438 | 84195.9145 | 68428.5451 | 53170.0094 | 53207.2216 | 56771.5681 | 53318.9453 | 54947.1557 | 52202.7784 | 48465.9418 | 50127.6295 | 47869.5871 | 42663.3111 | 38974.4429 | 34330.4664
P5 | [5 empty] | 70138.3459 | 56541.9814 | 45457.657 | 33753.6594 | 39033.7492 | 43191.7332 | 41522.0555 | 43361.7491 | 37749.3077 | 35167.6398 | 37552.5444 | 37035.8092 | 32655.8419 | 29795.4524 | 25358.9417
P95 | [5 empty] | 145380.0723 | 113264.396 | 96652.1171 | 80800.4886 | 74090.9398 | 76447.8373 | 67648.9665 | 67727.2833 | 66551.5823 | 64881.0992 | 59763.6011 | 62675.9848 | 52215.5357 | 49635.3838 | 43117.3042
FUELCOST - Fuel Cost
MEAN | [5 empty] | 190544.5232 | 156378.7744 | 131397.2173 | 107445.9472 | 107485.1926 | 118026.4172 | 112422.3191 | 117825.1767 | 115955.5701 | 109604.4325 | 115421.2058 | 112332.0324 | 104695.5514 | 97819.8042 | 89493.3345
P5 | [5 empty] | 87710.6532 | 71508.2179 | 65076.0651 | 49443.14 | 62377.9299 | 68314.4357 | 68362.1028 | 73518.9879 | 61650.2912 | 60050.1833 | 66492.3195 | 70957.8045 | 66604.6455 | 62647.0834 | 51425.4268
P95 | [5 empty] | 306342.6856 | 249923.8332 | 262850.5391 | 221948.3295 | 182283.7296 | 201777.1311 | 174922.9952 | 174021.1743 | 191374.6545 | 182584.9353 | 171783.153 | 177058.5656 | 153578.106 | 144787.362 | 130574.6229
NETPOS - Net Position (MWh)
MEAN | [5 empty] | 12846.1048 | 9890.6003 | 8032.8015 | 6237.1722 | 6237.1927 | 6650.3909 | 6240.7791 | 6491.5744 | 6163.0443 | 5717.1332 | 5909.0388 | 5638.9518 | 5022.1329 | 4584.6892 | 4035.555
P5 | [5 empty] | 8244.7936 | 6642.62 | 5336.3692 | 3959.7996 | 4576.055 | 5059.95 | 4860.36 | 5123.08 | 4456.825 | 4148.595 | 4426.8 | 4362.8 | 3844.125 | 3504.935 | 2980.95
P95 | [5 empty] | 17080.5362 | 13306.03 | 11345.18 | 9475.92 | 8682.27 | 8951.2643 | 7915.4252 | 8000.98 | 7856.095 | 7653.37 | 7043.05 | 7383.2 | 6146.5376 | 5838.77 | 5068.45
NETREVENUE - Net Revenue $
MEAN | [5 empty] | 88606.2772 | 66827.4687 | 55232.5601 | 41312.107 | 48299.352 | 48153.5755 | 46083.0677 | 47420.4152 | 47463.3347 | 47875.7218 | 52567.3545 | 46914.3441 | 40422.0369 | 40719.2412 | 34833.354
P5 | [5 empty] | 35269.2187 | 23064.8192 | 25742.3551 | 15223.6995 | 25842.578 | 21890.7994 | 20005.1708 | 23028.0962 | 24052.7976 | 22546.9086 | 28541.8798 | 25963.6633 | 21076.4181 | 23051.9798 | 16458.8332
P95 | [5 empty] | 140709.2562 | 116724.8474 | 100978.8583 | 83722.3933 | 80605.2343 | 92114.7882 | 69894.7728 | 71639.4499 | 77478.8183 | 79300.5516 | 80858.6951 | 82278.7069 | 63579.7325 | 61829.6966 | 55209.4508
STARTS - Number Starts
MEAN | [5 empty] | 135.34 | 119.59 | 103.15 | 88.6 | 87.21 | 95.68 | 88.31 | 91.71 | 88.71 | 84.48 | 81.82 | 82.39 | 75.53 | 69.99 | 64.92
P5 | [5 empty] | 108.5 | 99.5 | 77.5 | 70 | 68.5 | 77.5 | 70 | 76.5 | 64.5 | 64 | 59.5 | 65.5 | 55.5 | 53.5 | 50
P95 | [5 empty] | 164.5 | 142.5 | 124.5 | 112.5 | 105 | 117 | 106 | 111 | 107 | 106.5 | 100 | 99.5 | 91.5 | 86 | 80.5
VOMCOSTS - VOM Costs
MEAN | [5 empty] | 8992.2734 | 7022.3262 | 5783.6171 | 4615.5074 | 4677.8945 | 5120.801 | 4867.8077 | 5193.2595 | 5053.6964 | 4745.2205 | 5022.683 | 4905.888 | 4419.4769 | 4126.2203 | 3712.7106
P5 | [5 empty] | 5771.3555 | 4716.2602 | 3842.1858 | 2930.2517 | 3432.0413 | 3896.1615 | 3791.0808 | 4098.464 | 3654.5965 | 3443.3338 | 3762.78 | 3795.636 | 3382.83 | 3154.4415 | 2742.474
P95 | [5 empty] | 11956.3753 | 9447.2813 | 8168.5296 | 7012.1808 | 6511.7025 | 6892.4735 | 6174.0316 | 6400.784 | 6441.9979 | 6352.2971 | 5986.5925 | 6423.384 | 5408.9531 | 5254.893 | 4662.974
15598: New 2024JAN J920_A #1
CAPACITYFACTOR - Net Generation Capacity Factor
MEAN | [5 empty] | 0.46051 | 0.34217 | 0.28891 | 0.2489 | 0.23563 | 0.2499 | 0.21358 | 0.23145 | 0.22289 | 0.20993 | 0.20356 | 0.20665 | 0.18743 | 0.16788 | 0.1561
P5 | [5 empty] | 0.41108 | 0.29406 | 0.249 | 0.21614 | 0.20686 | 0.22211 | 0.18081 | 0.2068 | 0.19348 | 0.18522 | 0.17971 | 0.18519 | 0.16364 | 0.14489 | 0.13615
P95 | [5 empty] | 0.50325 | 0.38541 | 0.33572 | 0.30023 | 0.27375 | 0.27801 | 0.25082 | 0.26412 | 0.25848 | 0.24291 | 0.23059 | 0.23359 | 0.20994 | 0.19298 | 0.17705
CO2EMISSIONS - CO2 Emissions
MEAN | [5 empty] | 7458.9778 | 5465.6975 | 4600.7708 | 3947.9106 | 3797.0682 | 3974.827 | 3399.3876 | 3719.5935 | 3520.3029 | 3354.1561 | 3276.7141 | 3309.9308 | 3000.6076 | 2682.2476 | 2482.8646
P5 | [5 empty] | 6613.6821 | 4722.4682 | 3960.5799 | 3426.4549 | 3320.7555 | 3553.7149 | 2871.7885 | 3311.6433 | 3045.573 | 2944.5437 | 2879.6082 | 2969.7734 | 2607.8736 | 2301.6182 | 2155.7717
P95 | [5 empty] | 8183.4168 | 6172.519 | 5365.3148 | 4755.6916 | 4402.1048 | 4420.0955 | 4004.9439 | 4275.4265 | 4077.2027 | 3893.1697 | 3728.7038 | 3731.5735 | 3397.8042 | 3083.2935 | 2822.3862
FUELCONSUMED - Fuel Consumed
MEAN | [5 empty] | 126423.3521 | 92638.9414 | 77979.1656 | 66913.7396 | 64357.0877 | 67369.9499 | 57616.7388 | 63043.9574 | 59666.151 | 56850.1027 | 55537.5263 | 56100.5213 | 50857.7559 | 45461.8232 | 42082.4516
P5 | [5 empty] | 112096.307 | 80041.8343 | 67128.4721 | 58075.5063 | 56283.9909 | 60232.4551 | 48674.3818 | 56129.5474 | 51619.8821 | 49907.5209 | 48806.9189 | 50335.1426 | 44201.2472 | 39010.4776 | 36538.5029
P95 | [5 empty] | 138701.9793 | 104618.9655 | 90937.5386 | 80604.9426 | 74611.9451 | 74916.8724 | 67880.4043 | 72464.8561 | 69105.1304 | 65985.9276 | 63198.37 | 63247.0089 | 57589.901 | 52259.2121 | 47837.0535
FUELCOST - Fuel Cost
MEAN | [5 empty] | 205458.7586 | 163069.6002 | 143049.2981 | 128185.2903 | 125289.3078 | 135971.7652 | 119782.6579 | 133386.0748 | 129765.889 | 126085.2785 | 125789.5704 | 128934.6227 | 122418.3632 | 112309.5792 | 107768.169
P5 | [5 empty] | 141260.4051 | 103868.9856 | 96747.7131 | 84391.8212 | 89644.3199 | 99139.6917 | 81341.5937 | 98936.3966 | 86938.2691 | 86268.9992 | 85699.4914 | 96262.155 | 87949.5726 | 84690.7809 | 80382.2831
P95 | [5 empty] | 268380.1438 | 225377.2301 | 230909.8771 | 212902.1591 | 180265.8398 | 196277.3783 | 173080.1871 | 188537.1875 | 201275.7595 | 177562.7134 | 172415.8626 | 176479.1416 | 166390.3612 | 154138.8371 | 146860.262
NETPOS - Net Position (MWh)
MEAN | [5 empty] | 15320.4976 | 11362.6342 | 9556.741 | 8194.9578 | 7875.9969 | 8238.1707 | 7040.3246 | 7775.2941 | 7353.6226 | 7000.8961 | 6834.1723 | 6896.7334 | 6249.6794 | 5583.1353 | 5163.677
P5 | [5 empty] | 13601.7261 | 9814.1684 | 8230.0116 | 7114.4265 | 6889.9734 | 7367.19 | 5948.68 | 6924.5197 | 6362.5444 | 6147.7684 | 6007.6081 | 6191.3374 | 5432.38 | 4790.7714 | 4483.9868
P95 | [5 empty] | 16808.8985 | 12831.6407 | 11130.4122 | 9862.321 | 9120.6289 | 9147.1135 | 8291.2865 | 8936.3409 | 8513.1845 | 8124.5058 | 7778.42 | 7770.0817 | 7071.5527 | 6411.295 | 5866.5256
NETREVENUE - Net Revenue $
MEAN | [5 empty] | -5015.7943 | 24911.8865 | 19125.3895 | 9617.7301 | 14748.336 | 13642.486 | 18439.0747 | 14437.4321 | 15698.1681 | 15860.7989 | 19508.6677 | 14966.8739 | 12617.3725 | 14730.6987 | 10569.6929
P5 | [5 empty] | -62704.83 | -13197.8928 | -5913.3751 | -13912.2386 | -4361.6529 | -5719.4494 | 1602.9087 | -3429.7971 | -2394.2883 | -1546.9801 | 1480.4749 | -2401.9349 | -1903.8556 | 714.9894 | -2789.7719
P95 | [5 empty] | 43956.553 | 60547.2729 | 54098.9117 | 40205.0962 | 39674.4918 | 40520.9254 | 36853.2804 | 34653.1722 | 34443.2706 | 38156.1649 | 36493.1094 | 39450.0083 | 28983.1996 | 28923.7216 | 24831.7115
STARTS - Number Starts
MEAN | [5 empty] | 137.3 | 190.48 | 183.16 | 170.71 | 164.91 | 171.72 | 143.01 | 166.21 | 161.05 | 159.01 | 150.79 | 154.92 | 142.91 | 138.86 | 133.43
P5 | [5 empty] | 112.5 | 160 | 157 | 143 | 141 | 151 | 126.5 | 140 | 138.5 | 137.5 | 128 | 126.5 | 122.5 | 115 | 105.5
P95 | [5 empty] | 164 | 229 | 203.5 | 191.5 | 186 | 193.5 | 162.5 | 190.5 | 183 | 181.5 | 171.5 | 178 | 164.5 | 161 | 160
VOMCOSTS - VOM Costs
MEAN | [5 empty] | 8426.2737 | 6363.0752 | 5447.3424 | 4753.0755 | 4646.8381 | 4942.9024 | 4365.0012 | 4898.4353 | 4706.3185 | 4550.5824 | 4578.8955 | 4689.7787 | 4312.2788 | 3964.0261 | 3717.8474
P5 | [5 empty] | 7480.9494 | 5495.9343 | 4691.1066 | 4126.3674 | 4065.0843 | 4420.314 | 3688.1816 | 4362.4474 | 4072.0284 | 3996.0494 | 4025.0974 | 4210.1094 | 3748.3422 | 3401.4477 | 3228.4705
P95 | [5 empty] | 9244.8942 | 7185.7188 | 6344.3349 | 5720.1462 | 5381.1711 | 5488.2681 | 5140.5977 | 5629.8947 | 5448.4381 | 5280.9287 | 5211.5414 | 5283.6556 | 4879.3713 | 4552.0194 | 4223.8984
15598: New 2024JAN J920_A #2
CAPACITYFACTOR - Net Generation Capacity Factor
MEAN | [5 empty] | 0.45796 | 0.33989 | 0.28978 | 0.24816 | 0.23329 | 0.24651 | 0.21448 | 0.23104 | 0.22465 | 0.21247 | 0.20519 | 0.20429 | 0.18784 | 0.16695 | 0.15486
P5 | [5 empty] | 0.41136 | 0.29308 | 0.25155 | 0.21674 | 0.20406 | 0.21817 | 0.18107 | 0.20494 | 0.19813 | 0.19122 | 0.17757 | 0.18273 | 0.16348 | 0.1443 | 0.13227
P95 | [5 empty] | 0.51033 | 0.38627 | 0.33754 | 0.31052 | 0.27042 | 0.27833 | 0.25089 | 0.26385 | 0.25963 | 0.23864 | 0.23494 | 0.2302 | 0.21349 | 0.19043 | 0.1769
CO2EMISSIONS - CO2 Emissions
MEAN | [5 empty] | 7417.3262 | 5424.5676 | 4625.6111 | 3935.7514 | 3756.1834 | 3915.6988 | 3407.2031 | 3707.7225 | 3550.3124 | 3392.8132 | 3301.6474 | 3271.034 | 3011.4832 | 2666.769 | 2463.9077
P5 | [5 empty] | 6639.7273 | 4696.4464 | 4017.2235 | 3408.2397 | 3293.4043 | 3478.856 | 2861.2881 | 3281.5273 | 3134.8257 | 3037.8163 | 2845.9308 | 2938.7189 | 2624.9438 | 2295.2797 | 2111.8981
P95 | [5 empty] | 8228.0605 | 6144.5367 | 5399.3023 | 4961.4885 | 4368.992 | 4433.0267 | 3989.0276 | 4199.0883 | 4107.1594 | 3813.6041 | 3794.2104 | 3683.7685 | 3427.2522 | 3051.718 | 2831.0687
FUELCONSUMED - Fuel Consumed
MEAN | [5 empty] | 125717.3935 | 91941.8238 | 78400.1886 | 66707.6512 | 63664.1253 | 66367.7767 | 57749.2057 | 62842.7544 | 60174.7861 | 57505.3093 | 55960.1249 | 55441.2545 | 51042.0885 | 45199.4741 | 41761.1478
P5 | [5 empty] | 112537.7505 | 79600.7865 | 68088.5331 | 57766.7742 | 55820.4113 | 58963.6614 | 48496.4085 | 55619.1074 | 53132.6388 | 51488.4119 | 48236.115 | 49808.7941 | 44490.5723 | 38903.0453 | 35794.8833
P95 | [5 empty] | 139458.6518 | 104144.6891 | 91513.5984 | 84093.0249 | 74050.7121 | 75136.0459 | 67610.6375 | 71170.9881 | 69612.871 | 64637.3573 | 64308.6513 | 62436.7539 | 58089.0208 | 51724.0341 | 47984.2146
FUELCOST - Fuel Cost
MEAN | [5 empty] | 205303.9636 | 162169.6615 | 143708.3457 | 127841.5626 | 124069.9749 | 134130.3609 | 119987.8111 | 132722.3537 | 130296.5057 | 127132.2038 | 126486.8401 | 127399.7627 | 123004.417 | 111946.8449 | 107349.9051
P5 | [5 empty] | 133640.1471 | 102840.5233 | 97535.9035 | 84056.8891 | 90015.5344 | 92555.5582 | 81507.9407 | 96286.7477 | 91792.1554 | 89149.957 | 89284.659 | 92071.7108 | 88238.8939 | 84283.8823 | 76779.4905
P95 | [5 empty] | 275960.1577 | 228750.3846 | 229121.7106 | 222426.4718 | 179206.7514 | 193836.904 | 176458.064 | 187278.0386 | 199303.8662 | 175337.6461 | 175065.7261 | 173211.3163 | 168021.534 | 150170.8172 | 148093.6125
NETPOS - Net Position (MWh)
MEAN | [5 empty] | 15241.4369 | 11277.6654 | 9608.6827 | 8169.5238 | 7791.2574 | 8115.9415 | 7056.8804 | 7750.801 | 7416.4853 | 7081.7695 | 6886.1939 | 6816.3043 | 6272.0914 | 5550.7135 | 5123.8613
P5 | [5 empty] | 13654.0872 | 9764.7941 | 8345.8375 | 7076.4743 | 6833.3457 | 7212.2389 | 5926.0529 | 6861.7614 | 6549.1482 | 6337.7226 | 5937.6276 | 6121.7808 | 5467.9349 | 4779.025 | 4389.9419
P95 | [5 empty] | 16923.9661 | 12769.7801 | 11216.4042 | 10288.5536 | 9051.554 | 9180.8823 | 8253.4798 | 8780.2251 | 8572.6767 | 7960.1255 | 7909.3255 | 7673.0086 | 7132.7366 | 6348.175 | 5887.9
NETREVENUE - Net Revenue $
MEAN | [5 empty] | -3876.7874 | 25636.2134 | 19151.5533 | 9932.6188 | 15032.4974 | 14393.5717 | 18387.7793 | 14972.3548 | 15978.503 | 15901.5858 | 19388.9261 | 15311.4269 | 12414.4438 | 14908.6827 | 11406.0013
P5 | [5 empty] | -51479.2671 | -10740.2949 | -6618.9162 | -12211.4982 | -4095.3629 | -6730.6691 | 2066.9066 | -3072.681 | -4555.6472 | -2704.9208 | 186.3004 | -122.4475 | -2208.5977 | 1488.7157 | -1251.2067
P95 | [5 empty] | 36561.0083 | 62544.7016 | 52842.5012 | 40080.0052 | 40365.3428 | 42038.7024 | 36103.4241 | 35432.5237 | 36989.7061 | 38105.4411 | 36010.8987 | 36582.2713 | 28823.8935 | 27540.8492 | 24165.5579
STARTS - Number Starts
MEAN | [5 empty] | 135.77 | 189.25 | 181.38 | 168.53 | 163.57 | 169.63 | 142.84 | 165.21 | 159.7 | 158.58 | 150.23 | 153.94 | 142.67 | 138.1 | 130.61
P5 | [5 empty] | 107.5 | 159 | 156 | 139 | 143 | 145 | 125 | 143 | 139 | 137.5 | 129.5 | 128 | 119.5 | 116 | 108
P95 | [5 empty] | 162.5 | 231.5 | 202 | 192.5 | 187 | 190 | 160 | 187 | 185 | 181 | 173 | 179.5 | 164.5 | 159 | 151.5
VOMCOSTS - VOM Costs
MEAN | [5 empty] | 8382.7903 | 6315.4926 | 5476.9491 | 4738.3238 | 4596.8419 | 4869.5649 | 4375.2658 | 4883.0046 | 4746.5506 | 4603.1502 | 4613.7499 | 4635.0869 | 4327.7431 | 3941.0066 | 3689.1801
P5 | [5 empty] | 7509.748 | 5468.2847 | 4757.1274 | 4104.3551 | 4031.674 | 4327.3434 | 3674.1528 | 4322.9097 | 4191.4549 | 4119.5197 | 3978.2105 | 4162.8109 | 3772.8751 | 3393.1078 | 3160.7582
P95 | [5 empty] | 9308.1813 | 7151.0769 | 6393.3504 | 5967.3611 | 5340.4169 | 5508.5294 | 5117.1575 | 5531.5418 | 5486.5131 | 5174.0816 | 5299.2481 | 5217.6459 | 4921.5883 | 4507.2042 | 4239.288
15598: New 2024JAN J920_A #3
CAPACITYFACTOR - Net Generation Capacity Factor
MEAN | [5 empty] | 0.4579 | 0.33411 | 0.28802 | 0.24543 | 0.23004 | 0.24464 | 0.21287 | 0.23049 | 0.22273 | 0.20995 | 0.20318 | 0.20397 | 0.18615 | 0.16632 | 0.15412
P5 | [5 empty] | 0.39255 | 0.28329 | 0.25072 | 0.20894 | 0.19986 | 0.21757 | 0.17749 | 0.20511 | 0.19566 | 0.18687 | 0.1803 | 0.18346 | 0.1598 | 0.14178 | 0.13356
P95 | [5 empty] | 0.51955 | 0.38479 | 0.33375 | 0.30605 | 0.27025 | 0.27935 | 0.25104 | 0.26547 | 0.25847 | 0.24182 | 0.22884 | 0.22991 | 0.21154 | 0.19314 | 0.17647
CO2EMISSIONS - CO2 Emissions
MEAN | [5 empty] | 7412.1334 | 5333.9612 | 4592.3642 | 3892.6045 | 3703.6526 | 3891.116 | 3387.7027 | 3699.097 | 3520.5619 | 3346.9493 | 3273.4219 | 3266.3935 | 2986.4829 | 2659.0806 | 2454.2743
P5 | [5 empty] | 6344.7813 | 4510.9117 | 3997.442 | 3292.7501 | 3225.5758 | 3425.3246 | 2819.3245 | 3301.2331 | 3086.3434 | 2976.6263 | 2899.1311 | 2923.8978 | 2558.4724 | 2261.2453 | 2113.4399
P95 | [5 empty] | 8426.4506 | 6086.6336 | 5333.4578 | 4835.7931 | 4370.359 | 4448.5821 | 4003.3325 | 4249.4525 | 4094.0345 | 3890.3862 | 3667.0623 | 3697.921 | 3379.2619 | 3086.178 | 2803.0432
FUELCONSUMED - Fuel Consumed
MEAN | [5 empty] | 125629.3801 | 90406.1227 | 77836.6821 | 65976.3467 | 62773.7735 | 65951.1184 | 57418.69 | 62696.5593 | 59670.5412 | 56727.955 | 55481.7266 | 55362.6015 | 50618.3541 | 45069.1625 | 41597.8694
P5 | [5 empty] | 107538.6667 | 76456.1306 | 67753.2546 | 55809.3235 | 54670.777 | 58056.3486 | 47785.1609 | 55953.1037 | 52310.9057 | 50451.2926 | 49137.8146 | 49557.5893 | 43363.9394 | 38326.191 | 35821.0161
P95 | [5 empty] | 142821.1971 | 103163.2811 | 90397.5901 | 81962.5954 | 74073.881 | 75399.6959 | 67853.0926 | 72024.6188 | 69390.4155 | 65938.7487 | 62153.5983 | 62676.6279 | 57275.6254 | 52308.102 | 47509.2072
FUELCOST - Fuel Cost
MEAN | [5 empty] | 206406.19 | 159957.4413 | 142760.6947 | 126723.6754 | 122438.9746 | 133419.4442 | 119420.0443 | 132390.435 | 129356.0776 | 125410.5886 | 125432.9859 | 127205.2918 | 121736.6864 | 111377.9675 | 106891.8229
P5 | [5 empty] | 131915.5444 | 97628.6441 | 95111.3198 | 80975.1743 | 88916.1795 | 95699.7747 | 82062.5915 | 97749.3976 | 88342.0804 | 88639.9639 | 89633.0171 | 93015.2263 | 88014.4818 | 84637.2591 | 77446.6987
P95 | [5 empty] | 279979.7411 | 224348.5691 | 231549.566 | 216913.2822 | 179155.9084 | 197867.4786 | 172994.5238 | 189270.4404 | 197607.207 | 175551.9815 | 175269.6943 | 173721.8373 | 161333.749 | 149073.9672 | 145269.5745
NETPOS - Net Position (MWh)
MEAN | [5 empty] | 15243.3618 | 11089.2289 | 9539.8504 | 8080.2229 | 7682.3398 | 8064.9751 | 7016.505 | 7732.7515 | 7354.5424 | 6986.4587 | 6827.6165 | 6807.1825 | 6220.4623 | 5534.9708 | 5103.9761
P5 | [5 empty] | 13050.5151 | 9377.9775 | 8305.1687 | 6836.6104 | 6692.099 | 7101.9109 | 5840.84 | 6902.8584 | 6449.0364 | 6215.1365 | 6048.5686 | 6092.4143 | 5327.6852 | 4708.3773 | 4395.7264
P95 | [5 empty] | 17344.0182 | 12656.2893 | 11069.9434 | 10026.2225 | 9063.8569 | 9203.3286 | 8278.683 | 8885.56 | 8544.474 | 8121.4102 | 7650.166 | 7709.7606 | 7030.3672 | 6424.1911 | 5827.7164
NETREVENUE - Net Revenue $
MEAN | [5 empty] | -1709.9454 | 26304.7752 | 19422.2132 | 10492.5839 | 15446.6746 | 14854.1437 | 18611.9226 | 15248.6843 | 16334.1615 | 16661.1643 | 20215.729 | 15889.4241 | 13138.1752 | 15430.6626 | 11862.8189
P5 | [5 empty] | -34584.77 | -8834.085 | -6686.6693 | -11956.0159 | -3156.9661 | -4915.8955 | 2271.2883 | -4106.2851 | -2262.79 | -2169.517 | 765.4751 | -1380.9077 | -1781.9665 | 3273.2078 | -1558.4722
P95 | [5 empty] | 36584.0562 | 62322.7014 | 54066.9401 | 38855.4048 | 40081.8279 | 41661.0943 | 35874.637 | 34981.2529 | 35150.4186 | 40417.3422 | 39368.4738 | 39365.6689 | 29257.7333 | 29271.1776 | 25550.3686
STARTS - Number Starts
MEAN | [5 empty] | 132.14 | 188.91 | 181.55 | 169.73 | 162.73 | 169.67 | 143.3 | 165.43 | 160.35 | 157.87 | 148.66 | 153.28 | 141.69 | 136.64 | 129.49
P5 | [5 empty] | 110 | 160 | 156 | 142 | 139.5 | 147.5 | 124 | 146.5 | 138 | 137 | 127 | 129 | 117.5 | 116.5 | 109
P95 | [5 empty] | 156.5 | 224 | 207.5 | 193 | 181.5 | 190.5 | 161 | 185.5 | 183 | 182.5 | 170 | 177 | 163 | 160 | 153.5
VOMCOSTS - VOM Costs
MEAN | [5 empty] | 8383.849 | 6209.9682 | 5437.7147 | 4686.5293 | 4532.5805 | 4838.9851 | 4350.2331 | 4871.6335 | 4706.9071 | 4541.1982 | 4574.5031 | 4628.8841 | 4292.119 | 3929.8293 | 3674.8628
P5 | [5 empty] | 7177.7833 | 5251.6674 | 4733.9462 | 3965.234 | 3948.3384 | 4261.1465 | 3621.3208 | 4348.8008 | 4127.3833 | 4039.8387 | 4052.541 | 4142.8417 | 3676.1028 | 3342.9479 | 3164.923
P95 | [5 empty] | 9539.21 | 7087.522 | 6309.8677 | 5815.2091 | 5347.6756 | 5521.9972 | 5132.7835 | 5597.9028 | 5468.4634 | 5278.9167 | 5125.6112 | 5242.6372 | 4850.9533 | 4561.1757 | 4195.9558
15598: New 2024JAN J920_A #4
CAPACITYFACTOR - Net Generation Capacity Factor
MEAN | [5 empty] | 0.46844 | 0.33877 | 0.28634 | 0.2433 | 0.22914 | 0.2417 | 0.21309 | 0.22799 | 0.22106 | 0.20786 | 0.20163 | 0.20222 | 0.1851 | 0.16365 | 0.15193
P5 | [5 empty] | 0.38439 | 0.29411 | 0.24438 | 0.20977 | 0.19858 | 0.21273 | 0.1795 | 0.20369 | 0.19239 | 0.1828 | 0.17677 | 0.1792 | 0.15993 | 0.14343 | 0.1308
P95 | [5 empty] | 0.52289 | 0.38429 | 0.33902 | 0.30597 | 0.26807 | 0.27668 | 0.25299 | 0.26061 | 0.25511 | 0.23797 | 0.22902 | 0.22612 | 0.2086 | 0.1882 | 0.17193
CO2EMISSIONS - CO2 Emissions
MEAN | [5 empty] | 7589.4444 | 5401.1409 | 4564.1019 | 3859.7918 | 3688.4834 | 3843.5034 | 3388.8242 | 3657.7677 | 3494.489 | 3318.4494 | 3243.5063 | 3243.8274 | 2966.9384 | 2617.0718 | 2418.5921
P5 | [5 empty] | 6186.0467 | 4685.7171 | 3933.8961 | 3331.2429 | 3158.0262 | 3382.5192 | 2865.0235 | 3241.1795 | 3032.4569 | 2887.3092 | 2826.6482 | 2880.1983 | 2561.8057 | 2267.8235 | 2086.8519
P95 | [5 empty] | 8514.2444 | 6180.361 | 5424.3987 | 4852.7547 | 4306.9322 | 4410.8286 | 4021.3108 | 4178.2922 | 4041.1987 | 3818.7156 | 3674.4539 | 3602.5084 | 3358.2392 | 3010.994 | 2722.7634
FUELCONSUMED - Fuel Consumed
MEAN | [5 empty] | 128634.6514 | 91544.7618 | 77357.6599 | 65420.2008 | 62516.6677 | 65144.1256 | 57437.698 | 61996.0632 | 59228.627 | 56244.9046 | 54974.6828 | 54980.1255 | 50287.0917 | 44357.1497 | 40993.0857
P5 | [5 empty] | 104848.2494 | 79418.9346 | 66676.2047 | 56461.7443 | 53525.8678 | 57330.8344 | 48559.7208 | 54935.245 | 51397.5741 | 48937.4433 | 47909.2915 | 48816.9208 | 43420.4353 | 38437.6865 | 35370.371
P95 | [5 empty] | 144309.2269 | 104751.8811 | 91938.9605 | 82250.0794 | 72998.8507 | 74759.8061 | 68157.8097 | 70818.5118 | 68494.893 | 64723.9929 | 62278.8791 | 61059.4637 | 56919.3092 | 51033.7974 | 46148.532
FUELCOST - Fuel Cost
MEAN | [5 empty] | 211814.7858 | 161961.4162 | 142147.4883 | 125799.4248 | 122054.4866 | 132003.1904 | 119389.7948 | 130852.0954 | 128425.3196 | 124296.2889 | 124277.6722 | 126316.2751 | 121055.7323 | 109677.6904 | 105183.0204
P5 | [5 empty] | 127897.2425 | 100536.8932 | 94169.0311 | 80690.8766 | 88051.5133 | 92255.1225 | 81079.6652 | 94641.4927 | 87023.1125 | 87448.7281 | 85349.6339 | 92801.5933 | 86303.8949 | 84325.6409 | 77548.7875
P95 | [5 empty] | 288598.3509 | 225274.8806 | 226790.4793 | 217741.9751 | 181822.8019 | 201362.6747 | 175748.4579 | 184701.9455 | 197732.1239 | 175387.647 | 169690.0107 | 172507.8405 | 162515.6619 | 150216.4048 | 142993.2857
NETPOS - Net Position (MWh)
MEAN | [5 empty] | 15603.1921 | 11229.0767 | 9481.1785 | 8012.1829 | 7650.9194 | 7966.2919 | 7019.0242 | 7646.4221 | 7300.1424 | 6926.8801 | 6765.3553 | 6759.9149 | 6179.9196 | 5447.5701 | 5030.0238
P5 | [5 empty] | 12721.8468 | 9740.6452 | 8173.9572 | 6916.2097 | 6551.5039 | 7013.7317 | 5935.5803 | 6777.0129 | 6336.5917 | 6028.6449 | 5897.98 | 5995.1027 | 5337.2614 | 4722.0745 | 4340.9421
P95 | [5 empty] | 17486.9014 | 12850.7033 | 11264.1275 | 10061.2117 | 8936.4048 | 9124.4346 | 8320.2973 | 8733.66 | 8433.6421 | 7970.0014 | 7661.8747 | 7504.32 | 6990.9786 | 6267.3708 | 5661.7988
NETREVENUE - Net Revenue $
MEAN | [5 empty] | -4128.8173 | 25689.8084 | 19668.7982 | 11059.0108 | 15913.5872 | 15105.2163 | 18378.8815 | 15679.3883 | 16475.774 | 17096.5873 | 20505.4215 | 16472.7683 | 13450.1741 | 16019.3073 | 12296.747
P5 | [5 empty] | -35436.169 | -7921.948 | -4761.4311 | -10830.6799 | -3487.9842 | -5107.8897 | 2144.5407 | -2634.3263 | -1276.7636 | -638.4288 | 3206.7974 | -533.7481 | -859.9857 | 4299.6165 | -900.6641
P95 | [5 empty] | 34323.5332 | 61100.5708 | 54810.0632 | 41523.0921 | 39935.4235 | 42013.7312 | 36572.7009 | 36375.2662 | 36273.9644 | 41226.3403 | 39938.7502 | 39621.9922 | 28839.0014 | 29376.8117 | 24628.7904
STARTS - Number Starts
MEAN | [5 empty] | 125.58 | 187.3 | 180.55 | 168.52 | 163.81 | 169.9 | 143.19 | 165.18 | 159.05 | 157.25 | 148.37 | 152.67 | 141.43 | 134.47 | 127.96
P5 | [5 empty] | 102 | 157.5 | 156 | 143.5 | 142 | 144.5 | 124 | 143 | 137.5 | 137 | 126 | 127.5 | 121.5 | 113 | 102
P95 | [5 empty] | 148 | 219.5 | 200.5 | 191.5 | 188 | 189.5 | 162.5 | 191.5 | 182 | 183 | 168.5 | 173.5 | 165 | 157.5 | 152
VOMCOSTS - VOM Costs
MEAN | [5 empty] | 8581.7556 | 6288.2829 | 5404.2718 | 4647.0661 | 4514.0425 | 4779.7752 | 4351.795 | 4817.2459 | 4672.0911 | 4502.4721 | 4532.7881 | 4596.7422 | 4264.1445 | 3867.7748 | 3621.6172
P5 | [5 empty] | 6997.0158 | 5454.7613 | 4659.1556 | 4011.4016 | 3865.3873 | 4208.239 | 3680.0598 | 4269.5181 | 4055.4187 | 3918.6192 | 3951.6466 | 4076.6698 | 3682.7104 | 3352.6729 | 3125.4783
P95 | [5 empty] | 9617.7958 | 7196.3939 | 6420.5527 | 5835.5028 | 5272.4789 | 5474.6608 | 5158.5843 | 5502.2058 | 5397.531 | 5180.5009 | 5133.456 | 5102.9376 | 4823.7752 | 4449.8333 | 4076.4951
15598: New 2024JAN J920_A #5
CAPACITYFACTOR - Net Generation Capacity Factor
MEAN | [5 empty] | 0.46759 | 0.34036 | 0.28941 | 0.24541 | 0.23142 | 0.24277 | 0.21279 | 0.22553 | 0.21604 | 0.20658 | 0.2013 | 0.20163 | 0.18315 | 0.1621 | 0.15024
P5 | [5 empty] | 0.37567 | 0.29008 | 0.25095 | 0.2086 | 0.20147 | 0.21099 | 0.18039 | 0.19756 | 0.18444 | 0.18056 | 0.17437 | 0.17907 | 0.15657 | 0.13953 | 0.13141
P95 | [5 empty] | 0.53918 | 0.38861 | 0.33302 | 0.30511 | 0.2697 | 0.27844 | 0.25021 | 0.25693 | 0.25264 | 0.23719 | 0.22981 | 0.22701 | 0.2109 | 0.18976 | 0.16911
CO2EMISSIONS - CO2 Emissions
MEAN | [5 empty] | 7576.8913 | 5441.3159 | 4617.353 | 3896.9637 | 3723.1007 | 3864.008 | 3386.3704 | 3623.0026 | 3414.6868 | 3293.1785 | 3241.7791 | 3227.5572 | 2934.5666 | 2588.056 | 2388.2282
P5 | [5 empty] | 6020.5983 | 4602.4523 | 4007.4401 | 3339.6761 | 3233.7034 | 3339.9859 | 2876.4128 | 3167.446 | 2902.8812 | 2872.5396 | 2809.3154 | 2859.7546 | 2518.8878 | 2218.2445 | 2079.5159
P95 | [5 empty] | 8755.5188 | 6237.7614 | 5346.6317 | 4836.5788 | 4325.8023 | 4472.7901 | 3987.3415 | 4145.7991 | 3967.1076 | 3792.1636 | 3701.4411 | 3643.0358 | 3361.5362 | 3029.362 | 2701.2579
FUELCONSUMED - Fuel Consumed
MEAN | [5 empty] | 128421.8859 | 92225.6933 | 78260.2203 | 66050.2324 | 63103.4018 | 65491.6615 | 57396.1084 | 61406.824 | 57876.0476 | 55816.5845 | 54945.4089 | 54704.3592 | 49738.4166 | 43865.3557 | 40478.444
P5 | [5 empty] | 102044.0382 | 78007.6655 | 67922.7131 | 56604.6792 | 54808.533 | 56609.9308 | 48752.7601 | 53685.5247 | 49201.3758 | 48687.1118 | 47615.5152 | 48470.4174 | 42693.013 | 37597.3648 | 35246.0328
P95 | [5 empty] | 148398.6229 | 105724.7698 | 90620.8766 | 81975.9124 | 73318.6832 | 75810.002 | 67582.0589 | 70267.7815 | 67239.1111 | 64273.9594 | 62736.2891 | 61746.3702 | 56975.1894 | 51345.1181 | 45784.0319
FUELCOST - Fuel Cost
MEAN | [5 empty] | 211759.5463 | 163314.9162 | 143730.5885 | 126824.2691 | 123119.4811 | 132671.9852 | 119315.0706 | 129874.7902 | 125953.6029 | 123460.715 | 124254.0918 | 125630.9021 | 119898.6748 | 108446.6346 | 103908.2537
P5 | [5 empty] | 123762.0906 | 95663.5103 | 97422.8399 | 82452.8494 | 88831.2764 | 90413.0922 | 81495.5781 | 95349.5303 | 82312.8304 | 85172.784 | 86266.1512 | 91288.8674 | 85130.8126 | 82831.1922 | 75476.1863
P95 | [5 empty] | 296492.1292 | 230728.0402 | 224000.4489 | 219888.1854 | 180065.3753 | 197634.4756 | 173979.3678 | 186357.7419 | 198427.7305 | 172545.2221 | 172755.7805 | 171964.6567 | 162165.5962 | 149761.9944 | 142713.5421
NETPOS - Net Position (MWh)
MEAN | [5 empty] | 15575.7601 | 11312.4774 | 9591.9322 | 8089.3282 | 7722.8634 | 8008.9157 | 7013.8213 | 7573.6701 | 7133.4927 | 6874.3834 | 6761.5869 | 6725.4389 | 6112.4113 | 5387.2031 | 4966.8529
P5 | [5 empty] | 12390.757 | 9570.8375 | 8325.6004 | 6934.2741 | 6709.7515 | 6925.2728 | 5959.7043 | 6622.6407 | 6065.4566 | 5997.9456 | 5861.375 | 5960.4198 | 5246.5911 | 4618.4761 | 4325.8434
P95 | [5 empty] | 17933.3701 | 12969.2797 | 11102.1092 | 10025.6559 | 8970.717 | 9247.04 | 8257.6383 | 8661.8629 | 8281.3917 | 7916.3251 | 7721.315 | 7593.9544 | 6999.0471 | 6298.795 | 5611.0385
NETREVENUE - Net Revenue $
MEAN | [5 empty] | -4919.1259 | 25501.2997 | 18920.4976 | 10259.0582 | 15238.495 | 14883.2488 | 18652.2313 | 15571.1297 | 17467.0551 | 17199.1043 | 20776.7327 | 16358.2147 | 13415.8427 | 16318.2212 | 12678.0713
P5 | [5 empty] | -34570.942 | -8673.2619 | -5070.0823 | -11299.9027 | -3030.8246 | -4735.6403 | 1819.7541 | -2800.5816 | 473.2843 | 127.1434 | 1645.8612 | -1470.396 | -1252.8592 | 4495.6779 | -1610.9997
P95 | [5 empty] | 32931.8366 | 59958.3178 | 51730.9044 | 39242.6268 | 39092.7486 | 42218.4541 | 35940.9374 | 34103.8144 | 35761.6463 | 39834.9645 | 40123.4014 | 42165.674 | 30231.0446 | 29351.9336 | 25820.9022
STARTS - Number Starts
MEAN | [5 empty] | 127.17 | 186 | 181.98 | 168.54 | 164.85 | 170.93 | 143.53 | 164.95 | 158.99 | 156.96 | 149.19 | 151.59 | 140.69 | 133.95 | 127.15
P5 | [5 empty] | 102.5 | 154 | 159.5 | 139 | 144 | 146 | 124 | 144 | 137.5 | 135.5 | 128 | 126.5 | 118.5 | 114.5 | 103
P95 | [5 empty] | 150.5 | 222 | 205 | 189.5 | 190.5 | 191 | 162 | 188 | 181 | 179 | 171 | 174.5 | 161.5 | 155.5 | 149.5
VOMCOSTS - VOM Costs
MEAN | [5 empty] | 8566.6681 | 6334.9873 | 5467.4013 | 4691.8104 | 4556.4894 | 4805.3494 | 4348.5692 | 4771.4122 | 4565.4353 | 4468.3492 | 4530.2632 | 4573.2984 | 4217.5638 | 3824.9142 | 3576.1341
P5 | [5 empty] | 6814.9164 | 5359.669 | 4745.5922 | 4021.879 | 3958.7534 | 4155.1637 | 3695.0166 | 4172.2637 | 3881.8922 | 3898.6647 | 3927.1213 | 4053.0855 | 3620.1479 | 3279.118 | 3114.6072
P95 | [5 empty] | 9863.3536 | 7262.7966 | 6328.2022 | 5814.8804 | 5292.723 | 5548.224 | 5119.7357 | 5456.9736 | 5300.0907 | 5145.6113 | 5173.281 | 5163.889 | 4829.3425 | 4472.1444 | 4039.9477
15598: New 2024JAN J920_A #6
CAPACITYFACTOR - Net Generation Capacity Factor
MEAN | [5 empty] | 0.47958 | 0.34083 | 0.28983 | 0.24665 | 0.23328 | 0.2445 | 0.21156 | 0.22759 | 0.21799 | 0.2014 | 0.19845 | 0.19799 | 0.18149 | 0.16212 | 0.14977
P5 | [5 empty] | 0.38207 | 0.28965 | 0.24911 | 0.21126 | 0.20215 | 0.2113 | 0.18051 | 0.1992 | 0.18773 | 0.17507 | 0.16931 | 0.17429 | 0.156 | 0.14232 | 0.12931
P95 | [5 empty] | 0.5458 | 0.38698 | 0.3404 | 0.3035 | 0.27187 | 0.27839 | 0.24852 | 0.26213 | 0.2527 | 0.23612 | 0.22636 | 0.22259 | 0.20932 | 0.18705 | 0.1734
CO2EMISSIONS - CO2 Emissions
MEAN | [5 empty] | 7782.8207 | 5444.3671 | 4620.2304 | 3916.2275 | 3758.0003 | 3892.5297 | 3364.1155 | 3646.3222 | 3439.664 | 3209.7018 | 3196.538 | 3170.0128 | 2909.2363 | 2586.5391 | 2383.6958
P5 | [5 empty] | 6250.5853 | 4579.0986 | 3989.7938 | 3349.8469 | 3235.6178 | 3353.9767 | 2877.7373 | 3180.5933 | 2981.727 | 2801.3144 | 2735.135 | 2766.9149 | 2496.1601 | 2279.9844 | 2037.1431
P95 | [5 empty] | 8874.7668 | 6178.3235 | 5396.7407 | 4828.944 | 4374.1253 | 4431.8489 | 3962.9955 | 4190.7179 | 4017.7956 | 3747.9337 | 3626.2937 | 3581.5088 | 3361.4047 | 2979.2787 | 2775.3187
FUELCONSUMED - Fuel Consumed
MEAN | [5 empty] | 131912.2148 | 92277.4093 | 78308.9897 | 66376.7369 | 63694.9195 | 65975.0795 | 57018.9076 | 61802.0709 | 58299.389 | 54401.7259 | 54178.6101 | 53729.03 | 49309.0902 | 43839.6465 | 40401.6246
P5 | [5 empty] | 105942.1237 | 77611.8403 | 67623.6244 | 56777.0662 | 54840.9794 | 56847.0633 | 48775.2092 | 53908.361 | 50537.7466 | 47479.9045 | 46358.2198 | 46896.8626 | 42307.7977 | 38643.8037 | 34527.8489
P95 | [5 empty] | 150419.7764 | 104717.3471 | 91470.1817 | 81846.5085 | 74137.7167 | 75116.0824 | 67169.415 | 71029.1174 | 68098.2309 | 63524.3004 | 61462.6058 | 60703.5388 | 56972.9614 | 50496.2495 | 47039.3006
FUELCOST - Fuel Cost
MEAN | [5 empty] | 217214.3316 | 163223.2084 | 143632.7831 | 127269.709 | 124058.7454 | 133624.0551 | 118637.651 | 130499.0756 | 126682.6044 | 120682.4495 | 122675.4401 | 123715.2186 | 118999.0476 | 108358.5806 | 103810.8784
P5 | [5 empty] | 131188.6815 | 98966.0247 | 95487.8335 | 82851.9689 | 89769.3836 | 90978.7084 | 81457.6956 | 95150.5603 | 84255.8956 | 82287.4139 | 81267.8347 | 87359.9078 | 84363.5326 | 80511.0591 | 74337.888
P95 | [5 empty] | 293618.2279 | 229777.4975 | 232522.8746 | 218508.9897 | 181588.3912 | 197152.1598 | 173452.547 | 184317.5554 | 195140.5055 | 172065.4026 | 172067.034 | 169126.7161 | 163435.3235 | 149009.09 | 143593.7843
NETPOS - Net Position (MWh)
MEAN | [5 empty] | 15979.8049 | 11318.6758 | 9597.8314 | 8129.2664 | 7795.1642 | 8067.9931 | 6967.7415 | 7622.7498 | 7185.7645 | 6699.8695 | 6667.5578 | 6605.6566 | 6059.6489 | 5384.1241 | 4957.2503
P5 | [5 empty] | 12870.0254 | 9519.5332 | 8289.4502 | 6955.3258 | 6712.7013 | 6954.5111 | 5962.3062 | 6648.2099 | 6230.1728 | 5849.44 | 5706.6816 | 5767.5171 | 5199.9612 | 4742.3753 | 4237.97
P95 | [5 empty] | 18227.378 | 12846.983 | 11207.269 | 10013.2965 | 9058.8416 | 9170.181 | 8204.3326 | 8762.7601 | 8389.6582 | 7819.5728 | 7561.795 | 7464.993 | 6999.255 | 6199.5967 | 5771.131
NETREVENUE - Net Revenue $
MEAN | [5 empty] | -10520.4887 | 25019.0335 | 18647.2198 | 9804.2656 | 14620.823 | 14483.8875 | 18951.1058 | 15071.1591 | 16931.7562 | 18027.0077 | 20802.8516 | 17062.2503 | 14361.4171 | 16441.804 | 12893.0546
P5 | [5 empty] | -39246.3226 | -10568.4164 | -5693.6863 | -12798.432 | -3855.1354 | -4369.3683 | 2222.7734 | -2598.991 | 121.2327 | 1213.3422 | 3395.6581 | -452.4843 | 182.9728 | 4339.2773 | -114.1425
P95 | [5 empty] | 28384.4974 | 59454.2054 | 52803.721 | 40746.5733 | 39357.0456 | 40969.6563 | 33814.4952 | 34167.5947 | 38108.995 | 41258.3487 | 37970.4561 | 39461.2707 | 31140.3745 | 30051.2747 | 26195.6804
STARTS - Number Starts
MEAN | [5 empty] | 125.89 | 188.32 | 180.33 | 169.67 | 166.33 | 171.49 | 143.61 | 165.56 | 159.41 | 156.34 | 148.74 | 150.65 | 138.7 | 133.74 | 126.68
P5 | [5 empty] | 102 | 161 | 154.5 | 142 | 143 | 150.5 | 124.5 | 140.5 | 136 | 135 | 126 | 126 | 118 | 112.5 | 99
P95 | [5 empty] | 152.5 | 220.5 | 203.5 | 192 | 188 | 191 | 162 | 187 | 183.5 | 178.5 | 169.5 | 174 | 159 | 154 | 154
VOMCOSTS - VOM Costs
MEAN | [5 empty] | 8788.8927 | 6338.4584 | 5470.7639 | 4714.9745 | 4599.1469 | 4840.7959 | 4319.9997 | 4802.3324 | 4598.8893 | 4354.9152 | 4467.2637 | 4491.8465 | 4181.1577 | 3822.7281 | 3569.2202
P5 | [5 empty] | 7078.514 | 5330.9386 | 4724.9866 | 4034.089 | 3960.4938 | 4172.7066 | 3696.6298 | 4188.3722 | 3987.3106 | 3802.136 | 3823.4767 | 3921.9116 | 3587.9732 | 3367.0865 | 3051.3384
P95 | [5 empty] | 10025.0579 | 7194.3105 | 6388.1433 | 5807.712 | 5344.7165 | 5502.1086 | 5086.6862 | 5520.5389 | 5369.3812 | 5082.7223 | 5066.4026 | 5076.1952 | 4829.486 | 4401.7137 | 4155.2143
15598: New 2024JAN J920_B #1
CAPACITYFACTOR - Net Generation Capacity Factor
MEAN | [5 empty] | 0.6894 | 0.36387 | 0.30903 | 0.27818 | 0.26128 | 0.26838 | 0.30847 | 0.24726 | 0.23592 | 0.2188 | 0.21429 | 0.21247 | 0.1914 | 0.16769 | 0.15215
P5 | [5 empty] | 0.6525 | 0.3165 | 0.26303 | 0.24278 | 0.23201 | 0.23402 | 0.27996 | 0.21885 | 0.2009 | 0.1903 | 0.18457 | 0.1895 | 0.16671 | 0.14472 | 0.12958
P95 | [5 empty] | 0.72309 | 0.41189 | 0.35187 | 0.32789 | 0.29719 | 0.30168 | 0.34248 | 0.28928 | 0.26853 | 0.24484 | 0.2393 | 0.23623 | 0.21577 | 0.19361 | 0.17354
CO2EMISSIONS - CO2 Emissions
MEAN | [5 empty] | 11287.5405 | 5800.8456 | 4928.9225 | 4414.9946 | 4210.6319 | 4273.9962 | 4908.3367 | 3972.6235 | 3724.1234 | 3485.8797 | 3448.5067 | 3401.2041 | 3071.7982 | 2679.4805 | 2420.7543
P5 | [5 empty] | 10764.0344 | 5056.7671 | 4167.5216 | 3858.3912 | 3747.5705 | 3715.4772 | 4481.5278 | 3534.5192 | 3192.1072 | 3038.945 | 2954.8895 | 3026.8453 | 2680.649 | 2307.7427 | 2063.1551
P95 | [5 empty] | 11850.7233 | 6532.747 | 5610.712 | 5174.5268 | 4804.035 | 4819.7194 | 5433.7283 | 4636.1149 | 4214.5852 | 3856.2386 | 3873.3657 | 3779.4348 | 3453.1032 | 3114.3665 | 2757.7401
FUELCONSUMED - Fuel Consumed
MEAN | [5 empty] | 191314.2465 | 98319.417 | 83541.0599 | 74830.4167 | 71366.6421 | 72440.6136 | 83192.1475 | 67332.6011 | 63120.736 | 59082.7066 | 58449.266 | 57647.5279 | 52064.377 | 45414.9232 | 41029.7346
P5 | [5 empty] | 182441.2606 | 85707.9165 | 70635.9589 | 65396.4614 | 63518.1434 | 62974.1906 | 75958.0988 | 59907.1057 | 54103.512 | 51507.5425 | 50082.8724 | 51302.4621 | 45434.7289 | 39114.2826 | 34968.7311
P95 | [5 empty] | 200859.7173 | 110724.5257 | 95096.8128 | 87703.8433 | 81424.3228 | 81690.1595 | 92097.0905 | 78578.2188 | 71433.6479 | 65359.9759 | 65650.2668 | 64058.2176 | 58527.1728 | 52785.8728 | 46741.3574
FUELCOST - Fuel Cost
MEAN | [5 empty] | 306907.6011 | 173162.8414 | 153028.0035 | 142408.3743 | 138146.8917 | 145858.3858 | 169242.8382 | 141839.7027 | 136596.0199 | 130538.5345 | 132310.6715 | 132295.0815 | 125309.432 | 112380.9361 | 105535.2231
P5 | [5 empty] | 214368.3871 | 110547.1009 | 103949.784 | 96582.1811 | 104048.7295 | 107539.1203 | 131020.3109 | 104220.169 | 94036.4984 | 93411.4605 | 86283.5102 | 96242.256 | 90733.3505 | 82646.058 | 75155.33
P95 | [5 empty] | 387794.8032 | 236474.0913 | 232779.617 | 229849.782 | 193659.3504 | 209416.7066 | 222886.9575 | 198983.1793 | 205224.096 | 176861.8121 | 176628.8054 | 176080.8798 | 165703.4386 | 155923.9022 | 142751.6319
NETPOS - Net Position (MWh)
MEAN | [5 empty] | 22970.5435 | 12058.7291 | 10238.5016 | 9164.4271 | 8733.6883 | 8858.3683 | 10165.8579 | 8304.122 | 7779.6977 | 7276.2506 | 7192.6723 | 7089.2661 | 6398.2565 | 5577.5648 | 5034.6267
P5 | [5 empty] | 21915.7841 | 10515.3327 | 8659.5965 | 8011.2466 | 7774.7389 | 7701.4732 | 9277.6423 | 7390.935 | 6670.1383 | 6344.9661 | 6164.905 | 6308.32 | 5585.6464 | 4803.94 | 4292.53
P95 | [5 empty] | 24131.9819 | 13581.4153 | 11653.4074 | 10731.2113 | 9957.7914 | 9980.8529 | 11258.2609 | 9680.8978 | 8800.818 | 8050.7989 | 8078.404 | 7876.56 | 7183.7053 | 6468.5531 | 5733.6187
NETREVENUE - Net Revenue $
MEAN | [5 empty] | -94330.5884 | 22135.5517 | 16053.8485 | 3788.4111 | 8777.5148 | 9240.8099 | -6938.2009 | 10505.942 | 12681.727 | 14134.7179 | 17466.3685 | 13916.7822 | 11693.5706 | 15079.8215 | 12523.2035
P5 | [5 empty] | -145044.2203 | -12285.6192 | -10516.1554 | -21626.013 | -11669.6025 | -14520.1344 | -31023.358 | -8418.827 | -6948.9014 | -5674.1379 | -422.8275 | -3734.1556 | -1988.5672 | 1649.6817 | -171.6659
P95 | [5 empty] | -45652.02 | 56856.8803 | 49492.7563 | 37539.6391 | 37431.1709 | 38891.4331 | 15907.1343 | 29580.8945 | 33438.5914 | 38599.9037 | 38532.2118 | 37980.3275 | 28168.7131 | 29470.8369 | 23221.5613
STARTS - Number Starts
MEAN | [5 empty] | 23.4 | 124.3 | 117.61 | 106.9 | 106.47 | 111.49 | 159.25 | 114.1 | 111.33 | 111.17 | 107.14 | 112.23 | 105.74 | 100.83 | 96.19
P5 | [5 empty] | 16.5 | 106 | 100.5 | 89.5 | 91 | 95 | 136.5 | 94 | 92 | 94.5 | 86.5 | 91.5 | 85 | 84 | 77.5
P95 | [5 empty] | 31 | 149 | 135.5 | 125.5 | 127 | 130.5 | 182.5 | 136 | 130 | 130 | 122.5 | 134.5 | 125 | 120 | 116.5
VOMCOSTS - VOM Costs
MEAN | [5 empty] | 12633.7989 | 6752.8883 | 5835.9459 | 5315.3677 | 5152.8761 | 5315.021 | 6201.1733 | 5231.5969 | 4979.0065 | 4729.5629 | 4819.0904 | 4820.7009 | 4414.797 | 3960.071 | 3624.9312
P5 | [5 empty] | 12053.6812 | 5888.5863 | 4935.97 | 4646.5231 | 4587.096 | 4620.8839 | 5659.3618 | 4656.2891 | 4268.8885 | 4124.228 | 4130.4864 | 4289.6576 | 3854.096 | 3410.7974 | 3090.6216
P95 | [5 empty] | 13272.5901 | 7605.5926 | 6642.4422 | 6224.1026 | 5875.097 | 5988.5117 | 6867.5391 | 6098.9656 | 5632.5235 | 5233.0193 | 5412.5307 | 5356.0608 | 4956.7566 | 4592.6727 | 4128.2055
15598: New 2025JAN 18V50DF_NG_A #1
CAPACITYFACTOR - Net Generation Capacity Factor
MEAN | [6 empty] | 0.13554 | 0.10905 | 0.083026 | 0.0833 | 0.084029 | 0.078334 | 0.079358 | 0.078187 | 0.074353 | 0.076753 | 0.071492 | 0.062117 | 0.059156 | 0.051476
P5 | [6 empty] | 0.080066 | 0.068107 | 0.048634 | 0.060843 | 0.057647 | 0.055328 | 0.056352 | 0.054565 | 0.050153 | 0.054341 | 0.052329 | 0.044628 | 0.043061 | 0.037275
P95 | [6 empty] | 0.18868 | 0.16387 | 0.12693 | 0.11689 | 0.11574 | 0.10452 | 0.10494 | 0.10068 | 0.10126 | 0.093639 | 0.10156 | 0.079558 | 0.074934 | 0.068776
CO2EMISSIONS - CO2 Emissions
MEAN | [6 empty] | 4316.8092 | 3469.1904 | 2627.561 | 2675.2469 | 2666.002 | 2483.5229 | 2540.5473 | 2462.5132 | 2365.6758 | 2461.9719 | 2285.2946 | 1984.1278 | 1888.1163 | 1632.8943
P5 | [6 empty] | 2549.5698 | 2179.7505 | 1532.9787 | 1961.2646 | 1839.0593 | 1767.6992 | 1820.2408 | 1735.2437 | 1590.8539 | 1737.108 | 1670.8271 | 1420.6244 | 1389.4386 | 1179.2207
P95 | [6 empty] | 6003.9176 | 5188.3555 | 4016.4667 | 3753.305 | 3686.7935 | 3325.8885 | 3360.4445 | 3173.2668 | 3215.2272 | 3002.3356 | 3254.4047 | 2540.5645 | 2408.6507 | 2171.3326
FUELCONSUMED - Fuel Consumed
MEAN | [6 empty] | 70651.542 | 56778.893 | 43004.2722 | 43784.7279 | 43633.4214 | 40646.8556 | 41580.1524 | 40302.9985 | 38718.098 | 40294.1386 | 37402.5297 | 32473.4501 | 30902.0677 | 26724.9477
P5 | [6 empty] | 41727.8206 | 35675.1312 | 25089.6679 | 32099.2569 | 30099.1706 | 28931.2474 | 29791.1744 | 28400.06 | 26036.8886 | 28430.5728 | 27345.7787 | 23250.809 | 22740.4031 | 19299.8476
P95 | [6 empty] | 98263.7904 | 84915.8025 | 65735.9519 | 61428.8876 | 60340.3185 | 54433.5277 | 54999.0912 | 51935.626 | 52622.3768 | 49138.0614 | 53263.5794 | 41580.4345 | 39421.4511 | 35537.3579
FUELCOST - Fuel Cost
MEAN | [6 empty] | 132254.6109 | 109244.6056 | 87538.8654 | 88657.1952 | 91136.3938 | 86551.1704 | 89920.7642 | 90180.6345 | 87978.7592 | 92992.7346 | 88124.066 | 80147.7286 | 77740.5954 | 69803.8659
P5 | [6 empty] | 53640.5375 | 51083.0657 | 36228.0248 | 51144.3585 | 48385.8581 | 46163.4779 | 51045.5001 | 47369.8856 | 45117.674 | 49455.1157 | 52364.0306 | 47183.6997 | 46482.0584 | 38843.6422
P95 | [6 empty] | 221616.0221 | 225152.3034 | 185993.6292 | 154917.8646 | 164850.4673 | 137316.0981 | 138986.3814 | 149894.8109 | 140548.3944 | 137315.5187 | 148246.58 | 123279.8266 | 120180.6401 | 108556.1971
NETPOS - Net Position (MWh)
MEAN | [6 empty] | 8277.818 | 6647.8298 | 5032.5493 | 5120.2776 | 5098.3736 | 4745.9571 | 4900.2313 | 4746.3889 | 4555.9295 | 4738.0819 | 4395.1185 | 3813.2165 | 3626.1424 | 3133.421
P5 | [6 empty] | 4890.17 | 4177.425 | 2936.0291 | 3753.86 | 3517.08 | 3378.24 | 3511.04 | 3344.725 | 3063.06 | 3343.2 | 3213.37 | 2730.25 | 2668.435 | 2262.85
P95 | [6 empty] | 11510.2639 | 9942.0751 | 7692.5342 | 7183.825 | 7050.75 | 6354.5631 | 6481.92 | 6116.55 | 6192.0258 | 5776.9333 | 6258.94 | 4882.625 | 4625.845 | 4166.65
NETREVENUE - Net Revenue $
MEAN | [6 empty] | 70163.1685 | 58274.3444 | 44765.402 | 51700.0542 | 52954.8762 | 51586.6352 | 53754.0811 | 52758.4124 | 52361.3369 | 56767.2962 | 51434.7834 | 44741.3993 | 42490.8299 | 36667.8244
P5 | [6 empty] | 29547.4919 | 31072.2479 | 20613.9668 | 30492.5516 | 29266.4398 | 27148.8265 | 28503.6985 | 28711.3702 | 27921.779 | 32121.1007 | 31559.5977 | 24798.4118 | 25368.8031 | 19054.3636
P95 | [6 empty] | 118873.482 | 106410.6933 | 84818.4009 | 82673.1992 | 95478.6066 | 77401.691 | 76303.1464 | 82350.8437 | 87136.5315 | 84527.8702 | 84544.2487 | 65762.0383 | 62991.4755 | 57992.6293
STARTS - Number Starts
MEAN | [6 empty] | 101.84 | 84.96 | 73.08 | 72.28 | 77.53 | 71.36 | 73.45 | 72.52 | 70.02 | 68.53 | 68.93 | 61.82 | 59.41 | 53.86
P5 | [6 empty] | 78 | 58.5 | 51.5 | 55.5 | 56.5 | 52.5 | 56 | 52.5 | 50 | 45 | 51 | 43.5 | 46.5 | 39
P95 | [6 empty] | 125.5 | 108 | 94.5 | 93 | 105 | 91.5 | 91.5 | 93.5 | 92.5 | 88.5 | 88 | 76 | 76.5 | 68
VOMCOSTS - VOM Costs
MEAN | [6 empty] | 5877.2508 | 4852.9158 | 3724.0865 | 3891.411 | 3925.7476 | 3749.3061 | 3920.185 | 3892.0389 | 3781.4215 | 4027.3696 | 3823.7531 | 3393.7627 | 3263.5282 | 2882.7473
P5 | [6 empty] | 3472.0207 | 3049.5203 | 2172.6616 | 2852.9336 | 2708.1516 | 2668.8096 | 2808.832 | 2742.6745 | 2542.3398 | 2841.72 | 2795.6319 | 2429.9225 | 2401.5915 | 2081.822
P95 | [6 empty] | 8172.2874 | 7257.7148 | 5692.4753 | 5459.707 | 5429.0775 | 5020.1048 | 5185.536 | 5015.571 | 5139.3814 | 4910.3933 | 5445.2778 | 4345.5363 | 4163.2605 | 3833.318
15598: New 2025JAN 18V50DF_NG_B #1
CAPACITYFACTOR - Net Generation Capacity Factor
MEAN | [6 empty] | 0.16035 | 0.13001 | 0.10239 | 0.10109 | 0.10797 | 0.10217 | 0.1052 | 0.10263 | 0.094486 | 0.095861 | 0.092092 | 0.082061 | 0.074384 | 0.066023
P5 | [6 empty] | 0.10502 | 0.08726 | 0.065483 | 0.074584 | 0.078716 | 0.077162 | 0.082202 | 0.073006 | 0.068934 | 0.07033 | 0.073131 | 0.061185 | 0.057293 | 0.048664
P95 | [6 empty] | 0.22095 | 0.1862 | 0.15334 | 0.14051 | 0.14507 | 0.12707 | 0.13091 | 0.12741 | 0.12104 | 0.1138 | 0.11808 | 0.10102 | 0.092558 | 0.082965
CO2EMISSIONS - CO2 Emissions
MEAN | [6 empty] | 5091.8327 | 4125.2262 | 3233.4482 | 3237.1245 | 3423.2847 | 3230.2807 | 3357.572 | 3224.5955 | 3000.6555 | 3067.5874 | 2936.6005 | 2616.5875 | 2366.1314 | 2085.6596
P5 | [6 empty] | 3346.2127 | 2770.2866 | 2047.3906 | 2391.6312 | 2517.8798 | 2437.5922 | 2614.4849 | 2306.4827 | 2187.9693 | 2237.8609 | 2336.867 | 1943.108 | 1820.5021 | 1536.4109
P95 | [6 empty] | 7043.5353 | 5898.7658 | 4824.5978 | 4480.2726 | 4584.8811 | 4026.1373 | 4171.0499 | 4017.688 | 3872.7066 | 3666.265 | 3755.5236 | 3234.1663 | 2932.7898 | 2612.7666
FUELCONSUMED - Fuel Consumed
MEAN | [6 empty] | 83336.0506 | 67515.9766 | 52920.5927 | 52980.7608 | 56027.5729 | 52868.7514 | 54952.0793 | 52775.7034 | 49110.5641 | 50206.0124 | 48062.2012 | 42824.6725 | 38725.5549 | 34135.1819
P5 | [6 empty] | 54766.1654 | 45340.2067 | 33508.8476 | 39142.8999 | 41209.1618 | 39895.1266 | 42790.2598 | 37749.3077 | 35809.6454 | 36626.2008 | 38246.5953 | 31802.0944 | 29795.4524 | 25145.8413
P95 | [6 empty] | 115278.8105 | 96542.8125 | 78962.3202 | 73326.8844 | 75038.9698 | 65894.2283 | 68265.9563 | 65755.9416 | 63383.0861 | 60004.338 | 61465.1987 | 52932.345 | 47999.8339 | 42762.1369
FUELCOST - Fuel Cost
MEAN | [6 empty] | 155056.7139 | 129741.129 | 106999.1104 | 107177.1471 | 116757.4183 | 111706.4933 | 118030.0943 | 117061.4225 | 110897.591 | 115472.8674 | 112457.9858 | 105071.8057 | 97237.8418 | 89047.2479
P5 | [6 empty] | 67079.3069 | 64369.147 | 48508.9119 | 62577.283 | 65326.2596 | 67298.7616 | 75123.5078 | 64677.0585 | 59224.6624 | 64699.9325 | 71199.745 | 65146.3852 | 61447.8043 | 50591.5849
P95 | [6 empty] | 261092.0307 | 258545.9278 | 217724.4071 | 182718.1761 | 202395.5758 | 174349.3291 | 183052.4166 | 194118.6684 | 179997.2451 | 176843.1558 | 172716.2887 | 153583.4183 | 140234.2459 | 133597.3367
NETPOS - Net Position (MWh)
MEAN | [6 empty] | 9789.669 | 7925.7746 | 6207.7018 | 6210.6982 | 6563.1717 | 6188.0444 | 6492.0938 | 6230.6553 | 5793.1558 | 5918.2788 | 5661.6461 | 5041.0638 | 4555.4117 | 4012.5911
P5 | [6 empty] | 6433.995 | 5322.87 | 3930.6262 | 4588.445 | 4827.69 | 4669.92 | 5055.56 | 4456.825 | 4224.33 | 4317.6 | 4505.43 | 3743.625 | 3504.935 | 2955.9
P95 | [6 empty] | 13543.0134 | 11332.755 | 9259.46 | 8595.54 | 8788.045 | 7711.0981 | 8064.21 | 7762.8382 | 7476.655 | 7072.66 | 7240.57 | 6231 | 5646.375 | 5026.7
NETREVENUE - Net Revenue $
MEAN | [6 empty] | 67146.4153 | 55556.0368 | 41375.2694 | 48421.621 | 48503.6884 | 46167.18 | 47304.7015 | 47343.0341 | 47439.8971 | 52042.762 | 46781.4642 | 40234.8801 | 40716.8897 | 34903.4875
P5 | [6 empty] | 23213.2266 | 26463.7375 | 15924.7152 | 24459.0629 | 21967.7401 | 22371.4483 | 22412.6514 | 23582.3985 | 24014.7944 | 26817.5142 | 26346.3685 | 20784.2813 | 22857.8346 | 16174.6842
P95 | [6 empty] | 117279.3246 | 105180.2085 | 82982.095 | 79864.8642 | 90751.8574 | 71164.223 | 74481.968 | 78673.5694 | 81201.7767 | 80703.104 | 80870.9619 | 63290.5302 | 61023.3597 | 53984.0285
STARTS - Number Starts
MEAN | [6 empty] | 119.11 | 102.71 | 88.24 | 86.83 | 94.42 | 87.41 | 92.43 | 90.11 | 84.73 | 81.87 | 82.72 | 76.03 | 70.18 | 64.17
P5 | [6 empty] | 97.5 | 78.5 | 69.5 | 70.5 | 75 | 68 | 73.5 | 70.5 | 64.5 | 60 | 65 | 58 | 56.5 | 48
P95 | [6 empty] | 142 | 126.5 | 107.5 | 105.5 | 115 | 106.5 | 112 | 108 | 108.5 | 103 | 100 | 92 | 85.5 | 80
VOMCOSTS - VOM Costs
MEAN | [6 empty] | 6950.665 | 5706.5577 | 4593.6993 | 4658.0237 | 5053.6422 | 4826.6746 | 5193.675 | 5109.1373 | 4808.3193 | 5030.537 | 4925.6321 | 4436.1361 | 4099.8705 | 3691.5838
P5 | [6 empty] | 4568.1364 | 3832.4664 | 2908.6634 | 3441.3337 | 3717.3213 | 3642.5376 | 4044.448 | 3654.5965 | 3506.1939 | 3669.96 | 3919.7241 | 3294.39 | 3154.4415 | 2719.428
P95 | [6 empty] | 9615.5395 | 8159.5836 | 6852.0004 | 6446.655 | 6766.7946 | 6014.6566 | 6451.368 | 6365.5273 | 6205.6237 | 6011.761 | 6299.2959 | 5483.28 | 5081.7375 | 4624.564
15598: New 2025JAN 18V50DF_NG_B #10
CAPACITYFACTOR - Net Generation Capacity Factor
MEAN | [6 empty] | 0.15437 | 0.12619 | 0.097551 | 0.09616 | 0.10163 | 0.09641 | 0.096138 | 0.0938 | 0.088497 | 0.090887 | 0.085454 | 0.07611 | 0.068984 | 0.060338
P5 | [6 empty] | 0.095314 | 0.08018 | 0.059426 | 0.069914 | 0.071514 | 0.071897 | 0.072074 | 0.065218 | 0.063558 | 0.06823 | 0.065211 | 0.060469 | 0.052311 | 0.044891
P95 | [6 empty] | 0.2147 | 0.18201 | 0.14919 | 0.13677 | 0.1387 | 0.12537 | 0.12138 | 0.11564 | 0.11412 | 0.107 | 0.11077 | 0.094909 | 0.088558 | 0.079049
CO2EMISSIONS - CO2 Emissions
MEAN | [6 empty] | 4903.7317 | 4002.3884 | 3079.6929 | 3084.8312 | 3216.6718 | 3049.7597 | 3072.13 | 2948.3638 | 2808.929 | 2906.6374 | 2720.4173 | 2423.6101 | 2197.2896 | 1907.5401
P5 | [6 empty] | 3015.3836 | 2544.8486 | 1871.9391 | 2250.7809 | 2258.3046 | 2273.3573 | 2300.2229 | 2066.6783 | 2017.9877 | 2176.9075 | 2075.7645 | 1925.72 | 1681.4662 | 1414.8869
P95 | [6 empty] | 6820.6324 | 5777.3761 | 4703.8559 | 4387.388 | 4441.0732 | 3974.9262 | 3926.2694 | 3643.0229 | 3621.9174 | 3437.5133 | 3527.2354 | 3019.1676 | 2824.168 | 2482.5622
FUELCONSUMED - Fuel Consumed
MEAN | [6 empty] | 80257.474 | 65505.5389 | 50404.1389 | 50488.2365 | 52646.0202 | 49914.2345 | 50280.3608 | 48254.7273 | 45972.6519 | 47571.807 | 44524.0153 | 39666.2871 | 35962.1866 | 31219.9692
P5 | [6 empty] | 49351.6135 | 41650.5498 | 30637.3018 | 36837.658 | 36960.7946 | 37207.157 | 37646.8563 | 33824.5215 | 33027.6212 | 35628.6 | 33973.2327 | 31517.5119 | 27519.9048 | 23156.9047
P95 | [6 empty] | 111630.6452 | 94556.0742 | 76986.1843 | 71806.6772 | 72685.323 | 65056.0759 | 64259.7277 | 59623.9429 | 59278.5166 | 56260.4472 | 57728.8937 | 49413.5445 | 46222.0623 | 40631.1334
FUELCOST - Fuel Cost
MEAN | [6 empty] | 149893.9456 | 126331.7033 | 102188.0854 | 102422.6206 | 110099.5983 | 105851.3172 | 108435.4381 | 107355.7351 | 104060.1655 | 109502.3156 | 104463.0788 | 97359.0471 | 90348.8479 | 81522.1931
P5 | [6 empty] | 62087.4673 | 59270.3635 | 45556.3833 | 59518.3368 | 59814.2858 | 60842.3416 | 65534.436 | 57943.0615 | 57172.2156 | 62468.4229 | 63890.0549 | 62568.8192 | 58527.6472 | 48258.9699
P95 | [6 empty] | 250720.6164 | 255588.5825 | 212652.5861 | 179861.0661 | 196611.7244 | 170404.5348 | 172619.1013 | 177831.1412 | 166413.5234 | 157624.4962 | 162655.1661 | 139846.945 | 131095.4799 | 126492.3452
NETPOS - Net Position (MWh)
MEAN | [6 empty] | 9428.0988 | 7689.8224 | 5912.8697 | 5918.6464 | 6167.198 | 5842.2834 | 5940.2547 | 5696.9714 | 5423.0706 | 5607.7266 | 5244.8859 | 4669.348 | 4230.3478 | 3669.9071
P5 | [6 empty] | 5797.7248 | 4889.71 | 3594.24 | 4318.6 | 4329.99 | 4355.28 | 4447.88 | 3993.45 | 3896.145 | 4200 | 4002.03 | 3710.125 | 3237.255 | 2722.1
P95 | [6 empty] | 13114.095 | 11099.515 | 9031.29 | 8416.915 | 8514.745 | 7613.11 | 7591.71 | 7039.015 | 6992.865 | 6631.73 | 6800.025 | 5816.37 | 5437.25 | 4776.2
NETREVENUE - Net Revenue $
MEAN | [6 empty] | 68042.4483 | 56577.0177 | 42730.8315 | 49777.478 | 50367.4283 | 47982.8745 | 50101.8384 | 49808.6485 | 49052.8067 | 53593.7798 | 47944.5904 | 41671.7221 | 42045.8829 | 36458.8583
P5 | [6 empty] | 25710.1879 | 27248.4234 | 17265.3247 | 27379.123 | 24936.4958 | 23022.6676 | 25302.2162 | 24783.1329 | 24838.4548 | 28179.6131 | 27240.7479 | 21910.1978 | 23772.6291 | 18189.7352
P95 | [6 empty] | 116534.3906 | 103675.4615 | 85688.5227 | 81385.6607 | 91538.5278 | 73812.5337 | 77682.8172 | 78692.0569 | 81625.3182 | 79868.9504 | 81610.0487 | 65408.7184 | 63970.507 | 55919.5037
STARTS - Number Starts
MEAN | [6 empty] | 115.89 | 100.03 | 85.69 | 83.91 | 90 | 85.39 | 87.54 | 83.92 | 81.24 | 79.05 | 79.08 | 72.51 | 67.31 | 61.41
P5 | [6 empty] | 92.5 | 74 | 63.5 | 65 | 67.5 | 65.5 | 70.5 | 63.5 | 59.5 | 56 | 58.5 | 54.5 | 53 | 46
P95 | [6 empty] | 140 | 123.5 | 107.5 | 102 | 116.5 | 106.5 | 107 | 101.5 | 103 | 101 | 97.5 | 86.5 | 86.5 | 77
VOMCOSTS - VOM Costs
MEAN | [6 empty] | 6693.9501 | 5536.6722 | 4375.5236 | 4438.9848 | 4748.7425 | 4556.981 | 4752.2038 | 4671.5165 | 4501.1486 | 4766.5676 | 4563.0507 | 4109.0263 | 3807.313 | 3376.3145
P5 | [6 empty] | 4116.3846 | 3520.5912 | 2659.7376 | 3238.95 | 3334.0923 | 3397.1184 | 3558.304 | 3274.629 | 3233.8003 | 3570 | 3481.7661 | 3264.91 | 2913.5295 | 2504.332
P95 | [6 empty] | 9311.0074 | 7991.6508 | 6683.1546 | 6312.6862 | 6556.3537 | 5938.2258 | 6073.368 | 5771.9923 | 5804.0779 | 5636.9705 | 5916.0217 | 5118.4056 | 4893.525 | 4394.104
15598: New 2025JAN 18V50DF_NG_B #2
CAPACITYFACTOR - Net Generation Capacity Factor
MEAN | [6 empty] | 0.15972 | 0.12966 | 0.10126 | 0.10046 | 0.10689 | 0.10202 | 0.10474 | 0.10409 | 0.096237 | 0.096915 | 0.092538 | 0.082831 | 0.074732 | 0.066105
P5 | [6 empty] | 0.10546 | 0.085377 | 0.065903 | 0.075107 | 0.080206 | 0.076865 | 0.079569 | 0.077879 | 0.070514 | 0.073596 | 0.071663 | 0.063966 | 0.057952 | 0.04994
P95 | [6 empty] | 0.21549 | 0.18341 | 0.15274 | 0.13584 | 0.1435 | 0.1327 | 0.1305 | 0.13044 | 0.12746 | 0.11492 | 0.11778 | 0.10093 | 0.09369 | 0.083287
CO2EMISSIONS - CO2 Emissions
MEAN | [6 empty] | 5070.1885 | 4118.4127 | 3200.7828 | 3216.681 | 3388.3835 | 3224.7442 | 3346.3365 | 3270.6013 | 3054.2105 | 3101.5142 | 2946.4424 | 2639.8191 | 2375.9578 | 2090.0396
P5 | [6 empty] | 3337.5325 | 2709.5918 | 2096.6877 | 2388.5645 | 2543.8373 | 2441.9142 | 2514.0956 | 2437.2851 | 2231.5544 | 2333.6448 | 2275.9431 | 2038.7419 | 1855.2611 | 1584.1525
P95 | [6 empty] | 6819.9641 | 5816.0433 | 4838.5357 | 4350.4199 | 4538.1707 | 4179.347 | 4181.4299 | 4084.0929 | 4058.1182 | 3664.2646 | 3768.5788 | 3216.7783 | 2980.5835 | 2630.1271
FUELCONSUMED - Fuel Consumed
MEAN | [6 empty] | 82981.8093 | 67404.4637 | 52385.9712 | 52646.1701 | 55456.358 | 52778.1383 | 54768.1918 | 53528.6628 | 49987.0786 | 50761.2793 | 48223.2792 | 43204.8945 | 38886.3797 | 34206.8682
P5 | [6 empty] | 54624.1002 | 44346.8375 | 34315.6748 | 39092.7087 | 41633.9986 | 39965.8626 | 41147.2282 | 39890.1003 | 36522.985 | 38193.8592 | 37249.4773 | 33367.2981 | 30364.3394 | 25927.2092
P95 | [6 empty] | 111619.7077 | 95188.9242 | 79190.4376 | 71201.6349 | 74274.4796 | 68401.7507 | 68435.8413 | 66842.7649 | 66417.6463 | 59971.5971 | 61678.8669 | 52647.7625 | 48782.0534 | 43046.2707
FUELCOST - Fuel Cost
MEAN | [6 empty] | 154149.977 | 129601.262 | 105716.6402 | 106256.5824 | 115625.7162 | 111644.3893 | 117691.706 | 118645.7912 | 112790.624 | 116591.5442 | 112944.0213 | 105892.3156 | 97663.0096 | 89150.9085
P5 | [6 empty] | 69007.5708 | 64381.147 | 50094.5322 | 63509.3333 | 66871.2122 | 66442.2148 | 73181.5095 | 65654.5416 | 62458.0728 | 67548.9182 | 69649.1179 | 67434.0134 | 61858.7692 | 52635.5477
P95 | [6 empty] | 251686.1702 | 257495.6219 | 217171.2805 | 179618.7422 | 201624.732 | 179196.8718 | 179414.1127 | 195938.4896 | 182810.1863 | 169400.3577 | 173682.2725 | 154930.7629 | 144178.5128 | 132355.5468
NETPOS - Net Position (MWh)
MEAN | [6 empty] | 9748.1916 | 7912.67 | 6145.4267 | 6171.5415 | 6496.3001 | 6177.6122 | 6470.4449 | 6319.4918 | 5896.5095 | 5983.7106 | 5680.6228 | 5085.8795 | 4574.3137 | 4021.026
P5 | [6 empty] | 6417.305 | 5206.25 | 4025.6465 | 4582.847 | 4877.46 | 4678.2 | 4861.44 | 4709.575 | 4308.48 | 4502.4 | 4387.97 | 3927.875 | 3571.855 | 3047.75
P95 | [6 empty] | 13112.6877 | 11174.625 | 9289.07 | 8346.39 | 8697.8391 | 8006.76 | 8085.52 | 7889.65 | 7834.22 | 7068.39 | 7265.74 | 6197.5 | 5738.39 | 5060.1
NETREVENUE - Net Revenue $
MEAN | [6 empty] | 66968.5592 | 55873.0548 | 41623.8845 | 48783.1768 | 48846.9355 | 46467.1516 | 47359.645 | 47064.8997 | 46842.3156 | 51995.7265 | 46313.6783 | 40053.8048 | 40391.3211 | 34936.4751
P5 | [6 empty] | 22484.0051 | 25871.4262 | 16530.088 | 26126.2536 | 23709.9584 | 22911.6301 | 21984.0968 | 22617.4989 | 22062.7588 | 28418.7236 | 25699.2619 | 19971.6038 | 21485.229 | 17423.4915
P95 | [6 empty] | 117193.4547 | 106210.7713 | 83303.1096 | 79132.602 | 90985.1503 | 72056.7406 | 70984.3247 | 79305.5208 | 81138.7831 | 78998.2129 | 80469.0521 | 63623.3589 | 60540.332 | 53525.7286
STARTS - Number Starts
MEAN | [6 empty] | 119.32 | 102.06 | 88.49 | 86.36 | 94.52 | 87.7 | 92.44 | 90.19 | 86.18 | 83.13 | 83.74 | 76.68 | 70.77 | 64.41
P5 | [6 empty] | 99.5 | 75.5 | 67.5 | 70 | 75.5 | 70 | 73.5 | 70.5 | 67.5 | 63.5 | 67.5 | 56 | 56.5 | 48
P95 | [6 empty] | 142 | 124.5 | 108.5 | 104.5 | 118.5 | 106.5 | 111.5 | 108 | 109 | 104.5 | 101.5 | 91.5 | 88 | 82
VOMCOSTS - VOM Costs
MEAN | [6 empty] | 6921.2161 | 5697.1224 | 4547.6158 | 4628.6561 | 5002.1511 | 4818.5375 | 5176.3559 | 5181.9833 | 4894.1029 | 5086.154 | 4942.1418 | 4475.574 | 4116.8823 | 3699.3439
P5 | [6 empty] | 4556.2865 | 3748.5 | 2978.9784 | 3437.1353 | 3755.6442 | 3648.996 | 3889.152 | 3861.8515 | 3576.0384 | 3827.04 | 3817.5339 | 3456.53 | 3214.6695 | 2803.93
P95 | [6 empty] | 9310.0083 | 8045.73 | 6873.9118 | 6259.7925 | 6697.3361 | 6245.2728 | 6468.416 | 6469.513 | 6502.4026 | 6008.1315 | 6321.1938 | 5453.8 | 5164.551 | 4655.292
15598: New 2025JAN 18V50DF_NG_B #3
CAPACITYFACTOR - Net Generation Capacity Factor
MEAN | [6 empty] | 0.15878 | 0.12895 | 0.10138 | 0.10028 | 0.10583 | 0.10026 | 0.10378 | 0.10301 | 0.096517 | 0.097069 | 0.092219 | 0.082997 | 0.074865 | 0.066427
P5 | [6 empty] | 0.10473 | 0.086135 | 0.064789 | 0.074631 | 0.077917 | 0.07709 | 0.082362 | 0.07518 | 0.066884 | 0.070279 | 0.072154 | 0.06573 | 0.058287 | 0.046955
P95 | [6 empty] | 0.21623 | 0.18655 | 0.15233 | 0.13816 | 0.13833 | 0.12722 | 0.12723 | 0.12391 | 0.12323 | 0.11398 | 0.11728 | 0.10219 | 0.094672 | 0.083706
CO2EMISSIONS - CO2 Emissions
MEAN | [6 empty] | 5033.2645 | 4092.998 | 3205.3253 | 3211.4384 | 3350.216 | 3167.725 | 3316.7448 | 3238.407 | 3067.9557 | 3104.1265 | 2939.9948 | 2644.119 | 2381.8199 | 2103.6278
P5 | [6 empty] | 3293.7131 | 2713.9271 | 2053.7628 | 2384.9621 | 2457.3122 | 2441.9142 | 2631.9439 | 2367.5238 | 2140.0258 | 2263.9838 | 2293.3499 | 2095.2529 | 1859.606 | 1488.6693
P95 | [6 empty] | 6861.6891 | 5904.7424 | 4845.211 | 4428.6845 | 4383.1508 | 4056.6945 | 4081.0407 | 3876.4627 | 3907.8547 | 3603.3112 | 3779.6344 | 3264.5953 | 3010.9976 | 2669.1884
FUELCONSUMED - Fuel Consumed
MEAN | [6 empty] | 82377.487 | 66988.5114 | 52460.3156 | 52560.3674 | 54831.686 | 51844.9262 | 54283.8757 | 53001.7511 | 50212.0407 | 50804.0336 | 48117.7549 | 43275.2705 | 38982.3222 | 34429.2604
P5 | [6 empty] | 53906.9242 | 44417.7924 | 33613.1394 | 39033.7492 | 40217.8762 | 39965.8626 | 43076.0045 | 38748.3443 | 35024.9719 | 37053.744 | 37534.3682 | 34292.1913 | 30435.4502 | 24364.4734
P95 | [6 empty] | 112302.6038 | 96640.6283 | 79299.6888 | 72482.5612 | 71737.3286 | 66394.3458 | 66792.8096 | 63444.5614 | 63958.3429 | 58973.9963 | 61859.8109 | 53430.3644 | 49279.8294 | 43685.5718
FUELCOST - Fuel Cost
MEAN | [6 empty] | 153414.6518 | 128765.3387 | 106020.4664 | 106135.4564 | 114068.5579 | 109807.6746 | 116687.6845 | 117286.3041 | 113125.2515 | 116680.0737 | 112725.9484 | 105985.7497 | 97726.384 | 89652.0117
P5 | [6 empty] | 69931.1894 | 66351.604 | 48414.0233 | 62098.4085 | 67110.6645 | 66449.1216 | 72753.5875 | 63335.3192 | 60631.4329 | 67378.772 | 70419.336 | 66511.6511 | 62021.1944 | 51437.2376
P95 | [6 empty] | 252577.0037 | 258521.2763 | 220053.8541 | 180802.0249 | 193856.1844 | 171214.2001 | 173951.0169 | 185887.0239 | 182773.6528 | 168221.0698 | 171753.2039 | 151538.79 | 140633.0417 | 133082.1862
NETPOS - Net Position (MWh)
MEAN | [6 empty] | 9677.2529 | 7863.8853 | 6154.0483 | 6161.4883 | 6423.2554 | 6068.2939 | 6413.2227 | 6257.3523 | 5923.1663 | 5988.7506 | 5668.1903 | 5094.1721 | 4585.6079 | 4047.1601
P5 | [6 empty] | 6332.9699 | 5214.58 | 3943.3136 | 4576.055 | 4711.56 | 4678.2 | 5089.32 | 4574.775 | 4131.765 | 4368 | 4421.53 | 4036.75 | 3580.22 | 2864.05
P95 | [6 empty] | 13193.445 | 11345.46 | 9301.48 | 8495.745 | 8402.4301 | 7770.57 | 7891.4 | 7489.68 | 7544.6113 | 6950.79 | 7286.645 | 6289.625 | 5796.945 | 5135.25
NETREVENUE - Net Revenue $
MEAN | [6 empty] | 66976.5782 | 55751.4071 | 41326.2308 | 48407.7693 | 49118.5354 | 46976.0011 | 48149.3966 | 47542.0108 | 47235.1435 | 51681.5789 | 46515.8569 | 40073.5801 | 40301.688 | 34919.8249
P5 | [6 empty] | 22971.7654 | 26652.5399 | 15899.6767 | 25500.671 | 23452.6913 | 23516.5543 | 22285.3419 | 23168.1441 | 21912.0181 | 28278.3881 | 25835.8168 | 19545.4762 | 21903.0689 | 16732.4664
P95 | [6 empty] | 118443.5992 | 102686.6239 | 84143.9058 | 80241.0276 | 94053.3955 | 74124.9219 | 76184.4061 | 79221.673 | 81857.2243 | 78846.596 | 81619.136 | 62746.5424 | 60091.6914 | 53942.9716
STARTS - Number Starts
MEAN | [6 empty] | 118.38 | 102.44 | 88.31 | 86.95 | 93.8 | 86.45 | 91.79 | 89.66 | 85.87 | 83.01 | 83 | 76.89 | 71.48 | 64.83
P5 | [6 empty] | 95.5 | 78.5 | 67.5 | 71 | 72.5 | 68.5 | 74.5 | 69.5 | 64.5 | 59.5 | 68.5 | 58 | 55.5 | 50
P95 | [6 empty] | 139 | 126 | 108 | 104.5 | 117.5 | 105 | 111.5 | 106.5 | 107.5 | 102.5 | 98.5 | 92.5 | 89.5 | 80.5
VOMCOSTS - VOM Costs
MEAN | [6 empty] | 6870.8495 | 5661.9974 | 4553.9958 | 4621.1162 | 4945.9066 | 4733.2693 | 5130.5782 | 5131.0289 | 4916.228 | 5090.438 | 4931.3256 | 4482.8714 | 4127.0471 | 3723.3873
P5 | [6 empty] | 4496.4087 | 3754.4976 | 2918.0521 | 3432.0413 | 3627.9012 | 3648.996 | 4071.456 | 3751.3155 | 3429.365 | 3712.8 | 3846.7311 | 3552.34 | 3222.198 | 2634.926
P95 | [6 empty] | 9367.346 | 8168.7312 | 6883.0952 | 6371.8088 | 6469.8712 | 6061.0446 | 6313.12 | 6141.5376 | 6262.0274 | 5908.1715 | 6339.3812 | 5534.87 | 5217.2505 | 4724.43
15598: New 2025JAN 18V50DF_NG_B #4
CAPACITYFACTOR - Net Generation Capacity Factor
MEAN | [6 empty] | 0.15828 | 0.12884 | 0.10073 | 0.099817 | 0.10641 | 0.099123 | 0.10147 | 0.10073 | 0.094954 | 0.095906 | 0.090296 | 0.082053 | 0.074399 | 0.06587
P5 | [6 empty] | 0.099726 | 0.08606 | 0.063589 | 0.075118 | 0.077687 | 0.074269 | 0.079377 | 0.072499 | 0.068223 | 0.072248 | 0.070402 | 0.064737 | 0.058759 | 0.048344
P95 | [6 empty] | 0.21863 | 0.18738 | 0.15366 | 0.13497 | 0.14028 | 0.1293 | 0.12818 | 0.12585 | 0.12342 | 0.11636 | 0.11705 | 0.099766 | 0.092719 | 0.081961
CO2EMISSIONS - CO2 Emissions
MEAN | [6 empty] | 5034.1833 | 4089.6878 | 3178.6904 | 3194.5701 | 3369.6597 | 3140.078 | 3246.1064 | 3166.8174 | 3017.2526 | 3070.708 | 2874.8364 | 2618.4965 | 2365.2624 | 2084.184
P5 | [6 empty] | 3172.6089 | 2722.5978 | 2001.9349 | 2393.6189 | 2470.291 | 2372.7627 | 2518.4604 | 2284.6823 | 2161.8183 | 2294.4605 | 2245.4811 | 2069.1709 | 1863.9509 | 1536.4109
P95 | [6 empty] | 6938.1634 | 5981.1374 | 4823.8959 | 4358.6091 | 4439.0837 | 4095.5923 | 4093.4129 | 3948.2286 | 3925.0086 | 3707.4498 | 3725.0617 | 3151.5733 | 2971.8937 | 2604.0863
FUELCONSUMED - Fuel Consumed
MEAN | [6 empty] | 82392.5257 | 66934.3339 | 52024.3928 | 52284.2893 | 55149.9139 | 51392.4388 | 53127.7637 | 51830.0715 | 49382.2035 | 50257.0866 | 47051.3326 | 42855.9159 | 38711.3327 | 34111.0306
P5 | [6 empty] | 51924.8598 | 44559.7023 | 32764.8922 | 39175.4325 | 40430.2945 | 38834.086 | 41218.6643 | 37392.509 | 35381.6417 | 37552.5444 | 36750.9184 | 33865.3175 | 30506.5611 | 25145.8413
P95 | [6 empty] | 113554.2295 | 97890.9563 | 78950.8337 | 71335.6649 | 72652.7608 | 67030.9702 | 66995.302 | 64619.1254 | 64239.0936 | 60678.3936 | 60966.6398 | 51580.5781 | 48639.8317 | 42620.07
FUELCOST - Fuel Cost
MEAN | [6 empty] | 153771.17 | 128882.6445 | 105009.5611 | 105496.0324 | 114403.4918 | 109193.3184 | 114416.652 | 115054.2752 | 111286.0912 | 115483.267 | 110224.2194 | 104796.4687 | 96934.9477 | 88852.6245
P5 | [6 empty] | 68421.3644 | 64140.8654 | 48627.6475 | 61707.3565 | 68174.2654 | 64190.0123 | 68777.0989 | 61056.103 | 59437.6186 | 65273.6946 | 68745.0828 | 68184.7291 | 64503.0886 | 50211.1737
P95 | [6 empty] | 253982.8541 | 249878.4734 | 216473.471 | 177914.1321 | 192550.7889 | 176970.9097 | 174622.1946 | 186430.1128 | 178553.0007 | 170164.1275 | 167150.2168 | 150994.9872 | 139835.8359 | 136176.7666
NETPOS - Net Position (MWh)
MEAN | [6 empty] | 9678.9058 | 7857.5588 | 6103.0811 | 6129.2528 | 6460.5861 | 6015.2789 | 6276.7189 | 6118.9855 | 5825.2242 | 5924.3324 | 5542.5718 | 5044.7949 | 4553.7387 | 4009.7521
P5 | [6 empty] | 6100.195 | 5231.24 | 3843.84 | 4592.665 | 4736.445 | 4545.72 | 4869.88 | 4414.7 | 4173.84 | 4426.8 | 4329.24 | 3986.5 | 3588.585 | 2955.9
P95 | [6 empty] | 13339.265 | 11491.025 | 9259.74 | 8362.0236 | 8510.525 | 7845.09 | 7915.137 | 7628.765 | 7577.635 | 7152.53 | 7181.84 | 6071.875 | 5721.66 | 5010
NETREVENUE - Net Revenue $
MEAN | [6 empty] | 67654.7472 | 55901.8352 | 41899.5598 | 48530.7593 | 49002.7437 | 47827.5112 | 48923.614 | 47953.1736 | 47628.9622 | 52238.3777 | 47273.332 | 40324.198 | 40742.9004 | 35187.7332
P5 | [6 empty] | 24307.7759 | 26073.5933 | 15521.3651 | 25315.7536 | 23210.06 | 24274.2036 | 23668.2474 | 24711.5185 | 21374.2307 | 26405.2621 | 26087.9688 | 20339.4161 | 22018.1018 | 16664.1424
P95 | [6 empty] | 116960.9768 | 102565.5232 | 87515.0456 | 81958.874 | 92233.0289 | 74273.0216 | 77460.7054 | 79058.5636 | 81558.9551 | 81062.16 | 82391.4616 | 64577.4182 | 62614.943 | 55622.8092
STARTS - Number Starts
MEAN | [6 empty] | 118.84 | 102.4 | 88.28 | 86.44 | 94.97 | 85.78 | 90.17 | 89.16 | 85.91 | 82.44 | 82.08 | 76.42 | 71.58 | 64.47
P5 | [6 empty] | 98 | 77 | 67.5 | 66.5 | 75.5 | 67 | 73 | 67 | 65 | 60 | 64 | 57.5 | 57 | 49
P95 | [6 empty] | 141 | 123 | 110.5 | 105.5 | 115.5 | 105 | 110 | 106 | 107.5 | 101 | 100.5 | 93 | 87.5 | 80
VOMCOSTS - VOM Costs
MEAN | [6 empty] | 6872.0231 | 5657.4424 | 4516.28 | 4596.9396 | 4974.6513 | 4691.9175 | 5021.3751 | 5017.5681 | 4834.9361 | 5035.6825 | 4822.0374 | 4439.4195 | 4098.3648 | 3688.9719
P5 | [6 empty] | 4331.1385 | 3766.4928 | 2844.4416 | 3444.4988 | 3647.0626 | 3545.6616 | 3895.904 | 3620.054 | 3464.2872 | 3762.78 | 3766.4388 | 3508.12 | 3229.7265 | 2719.428
P95 | [6 empty] | 9470.8782 | 8273.538 | 6852.2076 | 6271.5177 | 6553.1043 | 6119.1702 | 6332.1096 | 6255.5873 | 6289.437 | 6079.6505 | 6248.2008 | 5343.25 | 5149.494 | 4609.2
15598: New 2025JAN 18V50DF_NG_B #5
CAPACITYFACTOR - Net Generation Capacity Factor
MEAN | [6 empty] | 0.15829 | 0.12856 | 0.099647 | 0.099538 | 0.10679 | 0.097702 | 0.098678 | 0.097464 | 0.093409 | 0.09438 | 0.088872 | 0.08001 | 0.074504 | 0.065541
P5 | [6 empty] | 0.10052 | 0.084622 | 0.062508 | 0.074514 | 0.078628 | 0.075352 | 0.074632 | 0.071571 | 0.070561 | 0.068748 | 0.068723 | 0.063026 | 0.057674 | 0.048837
P95 | [6 empty] | 0.21836 | 0.18225 | 0.15057 | 0.13594 | 0.13971 | 0.12259 | 0.12307 | 0.11801 | 0.11931 | 0.11193 | 0.11319 | 0.099023 | 0.091167 | 0.081348
CO2EMISSIONS - CO2 Emissions
MEAN | [6 empty] | 5024.1202 | 4079.1015 | 3147.2956 | 3186.6145 | 3379.8834 | 3088.0417 | 3154.2744 | 3060.2989 | 2964.8555 | 3019.3 | 2829.1452 | 2549.3713 | 2368.2169 | 2075.8509
P5 | [6 empty] | 3198.6495 | 2696.5857 | 1980.2689 | 2389.2905 | 2478.9435 | 2368.4407 | 2391.8827 | 2254.1617 | 2244.6299 | 2163.846 | 2193.2606 | 2012.6599 | 1833.5368 | 1532.0708
P95 | [6 empty] | 6914.1187 | 5744.6855 | 4762.1351 | 4348.0792 | 4430.7783 | 3872.8361 | 3934.9989 | 3708.4241 | 3791.899 | 3561.4206 | 3581.4553 | 3168.9613 | 2915.4104 | 2578.0454
FUELCONSUMED - Fuel Consumed
MEAN | [6 empty] | 82227.8264 | 66761.0725 | 51510.5667 | 52154.0829 | 55317.2411 | 50540.7799 | 51624.7858 | 50086.7248 | 48524.6393 | 49415.7123 | 46303.5216 | 41724.5705 | 38759.6881 | 33974.6463
P5 | [6 empty] | 52351.0557 | 44133.9727 | 32410.2938 | 39104.5908 | 40571.9068 | 38763.3499 | 39147.0157 | 36892.9907 | 36736.9868 | 35414.8284 | 35896.2458 | 32940.4244 | 30008.785 | 25074.8079
P95 | [6 empty] | 113160.6985 | 94021.0399 | 77940.018 | 71163.3257 | 72516.8301 | 63385.2067 | 64402.6001 | 60694.3392 | 62060.5408 | 58288.3896 | 58616.2903 | 51865.1606 | 47715.3904 | 42193.8693
FUELCOST - Fuel Cost
MEAN | [6 empty] | 153336.0811 | 128514.9109 | 104244.4648 | 105343.7683 | 114857.16 | 107274.8542 | 111523.5426 | 111362.5315 | 109430.6237 | 113554.4477 | 108598.3177 | 102300.2161 | 97031.1789 | 88202.9555
P5 | [6 empty] | 68136.9821 | 63534.706 | 47371.4889 | 62459.0833 | 67187.429 | 62095.3746 | 67909.9674 | 58571.1777 | 61038.9243 | 66321.4313 | 68764.35 | 65182.691 | 63687.2474 | 54337.1685
P95 | [6 empty] | 249619.4859 | 254644.4773 | 214810.3858 | 175643.591 | 190693.71 | 166959.4352 | 173122.1096 | 177566.503 | 175869.5203 | 156401.2552 | 171766.1958 | 146661.7447 | 135650.7647 | 130809.5371
NETPOS - Net Position (MWh)
MEAN | [6 empty] | 9659.5234 | 7837.2181 | 6042.6699 | 6113.9879 | 6480.0852 | 5915.6919 | 6099.0209 | 5913.1625 | 5724.0964 | 5825.1242 | 5454.4799 | 4911.5798 | 4559.4269 | 3993.7201
P5 | [6 empty] | 6150.265 | 5181.26 | 3802.24 | 4584.36 | 4753.035 | 4537.44 | 4625.12 | 4355.725 | 4333.725 | 4174.8 | 4228.56 | 3877.625 | 3530.03 | 2947.55
P95 | [6 empty] | 13293.44 | 11037.11 | 9140.933 | 8342.305 | 8493.79 | 7418.74 | 7608.59 | 7165.39 | 7321.05 | 6871.2 | 6904.97 | 6105.375 | 5612.915 | 4959.9
NETREVENUE - Net Revenue $
MEAN | [6 empty] | 67320.4433 | 55860.5994 | 41773.4379 | 48748.1462 | 48908.6449 | 47306.4664 | 49908.4781 | 48660.0313 | 47838.3149 | 52344.7298 | 47485.0025 | 40777.1901 | 40795.1254 | 35377.2901
P5 | [6 empty] | 25044.158 | 27132.299 | 16262.5741 | 24869.0212 | 22298.7662 | 22690.4289 | 24473.205 | 24879.6139 | 23252.2407 | 28551.1399 | 26566.3693 | 21163.7321 | 21627.405 | 16845.8173
P95 | [6 empty] | 118063.2153 | 103053.7721 | 84411.712 | 81660.8513 | 93984.2673 | 73068.2685 | 76389.0347 | 79634.5363 | 82116.0208 | 79498.5427 | 80773.3516 | 64860.0353 | 62011.0476 | 55409.6243
STARTS - Number Starts
MEAN | [6 empty] | 117.58 | 102.7 | 87.7 | 86.32 | 94.26 | 86.48 | 88.1 | 87.51 | 84.74 | 81.54 | 81.54 | 75.07 | 71.39 | 64.71
P5 | [6 empty] | 96.5 | 75.5 | 66 | 68 | 76.5 | 66.5 | 72 | 65.5 | 63 | 58 | 63 | 55 | 55 | 50.5
P95 | [6 empty] | 138.5 | 126 | 111 | 105.5 | 115 | 105.5 | 107 | 105.5 | 104.5 | 99.5 | 98 | 90.5 | 87.5 | 81.5
VOMCOSTS - VOM Costs
MEAN | [6 empty] | 6858.2616 | 5642.797 | 4471.5757 | 4585.4909 | 4989.6656 | 4614.2397 | 4879.2167 | 4848.7932 | 4751 | 4951.3556 | 4745.3976 | 4322.1902 | 4103.4842 | 3674.2225
P5 | [6 empty] | 4366.6881 | 3730.5072 | 2813.6576 | 3438.27 | 3659.8369 | 3539.2032 | 3700.096 | 3571.6945 | 3596.9918 | 3548.58 | 3678.8472 | 3412.31 | 3177.027 | 2711.746
P95 | [6 empty] | 9438.3424 | 7946.7192 | 6764.2904 | 6256.7288 | 6540.2183 | 5786.6172 | 6086.872 | 5875.6198 | 6076.4715 | 5840.52 | 6007.3239 | 5372.73 | 5051.6235 | 4563.108
15598: New 2025JAN 18V50DF_NG_B #6
CAPACITYFACTOR - Net Generation Capacity Factor
MEAN | [6 empty] | 0.15685 | 0.12869 | 0.099308 | 0.098384 | 0.10624 | 0.097536 | 0.09777 | 0.095168 | 0.090919 | 0.093334 | 0.087189 | 0.077904 | 0.072966 | 0.064534
P5 | [6 empty] | 0.10028 | 0.08342 | 0.060993 | 0.071533 | 0.075902 | 0.072485 | 0.076764 | 0.069514 | 0.063826 | 0.069545 | 0.066671 | 0.060131 | 0.05811 | 0.048153
P95 | [6 empty] | 0.21643 | 0.18967 | 0.152 | 0.13404 | 0.14385 | 0.12726 | 0.12157 | 0.12135 | 0.11781 | 0.11164 | 0.11335 | 0.095968 | 0.090301 | 0.081927
CO2EMISSIONS - CO2 Emissions
MEAN | [6 empty] | 4986.8448 | 4084.9827 | 3136.8273 | 3154.6601 | 3364.3471 | 3082.2965 | 3123.0902 | 2988.7878 | 2886.1777 | 2986.9335 | 2775.9425 | 2483.9756 | 2320.4601 | 2041.9349
P5 | [6 empty] | 3166.7949 | 2644.5136 | 1919.6043 | 2294.0652 | 2410.3725 | 2273.3573 | 2439.8949 | 2171.3202 | 2039.7802 | 2229.1532 | 2119.2816 | 1912.679 | 1850.9163 | 1510.37
P95 | [6 empty] | 6854.55 | 6030.8184 | 4808.927 | 4302.8072 | 4579.8605 | 4019.7832 | 3876.9613 | 3797.9812 | 3739.597 | 3544.7111 | 3625.3252 | 3060.2864 | 2871.9616 | 2591.0658
FUELCONSUMED - Fuel Consumed
MEAN | [6 empty] | 81617.7539 | 66857.3269 | 51339.2355 | 51631.0989 | 55062.9642 | 50446.7506 | 51114.4062 | 48916.3304 | 47236.9505 | 48885.9826 | 45432.7742 | 40654.2657 | 37978.0702 | 33419.5561
P5 | [6 empty] | 51829.7044 | 43281.7282 | 31417.4182 | 37546.0745 | 39449.6325 | 37207.157 | 39932.8134 | 35537.1555 | 33384.2909 | 36483.6864 | 34685.4598 | 31304.075 | 30293.2285 | 24719.6406
P95 | [6 empty] | 112185.7609 | 98704.066 | 78705.8434 | 70422.3767 | 74956.8005 | 65790.232 | 63452.721 | 62160.0859 | 61204.5334 | 58014.9119 | 59334.292 | 50086.52 | 47004.2818 | 42406.9696
FUELCOST - Fuel Cost
MEAN | [6 empty] | 152386.7785 | 128880.7183 | 104115.242 | 104428.2846 | 114449.7154 | 106996.2796 | 110114.7673 | 108876.5802 | 106827.513 | 112381.371 | 106623.5796 | 99912.3126 | 95183.9716 | 86816.4596
P5 | [6 empty] | 65902.4474 | 63090.4742 | 44732.6904 | 60163.8692 | 66993.0069 | 62467.1912 | 67667.1668 | 56701.3325 | 55623.5767 | 65171.3648 | 65725.9163 | 60303.6442 | 61476.2978 | 53043.9313
P95 | [6 empty] | 250664.7524 | 261397.5481 | 217391.8212 | 174851.065 | 192747.1838 | 169314.642 | 171106.6192 | 181997.4701 | 163409.5955 | 160867.3986 | 165463.1009 | 147400.6933 | 137558.2732 | 130418.4138
NETPOS - Net Position (MWh)
MEAN | [6 empty] | 9587.916 | 7848.5473 | 6022.5235 | 6052.5884 | 6450.4103 | 5904.6584 | 6038.8425 | 5775.0204 | 5572.2186 | 5762.7192 | 5351.8845 | 4785.6371 | 4467.4729 | 3928.4738
P5 | [6 empty] | 6088.7185 | 5081.1673 | 3685.76 | 4401.65 | 4620.7876 | 4355.28 | 4717.96 | 4195.65 | 3938.22 | 4300.8 | 4085.93 | 3685 | 3563.49 | 2905.8
P95 | [6 empty] | 13179.1399 | 11586.89 | 9230.69 | 8255.035 | 8780.04 | 7700.26 | 7494.3 | 7338.03 | 7220.07 | 6837.32 | 6988.73 | 5896 | 5529.265 | 4984.95
NETREVENUE - Net Revenue $
MEAN | [6 empty] | 67923.9244 | 56121.2187 | 42162.4746 | 49189.6495 | 49027.9759 | 47746.424 | 49820.7674 | 49513.8867 | 48375.7425 | 53162.8532 | 47900.5455 | 41579.8148 | 40979.8987 | 35334.2272
P5 | [6 empty] | 25345.2687 | 24533.8395 | 16723.279 | 26277.8614 | 23421.2761 | 22903.6056 | 23360.3604 | 24873.3127 | 24081.8774 | 28264.68 | 27547.7427 | 21787.7469 | 21675.7771 | 17135.638
P95 | [6 empty] | 115645.6778 | 104837.1912 | 81426.3115 | 80863.7141 | 92932.8643 | 71223.4797 | 75987.2359 | 76349.9711 | 81323.7164 | 81709.0646 | 81916.7095 | 65555.8282 | 61910.8177 | 56984.495
STARTS - Number Starts
MEAN | [6 empty] | 117.06 | 101.86 | 87.03 | 85.33 | 94.64 | 85.53 | 87.98 | 85.76 | 83.43 | 80.82 | 79.96 | 74.02 | 70.61 | 64.5
P5 | [6 empty] | 97.5 | 79 | 68.5 | 69 | 74 | 67.5 | 72.5 | 65.5 | 62 | 56.5 | 64.5 | 55.5 | 55 | 48
P95 | [6 empty] | 141 | 125 | 109.5 | 102 | 118.5 | 105 | 106 | 103 | 101 | 98.5 | 94.5 | 88 | 87 | 81
VOMCOSTS - VOM Costs
MEAN | [6 empty] | 6807.4204 | 5650.9541 | 4456.6674 | 4539.4413 | 4966.8159 | 4605.6336 | 4831.074 | 4735.5167 | 4624.9414 | 4898.3113 | 4656.1395 | 4211.3606 | 4020.7256 | 3614.1959
P5 | [6 empty] | 4322.9901 | 3658.4405 | 2727.4624 | 3301.2375 | 3558.0064 | 3397.1184 | 3774.368 | 3440.433 | 3268.7226 | 3655.68 | 3554.7591 | 3242.8 | 3207.141 | 2673.336
P95 | [6 empty] | 9357.1893 | 8342.5608 | 6830.7106 | 6191.2762 | 6760.6308 | 6006.2028 | 5995.44 | 6017.1846 | 5992.6581 | 5811.722 | 6080.1951 | 5188.48 | 4976.3385 | 4586.154
15598: New 2025JAN 18V50DF_NG_B #7
CAPACITYFACTOR - Net Generation Capacity Factor
MEAN | [6 empty] | 0.1555 | 0.12851 | 0.098565 | 0.09724 | 0.10522 | 0.097315 | 0.096583 | 0.093944 | 0.088702 | 0.091633 | 0.086429 | 0.076131 | 0.071096 | 0.063492
P5 | [6 empty] | 0.097657 | 0.084563 | 0.062077 | 0.070623 | 0.07798 | 0.071778 | 0.075642 | 0.067251 | 0.065076 | 0.068748 | 0.06697 | 0.059944 | 0.054877 | 0.04618
P95 | [6 empty] | 0.21588 | 0.18532 | 0.15152 | 0.13307 | 0.14361 | 0.12945 | 0.12139 | 0.11829 | 0.11473 | 0.10796 | 0.11376 | 0.094874 | 0.090151 | 0.079398
CO2EMISSIONS - CO2 Emissions
MEAN | [6 empty] | 4936.6086 | 4075.3164 | 3115.888 | 3113.347 | 3337.3636 | 3078.0617 | 3083.3702 | 2950.9798 | 2815.3131 | 2935.4514 | 2754.7711 | 2427.2509 | 2260.1634 | 2009.0526
P5 | [6 empty] | 3081.467 | 2679.2443 | 1953.7549 | 2272.423 | 2461.6385 | 2269.0353 | 2418.0712 | 2105.919 | 2079.0067 | 2211.738 | 2123.6333 | 1921.373 | 1737.9495 | 1458.2883
P95 | [6 empty] | 6845.6641 | 5866.0752 | 4791.2589 | 4263.8514 | 4532.6189 | 4108.9074 | 3860.7981 | 3719.1489 | 3641.7058 | 3496.1134 | 3638.0275 | 3034.2044 | 2863.2719 | 2521.6235
FUELCONSUMED - Fuel Consumed
MEAN | [6 empty] | 80795.5578 | 66699.1229 | 50996.5306 | 50954.9433 | 54621.336 | 50377.4412 | 50464.3237 | 48297.5424 | 46077.1369 | 48043.395 | 45086.2693 | 39725.8734 | 36991.218 | 32881.384
P5 | [6 empty] | 50433.1744 | 43850.1529 | 31976.348 | 37191.8662 | 40288.6823 | 37136.421 | 39575.6326 | 34466.7593 | 34026.2965 | 36198.6576 | 34756.6825 | 31446.3662 | 28444.346 | 23867.2392
P95 | [6 empty] | 112040.3282 | 96007.7782 | 78416.6764 | 69784.8019 | 74183.6148 | 67248.8931 | 63188.1853 | 60869.8668 | 59602.3865 | 57219.5316 | 59542.1856 | 49659.6462 | 46862.06 | 41270.4345
FUELCOST - Fuel Cost
MEAN | [6 empty] | 150807.1724 | 128329.1319 | 103463.3801 | 103116.4468 | 113771.1054 | 106808.9689 | 108684.7896 | 107660.6819 | 104166.9818 | 110531.128 | 105859.1083 | 97702.7816 | 92801.0613 | 85492.1027
P5 | [6 empty] | 63912.3357 | 64031.9088 | 45829.617 | 57667.535 | 66128.4694 | 60283.104 | 68000.1914 | 57376.7913 | 57581.6249 | 65096.9468 | 65820.7372 | 60905.9162 | 59068.6581 | 49959.0987
P95 | [6 empty] | 251227.1284 | 257355.6188 | 216546.5448 | 176122.5534 | 187691.4609 | 170456.3691 | 172076.2083 | 180766.1591 | 158398.2865 | 158870.7351 | 164370.2153 | 142076.3805 | 135154.6998 | 130504.9129
NETPOS - Net Position (MWh)
MEAN | [6 empty] | 9491.3254 | 7829.9671 | 5982.3225 | 5973.3502 | 6398.6404 | 5896.6524 | 5961.9821 | 5702.0081 | 5435.3829 | 5663.4226 | 5311.0964 | 4676.342 | 4351.3879 | 3865.215
P5 | [6 empty] | 5924.95 | 5147.94 | 3751.2048 | 4360.125 | 4719.855 | 4347 | 4675.76 | 4069.275 | 4013.955 | 4267.2 | 4094.32 | 3701.75 | 3346 | 2805.6
P95 | [6 empty] | 13161.1521 | 11270.35 | 9197.4753 | 8180.29 | 8688.65 | 7869.79 | 7465.11 | 7186.525 | 7030.66 | 6745.2 | 7014.04 | 5845.75 | 5512.535 | 4851.35
NETREVENUE - Net Revenue $
MEAN | [6 empty] | 67791.7926 | 55798.0681 | 42442.2528 | 49301.0024 | 49523.087 | 47838.251 | 50020.3083 | 49498.0639 | 48890.7731 | 53457.3444 | 48246.682 | 41839.4541 | 41312.8285 | 35808.2165
P5 | [6 empty] | 24770.5792 | 26756.5746 | 17456.834 | 27497.9784 | 23448.4662 | 22803.3942 | 23564.6767 | 26042.1345 | 24621.188 | 29127.7641 | 27799.0505 | 22390.267 | 22975.1861 | 17777.2126
P95 | [6 empty] | 117587.7097 | 101748.2119 | 84810.5005 | 81815.9594 | 90766.5738 | 71710.3566 | 74471.3475 | 80721.1592 | 81963.3731 | 81280.9203 | 81654.2865 | 65594.873 | 60782.1413 | 55901.4783
STARTS - Number Starts
MEAN | [6 empty] | 116.4 | 101.85 | 86.02 | 85.34 | 93.91 | 85.69 | 87.16 | 84.72 | 81.26 | 80.11 | 79.61 | 72.29 | 69.42 | 63.4
P5 | [6 empty] | 98 | 74.5 | 66 | 66.5 | 73.5 | 67 | 70.5 | 64.5 | 60 | 59 | 63.5 | 54.5 | 55 | 47.5
P95 | [6 empty] | 143.5 | 127.5 | 108 | 104.5 | 116.5 | 105.5 | 105 | 104 | 103 | 99 | 98 | 84.5 | 85.5 | 80
VOMCOSTS - VOM Costs
MEAN | [6 empty] | 6738.841 | 5637.5763 | 4426.9187 | 4480.0126 | 4926.9531 | 4599.3889 | 4769.5856 | 4675.6466 | 4511.3678 | 4813.9092 | 4620.6539 | 4115.181 | 3916.2491 | 3555.9978
P5 | [6 empty] | 4206.7145 | 3706.5168 | 2775.8915 | 3270.0938 | 3634.2883 | 3390.66 | 3740.608 | 3336.8055 | 3331.5826 | 3627.12 | 3562.0584 | 3257.54 | 3011.4 | 2581.152
P95 | [6 empty] | 9344.418 | 8114.652 | 6806.1317 | 6135.2175 | 6690.2605 | 6138.4362 | 5972.088 | 5892.9505 | 5835.4478 | 5733.42 | 6102.2148 | 5144.26 | 4961.2815 | 4463.242
15598: New 2025JAN 18V50DF_NG_B #8
CAPACITYFACTOR - Net Generation Capacity Factor
MEAN | [6 empty] | 0.15437 | 0.12719 | 0.098283 | 0.09687 | 0.1024 | 0.096954 | 0.096437 | 0.093456 | 0.086909 | 0.090087 | 0.085754 | 0.074732 | 0.069334 | 0.060894
P5 | [6 empty] | 0.095793 | 0.085795 | 0.061833 | 0.070951 | 0.075023 | 0.073797 | 0.075868 | 0.06589 | 0.064247 | 0.067401 | 0.067655 | 0.059311 | 0.052367 | 0.044195
P95 | [6 empty] | 0.2169 | 0.18429 | 0.14814 | 0.13519 | 0.13969 | 0.12473 | 0.11916 | 0.11649 | 0.1156 | 0.10857 | 0.11311 | 0.093902 | 0.086536 | 0.07935
CO2EMISSIONS - CO2 Emissions
MEAN | [6 empty] | 4906.7683 | 4037.4895 | 3104.2678 | 3100.3941 | 3247.6682 | 3066.2519 | 3080.8426 | 2939.7954 | 2759.9684 | 2884.3459 | 2730.3337 | 2383.3354 | 2202.9449 | 1926.4162
P5 | [6 empty] | 3033.7259 | 2711.9349 | 1958.3728 | 2302.722 | 2388.0922 | 2346.8308 | 2413.7064 | 2079.7585 | 2052.8557 | 2163.846 | 2149.7435 | 1895.291 | 1668.4316 | 1384.5059
P95 | [6 empty] | 6861.1808 | 5889.7442 | 4674.5763 | 4322.1087 | 4424.1154 | 3900.7544 | 3832.6046 | 3654.0986 | 3663.4983 | 3489.7591 | 3590.1588 | 2999.4284 | 2754.65 | 2508.6031
FUELCONSUMED - Fuel Consumed
MEAN | [6 empty] | 80307.1742 | 66080.0243 | 50806.3472 | 50742.9476 | 53153.3259 | 50184.1548 | 50422.9558 | 48114.4907 | 45171.3324 | 47206.9707 | 44686.312 | 39007.1268 | 36054.745 | 31528.9071
P5 | [6 empty] | 49651.8154 | 44385.1872 | 32051.9284 | 37687.7578 | 39084.9782 | 38409.6697 | 39504.1965 | 34038.6007 | 33598.2928 | 35414.8284 | 35184.0187 | 31019.4925 | 27306.5722 | 22659.6705
P95 | [6 empty] | 112294.2847 | 96395.1582 | 76506.9764 | 70738.2758 | 72407.7801 | 63842.1335 | 62726.7521 | 59805.2141 | 59959.0563 | 57115.5336 | 58758.7357 | 49090.4812 | 45084.2884 | 41057.3341
FUELCOST - Fuel Cost
MEAN | [6 empty] | 149965.4817 | 127295.6323 | 102993.4303 | 102860.4989 | 111009.029 | 106178.4068 | 108544.4689 | 107016.2599 | 102200.8709 | 108653.5617 | 104882.2835 | 96101.6094 | 90748.7851 | 82340.7682
P5 | [6 empty] | 63731.5381 | 63161.1255 | 45757.0872 | 59607.3628 | 62677.3048 | 62675.0811 | 66907.1613 | 58130.9817 | 56884.4848 | 60524.1261 | 63806.6735 | 60764.8653 | 57805.8908 | 47987.1152
P95 | [6 empty] | 252832.2885 | 258201.0751 | 211997.3292 | 175947.5307 | 188747.7623 | 166789.8312 | 168601.8151 | 178787.0556 | 162960.2229 | 156176.7702 | 168281.1919 | 146672.3901 | 132462.2529 | 128050.7966
NETPOS - Net Position (MWh)
MEAN | [6 empty] | 9434.0813 | 7757.2111 | 5959.9918 | 5948.5033 | 6226.7015 | 5874.0342 | 5957.0253 | 5680.4092 | 5328.5645 | 5564.8075 | 5264.0037 | 4591.7677 | 4241.2194 | 3706.231
P5 | [6 empty] | 5833.155 | 5210.345 | 3760.1594 | 4418.26 | 4578.84 | 4496.04 | 4667.32 | 4018.725 | 3963.465 | 4174.8 | 4144.66 | 3651.5 | 3212.16 | 2663.65
P95 | [6 empty] | 13191.4845 | 11316.235 | 8972.63 | 8292.475 | 8481.42 | 7472.63 | 7410.18 | 7060.005 | 7072.735 | 6732.53 | 6921.75 | 5778.75 | 5303.41 | 4826.3
NETREVENUE - Net Revenue $
MEAN | [6 empty] | 67985.0384 | 56268.6571 | 42143.1268 | 49612.5016 | 50109.3405 | 47817.8714 | 50097.4566 | 49836.1316 | 49662.2526 | 54041.9667 | 48367.2363 | 42208.537 | 41879.2726 | 36554.7892
P5 | [6 empty] | 26231.987 | 27837.8293 | 18098.2098 | 27004.0819 | 25992.7278 | 23451.0302 | 24190.2774 | 25049.3558 | 25337.0998 | 28786.9267 | 27878.3864 | 22454.0162 | 23825.8582 | 18195.6151
P95 | [6 empty] | 118282.215 | 103303.8151 | 83608.8947 | 82569.5621 | 93933.9714 | 75044.0927 | 77288.48 | 81373.204 | 85356.8964 | 83447.0562 | 82076.6881 | 65914.0988 | 62901.359 | 56294.7654
STARTS - Number Starts
MEAN | [6 empty] | 115.84 | 100.44 | 85.29 | 84.19 | 91 | 84.94 | 86.99 | 84.23 | 79.87 | 78.51 | 79.63 | 71.71 | 67.3 | 61.39
P5 | [6 empty] | 91 | 74.5 | 66.5 | 66 | 68 | 65.5 | 70.5 | 64 | 58.5 | 57.5 | 62 | 52 | 52.5 | 47.5
P95 | [6 empty] | 137 | 122.5 | 107.5 | 105.5 | 118 | 103.5 | 105.5 | 101.5 | 99.5 | 96.5 | 96 | 86 | 84 | 78
VOMCOSTS - VOM Costs
MEAN | [6 empty] | 6698.1977 | 5585.192 | 4410.394 | 4461.3775 | 4794.5602 | 4581.7467 | 4765.6202 | 4657.9355 | 4422.7086 | 4730.0863 | 4579.6832 | 4040.7556 | 3817.0975 | 3409.7325
P5 | [6 empty] | 4141.54 | 3751.4484 | 2782.518 | 3313.695 | 3525.7068 | 3506.9112 | 3733.856 | 3295.3545 | 3289.6759 | 3548.58 | 3605.8542 | 3213.32 | 2890.944 | 2450.558
P95 | [6 empty] | 9365.954 | 8147.6892 | 6639.7462 | 6219.3562 | 6530.6934 | 5828.6514 | 5928.144 | 5789.2041 | 5870.3701 | 5722.6505 | 6021.9225 | 5085.3 | 4773.069 | 4440.196
15598: New 2025JAN 18V50DF_NG_B #9
CAPACITYFACTOR - Net Generation Capacity Factor
MEAN | [6 empty] | 0.15562 | 0.128 | 0.098191 | 0.097163 | 0.10326 | 0.09713 | 0.09688 | 0.093623 | 0.088075 | 0.091085 | 0.086099 | 0.075277 | 0.06986 | 0.06195
P5 | [6 empty] | 0.09824 | 0.084139 | 0.061342 | 0.070451 | 0.07733 | 0.071886 | 0.07481 | 0.069565 | 0.064799 | 0.064696 | 0.065921 | 0.060078 | 0.052704 | 0.045013
P95 | [6 empty] | 0.2108 | 0.18446 | 0.14902 | 0.13614 | 0.1412 | 0.1233 | 0.118 | 0.1216 | 0.11451 | 0.10869 | 0.11504 | 0.094415 | 0.088897 | 0.077637
CO2EMISSIONS - CO2 Emissions
MEAN | [6 empty] | 4942.0623 | 4062.0342 | 3103.1826 | 3114.6291 | 3273.356 | 3073.3526 | 3094.6525 | 2945.3799 | 2797.0148 | 2915.1158 | 2744.1139 | 2397.4305 | 2220.5781 | 1961.1843
P5 | [6 empty] | 3124.8679 | 2685.7316 | 1922.4735 | 2294.0652 | 2435.681 | 2277.6793 | 2391.8827 | 2180.0404 | 2070.2897 | 2076.7697 | 2110.5782 | 1912.679 | 1681.4662 | 1427.9073
P95 | [6 empty] | 6709.6907 | 5863.5154 | 4683.9688 | 4371.7091 | 4437.509 | 3914.4186 | 3782.5872 | 3811.4124 | 3683.2868 | 3483.0519 | 3677.1929 | 2990.7344 | 2824.168 | 2460.8615
FUELCONSUMED - Fuel Consumed
MEAN | [6 empty] | 80884.8169 | 66481.7379 | 50788.5852 | 50975.9261 | 53573.7485 | 50300.3696 | 50648.9768 | 48205.8904 | 45777.6556 | 47710.5688 | 44911.8475 | 39237.8144 | 36343.3409 | 32097.9426
P5 | [6 empty] | 51143.5008 | 43956.3266 | 31464.3773 | 37546.0745 | 39863.8456 | 37277.8931 | 39147.0157 | 35679.875 | 33883.6286 | 33989.6844 | 34543.0143 | 31304.075 | 27519.9048 | 23370.005
P95 | [6 empty] | 109814.9044 | 95965.8827 | 76660.7003 | 71550.0665 | 72626.9889 | 64065.7713 | 61908.1381 | 62379.9087 | 60282.9261 | 57005.76 | 60183.1899 | 48948.19 | 46222.0623 | 40275.9662
FUELCOST - Fuel Cost
MEAN | [6 empty] | 150886.9484 | 127966.8312 | 102955.06 | 103242.6867 | 111774.7467 | 106416.9472 | 109055.313 | 107430.0833 | 103705.1173 | 109876.3149 | 105349.6241 | 96500.3332 | 91345.5418 | 83628.0655
P5 | [6 empty] | 65245.3031 | 64549.4612 | 45825.2465 | 58811.8818 | 62201.8145 | 63183.3695 | 68270.7084 | 58834.554 | 57322.0913 | 62804.6991 | 65568.6365 | 60729.4393 | 58256.665 | 46913.6821
P95 | [6 empty] | 248797.1125 | 256845.055 | 212502.8131 | 179680.538 | 189896.9486 | 162973.5537 | 164965.3487 | 178220.367 | 163554.0211 | 161516.6235 | 167562.4121 | 143278.1913 | 129279.2209 | 126752.1868
NETPOS - Net Position (MWh)
MEAN | [6 empty] | 9501.737 | 7804.4453 | 5957.9918 | 5975.8069 | 6275.9534 | 5887.6762 | 5983.8223 | 5691.1297 | 5400.0006 | 5624.0893 | 5290.5606 | 4618.8895 | 4275.1842 | 3773.1131
P5 | [6 empty] | 6008.4 | 5159.9684 | 3691.0213 | 4401.65 | 4670.085 | 4363.56 | 4625.12 | 4212.5 | 3997.125 | 4006.8 | 4069.15 | 3685 | 3237.255 | 2747.15
P95 | [6 empty] | 12901.1468 | 11265.7998 | 8989.9682 | 8388.05 | 8507.2021 | 7497.19 | 7313.05 | 7363.16 | 7110.53 | 6720 | 7089.55 | 5762 | 5437.25 | 4734.45
NETREVENUE - Net Revenue $
MEAN | [6 empty] | 67684.8324 | 56245.3672 | 42536.2344 | 49296.161 | 49942.1305 | 47620.9909 | 50102.0743 | 49816.7613 | 49529.2555 | 53604.4343 | 48387.2598 | 41824.2009 | 41787.0153 | 36106.7904
P5 | [6 empty] | 24291.5698 | 27458.5417 | 17843.3504 | 27365.3159 | 23373.1694 | 22799.3054 | 23131.413 | 24455.3652 | 23728.6016 | 28122.8035 | 27908.771 | 21884.8432 | 22926.7661 | 17454.5185
P95 | [6 empty] | 119460.8348 | 103499.5852 | 83172.6807 | 82602.1241 | 92992.7864 | 75745.9142 | 77453.9036 | 78819.2044 | 84757.9002 | 82416.9332 | 83836.0355 | 65071.5445 | 62725.9082 | 55841.8848
STARTS - Number Starts
MEAN | [6 empty] | 117.25 | 101.18 | 85.84 | 85.11 | 91.69 | 85.89 | 87.31 | 84.61 | 80.48 | 79.51 | 78.88 | 71.92 | 67.63 | 62.69
P5 | [6 empty] | 98 | 73 | 65 | 68 | 71.5 | 66 | 70 | 65.5 | 60.5 | 57 | 60.5 | 52.5 | 53 | 47.5
P95 | [6 empty] | 138.5 | 124.5 | 108.5 | 105.5 | 114 | 104.5 | 106 | 103 | 101.5 | 95.5 | 98 | 86 | 84.5 | 79.5
VOMCOSTS - VOM Costs
MEAN | [6 empty] | 6746.2332 | 5619.2006 | 4408.9139 | 4481.8552 | 4832.4841 | 4592.3874 | 4787.0578 | 4666.7264 | 4482.0005 | 4780.4759 | 4602.7877 | 4064.6228 | 3847.6658 | 3471.2641
P5 | [6 empty] | 4265.964 | 3715.1772 | 2731.3558 | 3301.2375 | 3595.9655 | 3403.5768 | 3700.096 | 3454.25 | 3317.6137 | 3405.78 | 3540.1605 | 3242.8 | 2913.5295 | 2527.378
P95 | [6 empty] | 9159.8142 | 8111.3759 | 6652.5764 | 6291.0375 | 6550.5456 | 5847.8082 | 5850.44 | 6037.7912 | 5901.7399 | 5712 | 6167.9085 | 5070.56 | 4893.525 | 4355.694
15598: New 2025JAN J920_A #1
CAPACITYFACTOR - Net Generation Capacity Factor
MEAN | [6 empty] | 0.34033 | 0.29058 | 0.24772 | 0.2344 | 0.24518 | 0.2128 | 0.23095 | 0.22027 | 0.20328 | 0.20081 | 0.19914 | 0.17849 | 0.16074 | 0.14983
P5 | [6 empty] | 0.29009 | 0.25423 | 0.21434 | 0.20788 | 0.21713 | 0.17915 | 0.20413 | 0.18995 | 0.17785 | 0.17367 | 0.17651 | 0.1538 | 0.13878 | 0.12728
P95 | [6 empty] | 0.38426 | 0.3359 | 0.30015 | 0.27224 | 0.27508 | 0.25087 | 0.26055 | 0.2584 | 0.23652 | 0.23032 | 0.22413 | 0.20671 | 0.18855 | 0.17171
CO2EMISSIONS - CO2 Emissions
MEAN | [6 empty] | 5438.9662 | 4630.6526 | 3931.2583 | 3773.9222 | 3896.354 | 3382.3311 | 3706.1416 | 3480.4381 | 3248.2302 | 3228.2184 | 3185.5523 | 2862.2618 | 2573.2621 | 2385.2421
P5 | [6 empty] | 4652.4424 | 4018.5201 | 3401.564 | 3351.6885 | 3466.3489 | 2874.9664 | 3276.4946 | 3005.1341 | 2827.2575 | 2790.7186 | 2822.8432 | 2470.8513 | 2204.1111 | 2022.5564
P95 | [6 empty] | 6178.6657 | 5349.5164 | 4799.2463 | 4399.0596 | 4409.3351 | 3980.9716 | 4209.3804 | 4117.2105 | 3785.1725 | 3710.0135 | 3601.0475 | 3317.3891 | 3009.1287 | 2747.8768
FUELCONSUMED - Fuel Consumed
MEAN | [6 empty] | 92185.8679 | 78485.6372 | 66631.4971 | 63964.7832 | 66039.898 | 57327.6454 | 62815.9586 | 58990.4766 | 55054.7493 | 54715.5668 | 53992.4113 | 48512.9116 | 43614.6116 | 40427.8323
P5 | [6 empty] | 78854.9566 | 68110.5094 | 57653.6266 | 56808.2804 | 58751.6756 | 48728.2442 | 55533.8068 | 50934.477 | 47919.6179 | 47300.3158 | 47844.7994 | 41878.8364 | 37357.8156 | 34280.6165
P95 | [6 empty] | 104723.1478 | 90669.7691 | 81343.1568 | 74560.3314 | 74734.4934 | 67474.0953 | 71345.4303 | 69783.2284 | 64155.4656 | 62881.5846 | 61034.703 | 56226.9347 | 51002.1806 | 46574.1827
FUELCOST - Fuel Cost
MEAN | [6 empty] | 162936.7403 | 143909.0229 | 127592.6221 | 124317.5982 | 133438.4261 | 119231.0392 | 132535.5637 | 128162.7335 | 122082.4422 | 123753.5347 | 124141.1449 | 117219.5445 | 107922.7518 | 103697.282
P5 | [6 empty] | 98061.8944 | 99783.8407 | 84860.6808 | 90613.0948 | 95307.7292 | 82366.0502 | 97653.5174 | 85527.5244 | 83101.7999 | 84268.1517 | 87603.9634 | 82941.3809 | 81252.9146 | 74221.1281
P95 | [6 empty] | 227965.7873 | 224363.7077 | 218207.6785 | 179230.1556 | 196127.0067 | 173332.0062 | 185369.0556 | 197651.0758 | 173820.032 | 171875.0637 | 168716.1767 | 163398.522 | 147045.4513 | 143616.1858
NETPOS - Net Position (MWh)
MEAN | [6 empty] | 11307.3246 | 9619.2961 | 8160.3713 | 7828.0574 | 8075.8395 | 7005.6129 | 7747.6247 | 7270.8961 | 6780.5001 | 6733.4647 | 6638.1684 | 5961.8577 | 5356.5227 | 4960.5141
P5 | [6 empty] | 9674.6497 | 8349.2968 | 7063.0203 | 6953.7412 | 7187.3866 | 5955.9544 | 6851.5079 | 6279.3568 | 5903.4625 | 5822.8437 | 5878.72 | 5142.695 | 4587.88 | 4205.87
P95 | [6 empty] | 12847.2306 | 11099.7761 | 9949.9594 | 9120.1783 | 9129.4715 | 8244.9131 | 8792.4671 | 8597.0679 | 7899.3266 | 7728.6637 | 7505.1892 | 6908.415 | 6261.1268 | 5715.7344
NETREVENUE - Net Revenue $
MEAN | [6 empty] | 25411.7621 | 18475.6374 | 9681.0754 | 14625.0623 | 14113.5188 | 18915.9601 | 14189.0407 | 16356.9886 | 17596.9286 | 20279.4674 | 16817.3404 | 14763.2107 | 16702.4986 | 12769.5571
P5 | [6 empty] | -7534.5242 | -5656.5597 | -13351.3763 | -4655.3265 | -7239.0176 | 1974.0042 | -3518.9537 | -2190.1748 | 1008.3006 | 2013.5238 | 70.8054 | -420.9641 | 4819.0358 | -194.9073
P95 | [6 empty] | 59991.2619 | 54759.6119 | 40281.7922 | 41160.2001 | 40520.0894 | 36404.2335 | 35040.7015 | 34426.694 | 41704.6333 | 38286.446 | 40721.2704 | 30716.1776 | 29430.9814 | 25052.3611
STARTS - Number Starts
MEAN | [6 empty] | 187.6 | 181.1 | 169.62 | 164.65 | 171.22 | 144.38 | 167.93 | 160.96 | 157.57 | 150.44 | 150.64 | 138.56 | 133.59 | 126.94
P5 | [6 empty] | 160 | 159.5 | 140.5 | 142 | 149.5 | 125.5 | 144.5 | 134.5 | 135 | 130 | 125 | 119 | 111 | 100
P95 | [6 empty] | 220.5 | 207 | 191.5 | 190.5 | 189.5 | 164 | 190 | 184 | 180 | 174.5 | 178 | 158.5 | 155 | 151.5
VOMCOSTS - VOM Costs
MEAN | [6 empty] | 6332.1018 | 5482.9988 | 4733.0154 | 4618.5539 | 4845.5037 | 4343.48 | 4881.0036 | 4653.3735 | 4407.3251 | 4511.4213 | 4513.9545 | 4113.6818 | 3803.1311 | 3571.5701
P5 | [6 empty] | 5417.8038 | 4759.0992 | 4096.5518 | 4102.7073 | 4312.4319 | 3692.6917 | 4316.45 | 4018.7884 | 3837.2506 | 3901.3053 | 3997.5296 | 3548.4596 | 3257.3948 | 3028.2264
P95 | [6 empty] | 7194.4492 | 6326.8724 | 5770.9764 | 5380.9052 | 5477.6829 | 5111.8461 | 5539.2543 | 5502.1235 | 5134.5623 | 5178.2047 | 5103.5287 | 4766.8063 | 4445.4 | 4115.3288
15598: New 2026JAN 18V50DF_NG_B #1
CAPACITYFACTOR - Net Generation Capacity Factor
MEAN | [7 empty] | 0.12624 | 0.09745 | 0.096133 | 0.10078 | 0.095598 | 0.094722 | 0.094176 | 0.088496 | 0.09101 | 0.085329 | 0.075785 | 0.069754 | 0.061352
P5 | [7 empty] | 0.082611 | 0.061352 | 0.070531 | 0.070328 | 0.071293 | 0.072309 | 0.065946 | 0.063936 | 0.066987 | 0.066292 | 0.05976 | 0.0537 | 0.044965
P95 | [7 empty] | 0.19179 | 0.15387 | 0.13322 | 0.13844 | 0.12905 | 0.11754 | 0.11836 | 0.11686 | 0.10917 | 0.11468 | 0.092797 | 0.087108 | 0.077376
CO2EMISSIONS - CO2 Emissions
MEAN | [7 empty] | 4007.6818 | 3076.4135 | 3085.8566 | 3190.2586 | 3019.8057 | 3025.3748 | 2962.7977 | 2812.7143 | 2913.8897 | 2714.8476 | 2415.199 | 2216.421 | 1941.2595
P5 | [7 empty] | 2600.2769 | 1945.6034 | 2259.4378 | 2232.347 | 2260.3914 | 2304.5877 | 2053.598 | 2039.7802 | 2146.4308 | 2093.1713 | 1895.291 | 1703.1905 | 1414.8869
P95 | [7 empty] | 6078.4265 | 4850.246 | 4299.0214 | 4375.4216 | 4051.3136 | 3714.4017 | 3721.8553 | 3717.8045 | 3502.8205 | 3655.4344 | 2951.6114 | 2776.3744 | 2447.8411
FUELCONSUMED - Fuel Consumed
MEAN | [7 empty] | 65592.1733 | 50350.467 | 50505.0187 | 52213.7254 | 49423.9892 | 49515.1354 | 48490.9609 | 46034.604 | 47690.5026 | 44432.8575 | 39528.6256 | 36275.303 | 31771.8415
P5 | [7 empty] | 42557.7238 | 31842.9363 | 36979.3413 | 36535.9579 | 36994.9489 | 37718.2925 | 33610.4423 | 33384.2909 | 35129.7996 | 34258.1235 | 31019.4925 | 27875.4591 | 23156.9047
P95 | [7 empty] | 99483.2484 | 79382.095 | 70360.4149 | 71610.8288 | 66306.2776 | 60792.1722 | 60914.162 | 60847.8636 | 57329.3052 | 59827.0764 | 48307.8794 | 45439.8427 | 40062.8658
FUELCOST - Fuel Cost
MEAN | [7 empty] | 126426.8438 | 102216.7571 | 102472.356 | 109096.7072 | 105005.3409 | 106917.0615 | 108005.9063 | 104174.1491 | 109918.2729 | 104308.1114 | 96961.1655 | 91169.9584 | 82882.1336
P5 | [7 empty] | 62175.8823 | 46018.5775 | 59425.2962 | 58332.9162 | 63364.2033 | 65690.3683 | 54779.8381 | 57918.4256 | 60959.025 | 64107.9577 | 61845.4222 | 58965.0018 | 46216.1202
P95 | [7 empty] | 257134.3654 | 218788.7339 | 175929.2639 | 189197.5378 | 168720.2097 | 161881.9141 | 181710.3319 | 169962.9056 | 156357.2134 | 165006.9699 | 142258.5137 | 130916.6781 | 127142.7997
NETPOS - Net Position (MWh)
MEAN | [7 empty] | 7700.1035 | 5906.5034 | 5920.6468 | 6116.6727 | 5785.0632 | 5849.8512 | 5724.8356 | 5430.333 | 5621.7768 | 5234.1475 | 4653.1473 | 4267.148 | 3734.788
P5 | [7 empty] | 4996.0468 | 3735.68 | 4335.21 | 4280.22 | 4330.44 | 4456.32 | 3968.175 | 3938.22 | 4141.2 | 4035.59 | 3651.5 | 3279.08 | 2722.1
P95 | [7 empty] | 11678.3246 | 9309.52 | 8247.8587 | 8387.8447 | 7759.1085 | 7182.44 | 7190.52 | 7177.995 | 6757.73 | 7047.6 | 5686.625 | 5345.235 | 4709.4
NETREVENUE - Net Revenue $
MEAN | [7 empty] | 56599.5799 | 42599.7312 | 50054.5658 | 50891.2978 | 48315.6912 | 50452.2023 | 49987.5939 | 49352.9681 | 53635.3895 | 48317.8117 | 41584.0038 | 41693.1831 | 36672.8104
P5 | [7 empty] | 27460.6379 | 17429.1143 | 27105.061 | 25974.3721 | 23426.8687 | 25641.1706 | 25290.9058 | 25197.609 | 28438.6783 | 26768.4807 | 21063.5544 | 23120.1652 | 18644.728
P95 | [7 empty] | 103366.1598 | 83610.8821 | 82344.589 | 92713.1568 | 73963.3397 | 76770.477 | 80075.3202 | 83292.1583 | 82872.7083 | 83655.2568 | 67349.4788 | 62437.628 | 56516.847
STARTS - Number Starts
MEAN | [7 empty] | 99.43 | 84.76 | 83.31 | 89.3 | 84.81 | 85.44 | 84.46 | 81.56 | 79.01 | 78.94 | 72.79 | 67.89 | 61.49
P5 | [7 empty] | 75 | 61.5 | 66 | 66.5 | 64 | 68 | 64 | 63.5 | 56 | 62.5 | 56.5 | 54 | 45.5
P95 | [7 empty] | 122 | 107 | 102 | 114 | 104.5 | 105.5 | 102.5 | 105 | 97.5 | 96 | 88.5 | 86.5 | 77.5
VOMCOSTS - VOM Costs
MEAN | [7 empty] | 5544.0745 | 4370.8125 | 4440.4851 | 4709.838 | 4512.3493 | 4679.881 | 4694.3652 | 4507.1764 | 4778.5102 | 4553.7083 | 4094.7696 | 3840.4332 | 3436.005
P5 | [7 empty] | 3597.1537 | 2764.4032 | 3251.4075 | 3295.7694 | 3377.7432 | 3565.056 | 3253.9035 | 3268.7226 | 3520.02 | 3510.9633 | 3213.32 | 2951.172 | 2504.332
P95 | [7 empty] | 8408.3937 | 6889.0448 | 6185.894 | 6458.6404 | 6052.1046 | 5745.952 | 5896.2264 | 5957.7359 | 5744.0705 | 6131.412 | 5004.23 | 4810.7115 | 4332.648
15598: New 2026JAN 18V50DF_NG_B #2
CAPACITYFACTOR - Net Generation Capacity Factor
MEAN | [7 empty] | 0.12577 | 0.09618 | 0.095396 | 0.099591 | 0.095126 | 0.093955 | 0.093014 | 0.087431 | 0.090125 | 0.085089 | 0.075758 | 0.070182 | 0.061551
P5 | [7 empty] | 0.080951 | 0.059286 | 0.069045 | 0.069611 | 0.070329 | 0.070929 | 0.063503 | 0.061853 | 0.065408 | 0.065563 | 0.058471 | 0.052953 | 0.046216
P95 | [7 empty] | 0.18517 | 0.1491 | 0.13414 | 0.13729 | 0.12441 | 0.1212 | 0.11927 | 0.11294 | 0.10655 | 0.11364 | 0.093268 | 0.087796 | 0.077988
CO2EMISSIONS - CO2 Emissions
MEAN | [7 empty] | 3992.4396 | 3036.24 | 3051.3727 | 3153.0761 | 3011.4702 | 2998.2325 | 2925.3458 | 2776.3732 | 2887.5069 | 2710.9868 | 2416.3292 | 2234.3549 | 1946.7281
P5 | [7 empty] | 2566.5253 | 1858.9396 | 2203.1682 | 2202.0633 | 2217.1717 | 2252.2107 | 1983.8367 | 1970.0441 | 2102.8926 | 2067.0611 | 1860.515 | 1690.1559 | 1462.6285
P95 | [7 empty] | 5900.758 | 4678.9094 | 4274.496 | 4359.5687 | 3938.3641 | 3829.3036 | 3763.1006 | 3604.4833 | 3422.0985 | 3620.6207 | 2986.3874 | 2806.7885 | 2469.5418
FUELCONSUMED - Fuel Consumed
MEAN | [7 empty] | 65342.71 | 49692.9622 | 49940.6328 | 51605.1728 | 49287.5648 | 49070.9089 | 47878.0002 | 45439.8226 | 47258.705 | 44369.6694 | 39547.1234 | 36568.8195 | 31861.3437
P5 | [7 empty] | 42005.3245 | 30424.5427 | 36058.3999 | 36040.3151 | 36287.5885 | 36861.0586 | 32468.6862 | 32242.9477 | 34417.2276 | 33830.7873 | 30450.3275 | 27662.1265 | 23938.2726
P95 | [7 empty] | 96575.4177 | 76577.896 | 69959.0177 | 71351.37 | 64457.677 | 62672.7269 | 61589.2079 | 58993.1808 | 56008.1592 | 59257.2947 | 48877.0444 | 45937.6188 | 40418.033
FUELCOST - Fuel Cost
MEAN | [7 empty] | 125993.5935 | 100847.1049 | 101105.0383 | 107862.1272 | 104823.8306 | 106188.1689 | 106803.9211 | 103103.3844 | 108773.1793 | 104193.3425 | 97223.6596 | 91858.4131 | 82980.493
P5 | [7 empty] | 61346.7124 | 45239.4131 | 58118.1666 | 58325.9034 | 58529.6475 | 63315.4038 | 55021.9673 | 53587.0665 | 61741.1676 | 62312.8877 | 60621.2911 | 57658.7372 | 47274.8546
P95 | [7 empty] | 254521.7882 | 210844.0229 | 172852.4024 | 185416.5656 | 165992.4118 | 172059.5572 | 176614.6026 | 160190.2426 | 156795.4543 | 166920.4389 | 142258.0076 | 135881.5181 | 126998.7295
NETPOS - Net Position (MWh)
MEAN | [7 empty] | 7670.7866 | 5829.4826 | 5854.5147 | 6045.2424 | 5768.9128 | 5797.2972 | 5652.5105 | 5360.1518 | 5570.839 | 5226.7169 | 4655.3248 | 4301.6998 | 3745.309
P5 | [7 empty] | 4931.36 | 3569.28 | 4227.245 | 4222.155 | 4247.64 | 4355.04 | 3833.375 | 3803.58 | 4057.2 | 3985.25 | 3584.5 | 3253.985 | 2813.95
P95 | [7 empty] | 11336.99 | 8980.95 | 8201.12 | 8356.85 | 7542.66 | 7401.32 | 7270.63 | 6959.205 | 6602.4 | 6980.48 | 5753.625 | 5403.79 | 4751.15
NETREVENUE - Net Revenue $
MEAN | [7 empty] | 56947.2039 | 43114.9651 | 49991.4386 | 50840.3074 | 48648.836 | 50940.7753 | 50418.8577 | 49613.8673 | 53980.2776 | 48519.5844 | 42288.7707 | 41595.0712 | 36282.1061
P5 | [7 empty] | 28045.2185 | 18836.2281 | 27309.0415 | 25605.1421 | 24755.0924 | 26084.8125 | 26397.6469 | 26395.9568 | 30106.1434 | 26853.2255 | 22632.648 | 22605.9776 | 18274.8783
P95 | [7 empty] | 104711.6482 | 86424.3226 | 83439.3739 | 96199.7747 | 72414.903 | 76012.8695 | 80416.0179 | 80710.7918 | 81898.5203 | 84547.8944 | 66887.3034 | 62304.5492 | 56838.5972
STARTS - Number Starts
MEAN | [7 empty] | 99.45 | 84.44 | 83.11 | 89.13 | 83.24 | 84.91 | 84.02 | 80.38 | 79.01 | 78.28 | 72.48 | 68.13 | 62.03
P5 | [7 empty] | 69 | 65 | 65.5 | 67 | 65.5 | 68.5 | 62.5 | 61 | 57.5 | 63.5 | 54 | 54 | 48
P95 | [7 empty] | 123 | 106 | 102 | 116.5 | 103.5 | 105.5 | 103.5 | 102.5 | 98.5 | 94 | 86 | 84.5 | 80
VOMCOSTS - VOM Costs
MEAN | [7 empty] | 5522.9663 | 4313.8171 | 4390.886 | 4654.8367 | 4499.752 | 4637.8377 | 4635.0586 | 4448.926 | 4735.2132 | 4547.2437 | 4096.6858 | 3871.5298 | 3445.6843
P5 | [7 empty] | 3550.5792 | 2641.2672 | 3170.4338 | 3251.0593 | 3313.1592 | 3484.032 | 3143.3675 | 3156.9714 | 3448.62 | 3467.1675 | 3154.36 | 2928.5865 | 2588.834
P95 | [7 empty] | 8162.6328 | 6645.903 | 6150.84 | 6434.7745 | 5883.2748 | 5921.056 | 5961.9166 | 5776.1402 | 5612.04 | 6073.0176 | 5063.19 | 4863.411 | 4371.058
15598: New 2026JAN J920_B #1
CAPACITYFACTOR - Net Generation Capacity Factor
MEAN | [7 empty] | 0.31104 | 0.27892 | 0.262 | 0.27104 | 0.30849 | 0.24795 | 0.23476 | 0.21904 | 0.21367 | 0.21294 | 0.19293 | 0.16889 | 0.1558
P5 | [7 empty] | 0.26989 | 0.24529 | 0.22917 | 0.24407 | 0.27947 | 0.21953 | 0.2009 | 0.1901 | 0.18121 | 0.1895 | 0.16872 | 0.1406 | 0.13478
P95 | [7 empty] | 0.35194 | 0.32776 | 0.29489 | 0.30035 | 0.33989 | 0.28904 | 0.26992 | 0.25127 | 0.23988 | 0.23356 | 0.21735 | 0.1933 | 0.18169
CO2EMISSIONS - CO2 Emissions
MEAN | [7 empty] | 4958.335 | 4427.0544 | 4217.7752 | 4307.2887 | 4909.2412 | 3981.2126 | 3715.8566 | 3495.6974 | 3438.8796 | 3403.7178 | 3092.2035 | 2700.6768 | 2476.7379
P5 | [7 empty] | 4287.0484 | 3880.6627 | 3652.3922 | 3870.8799 | 4443.3115 | 3504.8941 | 3199.7793 | 3029.9456 | 2900.4285 | 3009.8406 | 2690.6257 | 2255.1523 | 2137.6863
P95 | [7 empty] | 5606.0281 | 5241.1935 | 4767.9212 | 4778.9745 | 5470.9189 | 4625.9343 | 4284.18 | 4024.1261 | 3862.8299 | 3736.6785 | 3490.2089 | 3097.4871 | 2883.9261
FUELCONSUMED - Fuel Consumed
MEAN | [7 empty] | 84039.576 | 75034.8203 | 71487.7161 | 73004.894 | 83207.4786 | 67478.1801 | 62980.6196 | 59249.1078 | 58286.0956 | 57690.132 | 52410.2284 | 45774.1827 | 41978.6078
P5 | [7 empty] | 72661.8368 | 65773.9446 | 61904.9517 | 65608.1339 | 75310.3648 | 59404.9853 | 54233.5482 | 51355.0105 | 49159.8049 | 51014.2477 | 45603.8255 | 38222.9212 | 36231.9714
P95 | [7 empty] | 95017.4254 | 88833.7884 | 80812.2239 | 80999.5675 | 92727.4386 | 78405.6661 | 72613.221 | 68205.5276 | 65471.6929 | 63333.5341 | 59156.0823 | 52499.781 | 48880.1027
FUELCOST - Fuel Cost
MEAN | [7 empty] | 153845.8574 | 142701.5079 | 138381.5462 | 147045.8285 | 169168.1251 | 142049.0285 | 136402.7724 | 130990.3601 | 131780.2589 | 132596.0518 | 125888.285 | 113016.7504 | 107707.2086
P5 | [7 empty] | 105127.3502 | 98346.0297 | 105225.4344 | 108580.3216 | 132890.09 | 105577.7505 | 90509.6065 | 92160.3142 | 88703.6404 | 94074.5198 | 91345.7726 | 86066.6153 | 76498.3071
P95 | [7 empty] | 232932.5221 | 230640.8977 | 192978.5061 | 211281.7068 | 223911.3789 | 196931.0968 | 207459.5485 | 178640.4972 | 174348.367 | 173072.4569 | 163675.4958 | 153944.4222 | 143717.8261
NETPOS - Net Position (MWh)
MEAN | [7 empty] | 10299.5583 | 9189.4554 | 8748.6549 | 8927.5482 | 10167.9191 | 8322.1215 | 7762.4071 | 7296.714 | 7172.7791 | 7094.8863 | 6440.9661 | 5621.7991 | 5151.0116
P5 | [7 empty] | 8906.5202 | 8056.1738 | 7577.3179 | 8025.355 | 9203.6509 | 7326.8309 | 6683.83 | 6326.0368 | 6050.409 | 6274.56 | 5606.2099 | 4694.815 | 4446.73
P95 | [7 empty] | 11632.4187 | 10870.9777 | 9885.0238 | 9904.13 | 11334.9716 | 9659.2665 | 8940.7415 | 8399.8298 | 8059.38 | 7790.48 | 7270.5 | 6434.4237 | 5999.41
NETREVENUE - Net Revenue $
MEAN | [7 empty] | 16145.1723 | 3756.6104 | 8905.5036 | 8982.1922 | -6727.1093 | 10736.4316 | 13448.9406 | 14107.3834 | 17122.9031 | 13902.8807 | 11175.9946 | 14602.305 | 11327.0439
P5 | [7 empty] | -10045.7635 | -20784.7415 | -12556.8976 | -12679.1798 | -30739.5195 | -10170.1091 | -9581.9589 | -5343.3407 | -1562.8825 | -2863.8854 | -4472.2826 | 1437.1084 | -1157.8395
P95 | [7 empty] | 52233.283 | 37360.3575 | 36714.311 | 37358.8513 | 14740.8512 | 30961.6647 | 34940.5336 | 39504.8298 | 37263.9059 | 39471.9688 | 27736.5454 | 30298.6207 | 23387.1495
STARTS - Number Starts
MEAN | [7 empty] | 118.4 | 106.95 | 107.15 | 110.74 | 157.6 | 112.58 | 112.13 | 111.24 | 107.3 | 113.11 | 105.97 | 100.13 | 95.65
P5 | [7 empty] | 98.5 | 88 | 91 | 90 | 129 | 95.5 | 93.5 | 93.5 | 89 | 93.5 | 85 | 82.5 | 73.5
P95 | [7 empty] | 137.5 | 124.5 | 127.5 | 129 | 182.5 | 133 | 129.5 | 131 | 124.5 | 133.5 | 125 | 116 | 114.5
VOMCOSTS - VOM Costs
MEAN | [7 empty] | 5870.7482 | 5329.8841 | 5161.7064 | 5356.5289 | 6202.4307 | 5242.9365 | 4967.9405 | 4742.8641 | 4805.762 | 4824.5227 | 4444.2666 | 3991.4774 | 3708.7284
P5 | [7 empty] | 5076.7165 | 4672.5808 | 4470.6175 | 4815.213 | 5614.2271 | 4615.9035 | 4277.6512 | 4111.9239 | 4053.7741 | 4266.7008 | 3868.2848 | 3333.3187 | 3201.6456
P95 | [7 empty] | 6630.4787 | 6305.1671 | 5832.164 | 5942.478 | 6914.3327 | 6085.3379 | 5722.0746 | 5459.8894 | 5399.7846 | 5297.5264 | 5016.645 | 4568.4408 | 4319.5752
15598: New 2028JAN 18V50DF_NG_B #1
CAPACITYFACTOR - Net Generation Capacity Factor
MEAN | [9 empty] | 0.094987 | 0.09922 | 0.093931 | 0.092067 | 0.091189 | 0.086466 | 0.089698 | 0.084599 | 0.074302 | 0.069446 | 0.061184
P5 | [9 empty] | 0.069739 | 0.070766 | 0.068598 | 0.067836 | 0.065512 | 0.060495 | 0.063519 | 0.064414 | 0.057418 | 0.052637 | 0.045943
P95 | [9 empty] | 0.13508 | 0.13761 | 0.12323 | 0.11575 | 0.11494 | 0.11478 | 0.10986 | 0.11082 | 0.093781 | 0.088529 | 0.077859
CO2EMISSIONS - CO2 Emissions
MEAN | [9 empty] | 3038.1312 | 3141.8339 | 2971.7453 | 2937.788 | 2865.9062 | 2747.5442 | 2872.8189 | 2689.6846 | 2367.7298 | 2208.9808 | 1935.7909
P5 | [9 empty] | 2233.4672 | 2232.347 | 2173.9519 | 2167.9823 | 2075.3984 | 1922.1006 | 2028.8778 | 2040.9509 | 1812.698 | 1668.4316 | 1458.2883
P95 | [9 empty] | 4339.4224 | 4383.1895 | 3900.0945 | 3679.4837 | 3634.3028 | 3628.6303 | 3511.5282 | 3522.8837 | 2986.3874 | 2785.0641 | 2469.5418
FUELCONSUMED - Fuel Consumed
MEAN | [9 empty] | 49723.9155 | 51421.1772 | 48637.4026 | 48081.6363 | 46905.1744 | 44967.9894 | 47018.3118 | 44021.0246 | 38751.7153 | 36153.532 | 31682.3394
P5 | [9 empty] | 36554.2914 | 36535.9579 | 35580.2281 | 35482.526 | 33967.241 | 31458.2742 | 33205.8552 | 33403.451 | 29667.7256 | 27306.5722 | 23867.2392
P95 | [9 empty] | 71021.6424 | 71737.9628 | 63831.3344 | 60220.6829 | 59481.2234 | 59388.3846 | 57471.8196 | 57657.671 | 48877.0444 | 45582.0645 | 40418.033
FUELCOST - Fuel Cost
MEAN | [9 empty] | 101010.8338 | 107692.4675 | 103619.1987 | 104083.5906 | 104771.3665 | 102109.5466 | 108506.9724 | 103503.5399 | 95299.3433 | 90846.8401 | 82561.5208
P5 | [9 empty] | 56534.9362 | 59212.2621 | 59175.3127 | 62166.1255 | 55534.0721 | 53520.9875 | 59346.6522 | 64096.7388 | 59103.8842 | 57571.1361 | 46320.0095
P95 | [9 empty] | 176410.9943 | 189451.4245 | 169385.3945 | 168285.7422 | 176316.4726 | 160774.0523 | 162780.0222 | 164867.2979 | 140856.9039 | 133142.7632 | 123917.9616
NETPOS - Net Position (MWh)
MEAN | [9 empty] | 5829.0721 | 6023.671 | 5692.887 | 5680.4957 | 5537.5376 | 5304.5331 | 5542.4544 | 5185.5975 | 4561.6923 | 4252.8482 | 3724.267
P5 | [9 empty] | 4285.38 | 4280.22 | 4164.84 | 4191.8657 | 4010.3 | 3711.015 | 3914.4 | 3934.91 | 3492.375 | 3212.16 | 2805.6
P95 | [9 empty] | 8325.695 | 8402.545 | 7471.2477 | 7114.92 | 7022.165 | 7005.415 | 6774.53 | 6791.635 | 5753.625 | 5361.965 | 4751.15
NETREVENUE - Net Revenue $
MEAN | [9 empty] | 50212.026 | 51277.0002 | 48665.9448 | 51442.6819 | 50540.4367 | 50263.9968 | 54070.9651 | 48676.3408 | 42558.529 | 42163.9868 | 36500.6449
P5 | [9 empty] | 28313.2854 | 26333.71 | 25022.3559 | 27347.6301 | 26919.8481 | 25476.9638 | 29679.7077 | 28232.5841 | 22880.2587 | 23519.5591 | 18125.9206
P95 | [9 empty] | 83317.4995 | 92143.7693 | 76118.6888 | 75556.3343 | 79829.6223 | 83195.9934 | 80955.6884 | 80846.4654 | 66995.3544 | 63457.9576 | 56015.2683
STARTS - Number Starts
MEAN | [9 empty] | 82.72 | 87.99 | 82.63 | 83.52 | 82.59 | 79.51 | 78.21 | 77.59 | 70.8 | 67.32 | 61.69
P5 | [9 empty] | 64.5 | 65.5 | 63.5 | 67 | 61 | 58 | 56 | 63.5 | 52 | 52.5 | 48
P95 | [9 empty] | 102.5 | 112 | 103.5 | 103.5 | 103 | 104 | 99.5 | 93.5 | 86.5 | 86 | 76.5
VOMCOSTS - VOM Costs
MEAN | [9 empty] | 4371.8041 | 4638.2266 | 4440.4518 | 4544.3966 | 4540.7808 | 4402.7625 | 4711.0862 | 4511.4698 | 4014.2892 | 3827.5634 | 3426.3256
P5 | [9 empty] | 3214.035 | 3295.7694 | 3248.5752 | 3353.4925 | 3288.446 | 3080.1424 | 3327.24 | 3423.3717 | 3073.29 | 2890.944 | 2581.152
P95 | [9 empty] | 6244.2712 | 6469.9596 | 5827.5732 | 5691.936 | 5758.1753 | 5814.4945 | 5758.3505 | 5908.7225 | 5063.19 | 4825.7685 | 4371.058
15598: New 2029JAN J920_B #1
CAPACITYFACTOR - Net Generation Capacity Factor
MEAN | [10 empty] | 0.26784 | 0.31026 | 0.24827 | 0.23653 | 0.2188 | 0.21462 | 0.21051 | 0.18831 | 0.1651 | 0.15182
P5 | [10 empty] | 0.23833 | 0.27993 | 0.21881 | 0.20588 | 0.19255 | 0.18227 | 0.18766 | 0.16295 | 0.1408 | 0.12738
P95 | [10 empty] | 0.30074 | 0.34053 | 0.28493 | 0.26952 | 0.24571 | 0.2457 | 0.2327 | 0.21411 | 0.19427 | 0.17599
CO2EMISSIONS - CO2 Emissions
MEAN | [10 empty] | 4260.5071 | 4937.6745 | 3984.8955 | 3737.7345 | 3486.8916 | 3452.1378 | 3374.3219 | 3020.287 | 2634.0396 | 2416.4577
P5 | [10 empty] | 3777.7407 | 4425.4197 | 3542.7569 | 3237.9563 | 3067.3906 | 2946.5288 | 3000.805 | 2605.5179 | 2221.6879 | 2020.0308
P95 | [10 empty] | 4826.8459 | 5428.6449 | 4572.2993 | 4279.2244 | 3888.0434 | 3943.7557 | 3772.2049 | 3420.5865 | 3085.5664 | 2815.8462
FUELCONSUMED - Fuel Consumed
MEAN | [10 empty] | 72211.9851 | 83689.3986 | 67540.6021 | 63351.4323 | 59099.8584 | 58510.8101 | 57191.8962 | 51191.3045 | 44644.7383 | 40956.9103
P5 | [10 empty] | 64029.5026 | 75007.1128 | 60046.7275 | 54880.6147 | 51989.6704 | 49941.1667 | 50861.1021 | 44161.3211 | 37655.727 | 34237.8099
P95 | [10 empty] | 81810.9482 | 92010.9307 | 77496.5991 | 72529.2274 | 65899.0404 | 66843.3172 | 63935.6761 | 57976.0423 | 52297.7364 | 47726.2061
FUELCOST - Fuel Cost
MEAN | [10 empty] | 145493.7687 | 170241.0959 | 142216.9298 | 137192.5497 | 130726.0889 | 132320.8432 | 131390.2278 | 123443.1879 | 110545.7101 | 105481.9846
P5 | [10 empty] | 103059.456 | 131079.3654 | 106765.6021 | 89567.5771 | 90670.925 | 92082.6404 | 94660.4435 | 88425.4688 | 82409.3116 | 74090.0832
P95 | [10 empty] | 206538.4 | 223515.3785 | 195708.7632 | 208160.0896 | 177413.1119 | 180492.7851 | 173228.0029 | 168109.3088 | 148762.2417 | 145670.0496
NETPOS - Net Position (MWh)
MEAN | [10 empty] | 8830.6511 | 10226.6895 | 8329.6471 | 7808.0793 | 7278.3038 | 7200.4467 | 7033.3696 | 6291.16 | 5482.8989 | 5025.4511
P5 | [10 empty] | 7832.7706 | 9167.393 | 7408.0402 | 6763.3804 | 6404.815 | 6147.9966 | 6250.48 | 5427.91 | 4625.8909 | 4201.49
P95 | [10 empty] | 10007.0551 | 11242.8265 | 9550.765 | 8930.6182 | 8116.0094 | 8222.4121 | 7863.7209 | 7117.155 | 6422.6598 | 5850.54
NETREVENUE - Net Revenue $
MEAN | [10 empty] | 9638.442 | -7030.0628 | 10554.9595 | 13069.4226 | 14220.0468 | 16870.0566 | 14723.7177 | 12651.7199 | 15818.0171 | 12581.732
P5 | [10 empty] | -12858.5921 | -30434.5306 | -10663.2505 | -9208.6223 | -3908.2004 | -4176.4485 | -2211.5021 | -486.1704 | 3467.068 | -26.4161
P95 | [10 empty] | 36761.5997 | 15047.263 | 29198.6811 | 34324.9322 | 37566.3863 | 38465.4771 | 40553.2048 | 29265.5202 | 29777.647 | 24100.8634
STARTS - Number Starts
MEAN | [10 empty] | 112.14 | 159.11 | 113.13 | 111.48 | 111.56 | 107.13 | 113.03 | 106.07 | 101.01 | 96.17
P5 | [10 empty] | 94.5 | 133 | 96 | 95 | 94 | 86 | 92.5 | 87.5 | 81.5 | 78.5
P95 | [10 empty] | 130 | 184 | 132.5 | 132 | 131.5 | 126 | 131 | 125 | 120.5 | 116
VOMCOSTS - VOM Costs
MEAN | [10 empty] | 5298.3906 | 6238.2806 | 5247.6777 | 4997.1708 | 4730.8975 | 4824.2993 | 4782.6913 | 4340.9004 | 3892.8582 | 3618.3248
P5 | [10 empty] | 4699.6623 | 5592.1097 | 4667.0653 | 4328.5634 | 4163.1298 | 4119.1577 | 4250.3264 | 3745.2579 | 3284.3825 | 3025.0728
P95 | [10 empty] | 6004.2331 | 6858.1241 | 6016.982 | 5715.5956 | 5275.4061 | 5509.0161 | 5347.3302 | 4910.8369 | 4560.0885 | 4212.3888
15598: New 2030JAN 18V50DF_NG_B #1
CAPACITYFACTOR - Net Generation Capacity Factor
MEAN | [11 empty] | 0.093411 | 0.090813 | 0.089901 | 0.085184 | 0.088928 | 0.083611 | 0.074307 | 0.068961 | 0.060921
P5 | [11 empty] | 0.0671 | 0.065068 | 0.062872 | 0.05856 | 0.064518 | 0.06279 | 0.057084 | 0.052098 | 0.043318
P95 | [11 empty] | 0.11975 | 0.11479 | 0.11566 | 0.11473 | 0.10949 | 0.11291 | 0.093436 | 0.086882 | 0.078109
CO2EMISSIONS - CO2 Emissions
MEAN | [11 empty] | 2951.7277 | 2901.2106 | 2823.6568 | 2706.6213 | 2846.1813 | 2664.2464 | 2369.3418 | 2191.8151 | 1929.1939
P5 | [11 empty] | 2104.8004 | 2073.256 | 1962.0363 | 1848.006 | 2050.6468 | 2001.7855 | 1821.392 | 1651.0521 | 1380.1657
P95 | [11 empty] | 3790.3695 | 3673.4685 | 3638.6628 | 3669.8609 | 3489.7591 | 3581.4553 | 2997.4326 | 2754.65 | 2460.8615
FUELCONSUMED - Fuel Consumed
MEAN | [11 empty] | 48309.783 | 47482.9891 | 46213.6956 | 44298.2209 | 46582.3453 | 43604.6869 | 38778.0974 | 35872.587 | 31574.3685
P5 | [11 empty] | 34448.4515 | 33932.176 | 32111.8875 | 30245.5969 | 33562.1412 | 32762.4466 | 29810.0169 | 27022.1287 | 22588.6371
P95 | [11 empty] | 62035.5071 | 60122.2341 | 59552.5832 | 60063.1901 | 57115.5336 | 58616.2903 | 49057.8164 | 45084.2884 | 40275.9662
FUELCOST - Fuel Cost
MEAN | [11 empty] | 102858.2164 | 102949.6277 | 103607.953 | 100705.5709 | 107472.3989 | 102548.1574 | 95415.1163 | 90256.5115 | 82451.2372
P5 | [11 empty] | 55819.0195 | 58447.4538 | 51869.3183 | 51834.8054 | 59845.7756 | 60507.2422 | 58670.8011 | 57131.7865 | 46559.491
P95 | [11 empty] | 159854.7408 | 169570.5032 | 179937.6564 | 159229.0216 | 157335.8048 | 165845.8936 | 144285.0434 | 130064.0077 | 124481.4173
NETPOS - Net Position (MWh)
MEAN | [11 empty] | 5654.7199 | 5609.7308 | 5455.9613 | 5225.5148 | 5491.115 | 5136.582 | 4564.7897 | 4219.8079 | 3711.575
P5 | [11 empty] | 4032.36 | 4009 | 3791.25 | 3567.96 | 3956.4 | 3859.4 | 3509.125 | 3178.7 | 2655.3
P95 | [11 empty] | 7261.56 | 7102.05 | 7030.59 | 7085.43 | 6732.53 | 6904.97 | 5774.495 | 5303.41 | 4734.45
NETREVENUE - Net Revenue $
MEAN | [11 empty] | 49256.9615 | 52013.8153 | 50990.3539 | 50062.1956 | 54335.5145 | 49034.422 | 42622.0815 | 42174.8861 | 36535.6331
P5 | [11 empty] | 25310.9252 | 26418.0564 | 26660.7805 | 26192.1066 | 30267.776 | 28160.6267 | 23981.4106 | 23984.7072 | 18121.781
P95 | [11 empty] | 76035.0623 | 76324.4561 | 83097.7407 | 83685.8637 | 83788.4646 | 81393.9972 | 66399.9371 | 62603.7182 | 56086.1689
STARTS - Number Starts
MEAN | [11 empty] | 82.55 | 82.2 | 81.63 | 78.85 | 77.72 | 77.95 | 70.94 | 67.03 | 61.42
P5 | [11 empty] | 66.5 | 66.5 | 62.5 | 56.5 | 54 | 61.5 | 54 | 52.5 | 46
P95 | [11 empty] | 99.5 | 103 | 101 | 101.5 | 94.5 | 95.5 | 85.5 | 83.5 | 77.5
VOMCOSTS - VOM Costs
MEAN | [11 empty] | 4410.6815 | 4487.7846 | 4473.8882 | 4337.1773 | 4667.4477 | 4468.8263 | 4017.0149 | 3797.8271 | 3414.649
P5 | [11 empty] | 3145.2408 | 3207.2 | 3108.825 | 2961.4068 | 3362.94 | 3357.678 | 3088.03 | 2860.83 | 2442.876
P95 | [11 empty] | 5664.0168 | 5681.64 | 5765.0838 | 5880.9069 | 5722.6505 | 6007.3239 | 5081.5556 | 4773.069 | 4355.694
15598: New 2030JAN 18V50DF_NG_B #2
CAPACITYFACTOR - Net Generation Capacity Factor
MEAN | [11 empty] | 0.092184 | 0.090116 | 0.088231 | 0.082756 | 0.08671 | 0.082247 | 0.071722 | 0.068541 | 0.0605
P5 | [11 empty] | 0.064885 | 0.066071 | 0.062526 | 0.055302 | 0.062731 | 0.061661 | 0.055205 | 0.051644 | 0.044851
P95 | [11 empty] | 0.12179 | 0.1181 | 0.11537 | 0.11179 | 0.10874 | 0.11336 | 0.092766 | 0.088912 | 0.077081
CO2EMISSIONS - CO2 Emissions
MEAN | [11 empty] | 2914.0467 | 2878.7246 | 2776.4486 | 2629.1363 | 2773.026 | 2618.0084 | 2288.013 | 2181.0867 | 1913.9166
P5 | [11 empty] | 2057.2587 | 2103.8092 | 1975.1166 | 1756.4774 | 2020.1701 | 1975.6752 | 1764.8811 | 1638.0174 | 1419.227
P95 | [11 empty] | 3860.5686 | 3769.493 | 3615.2088 | 3563.2527 | 3448.2214 | 3583.8076 | 2955.9584 | 2850.2372 | 2430.4805
FUELCONSUMED - Fuel Consumed
MEAN | [11 empty] | 47693.072 | 47114.9691 | 45441.0576 | 43030.0537 | 45385.0411 | 42847.9288 | 37447.0209 | 35697.0003 | 31324.3308
P5 | [11 empty] | 33670.355 | 34432.2291 | 32325.9667 | 28747.5839 | 33063.3408 | 32335.1103 | 28885.1237 | 26808.7961 | 23227.9382
P95 | [11 empty] | 63184.4282 | 61693.8296 | 59168.72 | 58318.3753 | 56435.7024 | 58654.789 | 48379.025 | 46648.7274 | 39778.732
FUELCOST - Fuel Cost
MEAN | [11 empty] | 101697.5002 | 102213.6541 | 102084.4837 | 98142.9446 | 104900.431 | 100995.922 | 92453.8122 | 89788.7576 | 81820.1711
P5 | [11 empty] | 53790.7723 | 58207.0737 | 54731.9253 | 49108.7235 | 58407.1453 | 60097.9787 | 56097.2017 | 56531.2937 | 47431.9317
P95 | [11 empty] | 163833.2421 | 168401.6376 | 175112.3723 | 162048.3788 | 160313.6253 | 163646.7508 | 145823.3295 | 134391.0254 | 125185.4951
NETPOS - Net Position (MWh)
MEAN | [11 empty] | 5582.3207 | 5566.3152 | 5364.7317 | 5075.8985 | 5350.0448 | 5047.4156 | 4408.0921 | 4199.1449 | 3682.183
P5 | [11 empty] | 3941.28 | 4068.08 | 3816.525 | 3391.245 | 3897.6 | 3809.06 | 3400.25 | 3153.605 | 2730.45
P95 | [11 empty] | 7393.62 | 7287.73 | 6984.035 | 6879.19 | 6652.8 | 6909.095 | 5695 | 5487.44 | 4676
NETREVENUE - Net Revenue $
MEAN | [11 empty] | 49339.5234 | 52170.0137 | 51351.3796 | 50807.561 | 55163.1105 | 49645.4288 | 43435.0884 | 42414.4179 | 36596.0101
P5 | [11 empty] | 24600.7951 | 26026.5092 | 28145.2223 | 26138.6967 | 29648.1831 | 29644.7402 | 24417.48 | 24253.3678 | 18231.5525
P95 | [11 empty] | 74449.1215 | 79842.2386 | 81876.0125 | 84877.3062 | 81925.7758 | 82118.7813 | 66128.8948 | 62680.3597 | 56201.7517
STARTS - Number Starts
MEAN | [11 empty] | 81.51 | 81.92 | 80.37 | 76.21 | 75.95 | 76.61 | 69.42 | 66.86 | 61.1
P5 | [11 empty] | 62.5 | 66.5 | 62.5 | 56 | 54 | 61 | 50.5 | 52 | 47.5
P95 | [11 empty] | 100.5 | 101 | 100 | 99.5 | 94.5 | 94 | 85 | 82.5 | 76
VOMCOSTS - VOM Costs
MEAN | [11 empty] | 4354.2101 | 4453.0522 | 4399.08 | 4212.9958 | 4547.5381 | 4391.2516 | 3879.121 | 3779.2304 | 3387.6084
P5 | [11 empty] | 3074.1984 | 3254.464 | 3129.5505 | 2814.7333 | 3312.96 | 3313.8822 | 2992.22 | 2838.2445 | 2512.014
P95 | [11 empty] | 5767.0236 | 5830.184 | 5726.9087 | 5709.7277 | 5654.88 | 6010.9127 | 5011.6 | 4938.696 | 4301.92
15598: New 2030JAN 18V50DF_NG_B #3
CAPACITYFACTOR - Net Generation Capacity Factor
MEAN | [11 empty] | 0.097066 | 0.096148 | 0.093944 | 0.087478 | 0.090214 | 0.085988 | 0.074944 | 0.068997 | 0.060412
P5 | [11 empty] | 0.074038 | 0.074453 | 0.067709 | 0.062088 | 0.067144 | 0.067828 | 0.058246 | 0.052466 | 0.044133
P95 | [11 empty] | 0.12585 | 0.12063 | 0.11766 | 0.11525 | 0.10958 | 0.11234 | 0.091165 | 0.088361 | 0.077111
CO2EMISSIONS - CO2 Emissions
MEAN | [11 empty] | 3071.4852 | 3067.6558 | 2955.036 | 2784.0893 | 2884.473 | 2740.4244 | 2389.5118 | 2195.6386 | 1910.9653
P5 | [11 empty] | 2328.6823 | 2356.9647 | 2114.6392 | 1970.0441 | 2159.4922 | 2158.447 | 1860.515 | 1668.4316 | 1388.846
P95 | [11 empty] | 3983.221 | 3861.1527 | 3680.2591 | 3685.2909 | 3474.6972 | 3572.7519 | 2921.1824 | 2824.168 | 2447.8411
FUELCONSUMED - Fuel Consumed
MEAN | [11 empty] | 50269.8068 | 50207.1318 | 48363.9276 | 45566.1102 | 47209.0501 | 44851.4638 | 39108.2131 | 35935.1645 | 31276.028
P5 | [11 empty] | 38112.6392 | 38575.5264 | 34609.4788 | 32242.9477 | 35343.5712 | 35326.4642 | 30450.3275 | 27306.5722 | 22730.704
P95 | [11 empty] | 65191.8331 | 63193.989 | 60233.3726 | 60315.726 | 56869.0212 | 58473.8449 | 47809.86 | 46222.0623 | 40062.8658
FUELCOST - Fuel Cost
MEAN | [11 empty] | 106610.5483 | 108120.7677 | 107606.2524 | 103408.8229 | 108754.0402 | 105220.6772 | 96197.8038 | 90401.6973 | 81644.6535
P5 | [11 empty] | 61091.0751 | 67585.3431 | 58323.8605 | 55345.4059 | 62004.0897 | 64780.2598 | 59178.1809 | 56516.3253 | 46672.2393
P95 | [11 empty] | 169137.6634 | 164300.6811 | 178551.9246 | 167098.8569 | 156615.4038 | 163705.1618 | 140731.0031 | 134416.7871 | 124055.0412
NETPOS - Net Position (MWh)
MEAN | [11 empty] | 5884.0524 | 5931.5788 | 5709.7633 | 5375.0933 | 5564.972 | 5283.4228 | 4603.6497 | 4227.1691 | 3676.505
P5 | [11 empty] | 4461.1046 | 4557.6 | 4086.125 | 3803.58 | 4166.4 | 4161.44 | 3584.5 | 3212.16 | 2672
P95 | [11 empty] | 7629.81 | 7464.97 | 7110.555 | 7114.81 | 6703.06 | 6888.19 | 5628 | 5437.25 | 4709.4
NETREVENUE - Net Revenue $
MEAN | [11 empty] | 48341.9985 | 49835.7603 | 49852.1688 | 49487.592 | 53684.6499 | 48184.0661 | 42024.8271 | 42228.0635 | 36458.3495
P5 | [11 empty] | 23633.8613 | 24107.0446 | 25479.5623 | 24282.7889 | 28716.9796 | 27890.6147 | 23160.276 | 24869.6549 | 18120.388
P95 | [11 empty] | 74069.8728 | 76577.4074 | 81302.752 | 82986.8449 | 81164.1 | 80601.2318 | 67289.8987 | 63963.0566 | 56115.3466
STARTS - Number Starts
MEAN | [11 empty] | 85.77 | 87.35 | 84.51 | 80.26 | 78.88 | 79.42 | 72.09 | 67.12 | 60.97
P5 | [11 empty] | 66.5 | 72 | 66 | 62 | 56 | 63 | 54 | 52.5 | 46
P95 | [11 empty] | 104.5 | 106 | 100.5 | 104.5 | 98.5 | 98 | 87 | 83 | 77
VOMCOSTS - VOM Costs
MEAN | [11 empty] | 4589.5609 | 4745.263 | 4682.0059 | 4461.3274 | 4730.2262 | 4596.5779 | 4051.2117 | 3804.4522 | 3382.3846
P5 | [11 empty] | 3479.6616 | 3646.08 | 3350.6225 | 3156.9714 | 3541.44 | 3620.4528 | 3154.36 | 2890.944 | 2458.24
P95 | [11 empty] | 5951.2518 | 5971.976 | 5830.6551 | 5905.2923 | 5697.601 | 5992.7253 | 4952.64 | 4893.525 | 4332.648
15598: New 2031JAN J920_B #1
CAPACITYFACTOR - Net Generation Capacity Factor
MEAN | [12 empty] | 0.25109 | 0.24258 | 0.2227 | 0.21639 | 0.21155 | 0.19334 | 0.16856 | 0.15506
P5 | [12 empty] | 0.22192 | 0.21166 | 0.18958 | 0.18515 | 0.18866 | 0.17064 | 0.14206 | 0.13134
P95 | [12 empty] | 0.28576 | 0.27312 | 0.25432 | 0.24667 | 0.23494 | 0.21854 | 0.19647 | 0.17731
CO2EMISSIONS - CO2 Emissions
MEAN | [12 empty] | 4028.7173 | 3830.3015 | 3560.0309 | 3474.0013 | 3386.0532 | 3094.4888 | 2690.172 | 2467.7297
P5 | [12 empty] | 3539.7306 | 3354.5709 | 3032.6775 | 2945.3621 | 3042.5563 | 2715.7289 | 2265.229 | 2065.0192
P95 | [12 empty] | 4554.0772 | 4318.9827 | 4043.7218 | 3981.8902 | 3752.2418 | 3483.1414 | 3137.3565 | 2824.8406
FUELCONSUMED - Fuel Consumed
MEAN | [12 empty] | 68283.3438 | 64920.3639 | 60339.5065 | 58881.378 | 57390.7325 | 52448.9621 | 45596.1357 | 41825.9271
P5 | [12 empty] | 59995.4334 | 56857.1334 | 51401.3142 | 49921.3914 | 51568.7504 | 46029.3042 | 38393.712 | 35000.3259
P95 | [12 empty] | 77187.75 | 73203.0974 | 68537.658 | 67489.6646 | 63597.3183 | 59036.2951 | 53175.5343 | 47878.6542
FUELCOST - Fuel Cost
MEAN | [12 empty] | 143665.6714 | 140369.6655 | 133264.8848 | 133052.0189 | 131694.2652 | 126184.3861 | 112551.4829 | 107188.9962
P5 | [12 empty] | 108538.5412 | 93273.5411 | 91723.0456 | 94564.722 | 95577.8715 | 91891.2474 | 84556.0921 | 76183.2087
P95 | [12 empty] | 194606.4659 | 208397.7542 | 176858.3307 | 177797.4805 | 176254.9408 | 166347.3729 | 155891.5364 | 143974.6444
NETPOS - Net Position (MWh)
MEAN | [12 empty] | 8421.6072 | 8001.4691 | 7431.0627 | 7246.0968 | 7057.1963 | 6445.7259 | 5599.8553 | 5132.5455
P5 | [12 empty] | 7399.5476 | 7009.3143 | 6331.4428 | 6143.9108 | 6338.5272 | 5654.93 | 4715.14 | 4294.44
P95 | [12 empty] | 9520.37 | 9018.8488 | 8440.6738 | 8301.802 | 7819.1173 | 7250.4531 | 6529.4435 | 5876.91
NETREVENUE - Net Revenue $
MEAN | [12 empty] | 10184.3765 | 11920.1916 | 13252.06 | 16185.2743 | 13966.9457 | 11164.599 | 14733.2358 | 11502.7911
P5 | [12 empty] | -7910.7433 | -8285.6616 | -6926.5477 | -4822.9348 | -4349.0665 | -4359.5143 | 472.547 | -2560.4283
P95 | [12 empty] | 31021.6902 | 33408.0222 | 34726.8209 | 35398.495 | 38640.6168 | 28209.3033 | 28675.5353 | 25418.4893
STARTS - Number Starts
MEAN | [12 empty] | 112.96 | 110.11 | 110.56 | 106.91 | 112.8 | 105.78 | 101.23 | 95.8
P5 | [12 empty] | 95.5 | 91 | 93 | 90 | 93.5 | 85 | 81.5 | 76
P95 | [12 empty] | 136.5 | 130 | 131 | 126 | 132 | 126 | 122 | 114.5
VOMCOSTS - VOM Costs
MEAN | [12 empty] | 5305.6126 | 5120.9403 | 4830.1907 | 4854.8849 | 4798.8935 | 4447.5509 | 3975.8972 | 3695.4327
P5 | [12 empty] | 4661.715 | 4485.9611 | 4115.4378 | 4116.4203 | 4310.1985 | 3901.9017 | 3347.7494 | 3091.9968
P95 | [12 empty] | 5997.8331 | 5772.0632 | 5486.4379 | 5562.2073 | 5316.9997 | 5002.8126 | 4635.9049 | 4231.3752
15598: New 2032JAN J920_B #1
CAPACITYFACTOR - Net Generation Capacity Factor
MEAN | [13 empty] | 0.23852 | 0.21769 | 0.21402 | 0.21269 | 0.19465 | 0.1698 | 0.156
P5 | [13 empty] | 0.20534 | 0.18837 | 0.18207 | 0.19045 | 0.16919 | 0.14403 | 0.136
P95 | [13 empty] | 0.27375 | 0.25277 | 0.24131 | 0.23336 | 0.22003 | 0.19381 | 0.17985
CO2EMISSIONS - CO2 Emissions
MEAN | [13 empty] | 3765.8066 | 3473.6375 | 3439.2818 | 3406.9359 | 3119.0202 | 2711.4466 | 2480.0253
P5 | [13 empty] | 3235.6156 | 3000.7345 | 2943.9186 | 3031.7647 | 2717.7138 | 2301.499 | 2149.2577
P95 | [13 empty] | 4344.8788 | 4064.1419 | 3877.909 | 3717.8345 | 3531.6089 | 3107.7639 | 2849.7015
FUELCONSUMED - Fuel Consumed
MEAN | [13 empty] | 63827.231 | 58875.211 | 58292.9121 | 57744.6759 | 52864.7497 | 45956.7214 | 42034.3277
P5 | [13 empty] | 54840.9428 | 50859.9063 | 49896.9251 | 51385.8432 | 46062.9462 | 39008.4584 | 36428.0974
P95 | [13 empty] | 73642.014 | 68883.7603 | 65727.2713 | 63014.1439 | 59857.7782 | 52673.9636 | 48300.0247
FUELCOST - Fuel Cost
MEAN | [13 empty] | 137980.3303 | 130119.5642 | 131815.4141 | 132654.9551 | 127054.3571 | 113419.7176 | 107745.9104
P5 | [13 empty] | 93402.9614 | 92495.9437 | 92331.0779 | 96114.5171 | 94342.6878 | 86407.0704 | 75096.1245
P95 | [13 empty] | 205726.3707 | 176559.3405 | 175328.8455 | 174889.1062 | 171571.2805 | 155077.3164 | 145776.2613
NETPOS - Net Position (MWh)
MEAN | [13 empty] | 7866.766 | 7250.7269 | 7173.4535 | 7101.6392 | 6496.9751 | 5644.1667 | 5157.9877
P5 | [13 empty] | 6760.6542 | 6265.4725 | 6141.5001 | 6314.6975 | 5662.355 | 4790.005 | 4471.9
P95 | [13 empty] | 9065.9662 | 8477.7489 | 8091.2826 | 7747.6211 | 7354.8798 | 6467.6385 | 5926.45
NETREVENUE - Net Revenue $
MEAN | [13 empty] | 12561.9177 | 14089.2719 | 16978.6999 | 13757.3516 | 10860.2449 | 14386.0222 | 11196.1791
P5 | [13 empty] | -7226.0182 | -5281.4411 | -2690.0501 | -3362.5575 | -3878.6944 | 829.0324 | -1289.6494
P95 | [13 empty] | 34778.3155 | 37189.4824 | 37333.3329 | 37833.8725 | 27989.5606 | 28390.6849 | 24264.4762
STARTS - Number Starts
MEAN | [13 empty] | 110.47 | 111.05 | 107.26 | 112.94 | 106.05 | 101.32 | 95.3
P5 | [13 empty] | 91.5 | 95 | 86 | 93.5 | 87.5 | 84 | 75
P95 | [13 empty] | 127 | 131 | 125.5 | 133 | 124 | 121 | 119.5
VOMCOSTS - VOM Costs
MEAN | [13 empty] | 5034.7302 | 4712.9725 | 4806.2138 | 4829.1146 | 4482.9128 | 4007.3584 | 3713.7512
P5 | [13 empty] | 4326.8187 | 4072.5571 | 4114.805 | 4293.9943 | 3907.0249 | 3400.9035 | 3219.768
P95 | [13 empty] | 5802.2184 | 5510.5368 | 5421.1593 | 5268.3824 | 5074.8671 | 4592.0234 | 4267.044
15598: New 2033JAN J920_B #1
CAPACITYFACTOR - Net Generation Capacity Factor
MEAN | [14 empty] | 0.22814 | 0.21942 | 0.2121 | 0.19309 | 0.16739 | 0.15378
P5 | [14 empty] | 0.20304 | 0.18811 | 0.18759 | 0.16936 | 0.14386 | 0.13162
P95 | [14 empty] | 0.25768 | 0.24694 | 0.23879 | 0.21568 | 0.19356 | 0.17966
CO2EMISSIONS - CO2 Emissions
MEAN | [14 empty] | 3646.2471 | 3527.9199 | 3393.3955 | 3092.57 | 2677.025 | 2448.1397
P5 | [14 empty] | 3262.6587 | 3020.8679 | 2998.2449 | 2714.1804 | 2302.8347 | 2101.5976
P95 | [14 empty] | 4151.8546 | 4000.3027 | 3845.5461 | 3462.1904 | 3101.1967 | 2855.2166
FUELCONSUMED - Fuel Consumed
MEAN | [14 empty] | 61800.7975 | 59795.2523 | 57515.1776 | 52416.4412 | 45373.3049 | 41493.8934
P5 | [14 empty] | 55299.3 | 51201.1516 | 50817.7094 | 46003.0571 | 39031.0965 | 35620.2986
P95 | [14 empty] | 70370.4166 | 67801.7411 | 65178.7479 | 58681.1936 | 52562.6557 | 48393.5021
FUELCOST - Fuel Cost
MEAN | [14 empty] | 136288.1004 | 135042.0333 | 132072.592 | 125951.2692 | 112025.2821 | 106342.8727
P5 | [14 empty] | 96038.6476 | 90172.6037 | 95937.233 | 93211.8733 | 84240.5592 | 77038.5084
P95 | [14 empty] | 183806.4973 | 176334.8654 | 172496.2967 | 165233.7839 | 153025.5212 | 146262.5461
NETPOS - Net Position (MWh)
MEAN | [14 empty] | 7611.0999 | 7358.5629 | 7073.1852 | 6441.7961 | 5572.6671 | 5091.999
P5 | [14 empty] | 6812.6592 | 6303.119 | 6248.88 | 5655.65 | 4794.975 | 4371.86
P95 | [14 empty] | 8665.7862 | 8340.9477 | 8016.3535 | 7202.1728 | 6450.9845 | 5940.55
NETREVENUE - Net Revenue $
MEAN | [14 empty] | 12203.1374 | 15645.6253 | 13721.807 | 10859.2362 | 14827.6063 | 11658.6905
P5 | [14 empty] | -7980.2149 | -1712.1191 | -3652.4726 | -5327.1393 | 1849.3542 | -801.4608
P95 | [14 empty] | 38873.4411 | 38918.2759 | 38701.1728 | 28020.3364 | 29341.6014 | 24125.186
STARTS - Number Starts
MEAN | [14 empty] | 109.35 | 105.75 | 112.47 | 105.64 | 102.16 | 95.94
P5 | [14 empty] | 92.5 | 84 | 89.5 | 87 | 83.5 | 73.5
P95 | [14 empty] | 128.5 | 125.5 | 136.5 | 126 | 125.5 | 116.5
VOMCOSTS - VOM Costs
MEAN | [14 empty] | 4947.2149 | 4930.2371 | 4809.766 | 4444.8393 | 3956.5936 | 3666.2393
P5 | [14 empty] | 4428.2285 | 4223.0897 | 4249.2384 | 3902.3985 | 3404.4322 | 3147.7392
P95 | [14 empty] | 5632.761 | 5588.435 | 5451.1204 | 4969.4992 | 4580.199 | 4277.196
15598: New 2035JAN J920_B #1
CAPACITYFACTOR - Net Generation Capacity Factor
MEAN | [16 empty] | 0.2159 | 0.19417 | 0.16815 | 0.15289
P5 | [16 empty] | 0.19265 | 0.17027 | 0.14397 | 0.1316
P95 | [16 empty] | 0.24088 | 0.22124 | 0.19067 | 0.1776
CO2EMISSIONS - CO2 Emissions
MEAN | [16 empty] | 3453.7315 | 3109.844 | 2685.4911 | 2432.3826
P5 | [16 empty] | 3058.1542 | 2711.4421 | 2301.7154 | 2090.6877
P95 | [16 empty] | 3836.0259 | 3554.2322 | 3048.3394 | 2807.1558
FUELCONSUMED - Fuel Consumed
MEAN | [16 empty] | 58537.8212 | 52709.2205 | 45516.7991 | 41226.8241
P5 | [16 empty] | 51833.1221 | 45956.6456 | 39012.1251 | 35435.3844
P95 | [16 empty] | 65017.3883 | 60241.2239 | 51666.7688 | 47578.9123
FUELCOST - Fuel Cost
MEAN | [16 empty] | 134294.6141 | 126622.5571 | 112290.634 | 105777.6453
P5 | [16 empty] | 98930.6263 | 92933.3211 | 83789.3139 | 75486.6573
P95 | [16 empty] | 176231.8389 | 164932.4175 | 148839.0899 | 145523.9209
NETPOS - Net Position (MWh)
MEAN | [16 empty] | 7198.524 | 6477.7948 | 5590.2658 | 5059.0703
P5 | [16 empty] | 6375.8914 | 5649.8355 | 4792.4255 | 4349.16
P95 | [16 empty] | 7995.501 | 7394.9837 | 6347.05 | 5837.7666
NETREVENUE - Net Revenue $
MEAN | [16 empty] | 13177.0602 | 11002.712 | 14832.2975 | 11745.369
P5 | [16 empty] | -5350.5159 | -5419.241 | 684.753 | -1704.6339
P95 | [16 empty] | 38455.2147 | 27944.5204 | 29307.3837 | 24162.063
STARTS - Number Starts
MEAN | [16 empty] | 111.56 | 105.36 | 100.47 | 96.52
P5 | [16 empty] | 93 | 86.5 | 83 | 76.5
P95 | [16 empty] | 136.5 | 123 | 119 | 114
VOMCOSTS - VOM Costs
MEAN | [16 empty] | 4894.9963 | 4469.6784 | 3969.0887 | 3642.5306
P5 | [16 empty] | 4335.6062 | 3898.3865 | 3402.6221 | 3131.3952
P95 | [16 empty] | 5436.9407 | 5102.5387 | 4506.4055 | 4203.1919
15598: New 2036JAN J920_B #1
CAPACITYFACTOR - Net Generation Capacity Factor
MEAN | [17 empty] | 0.19816 | 0.1696 | 0.15541
P5 | [17 empty] | 0.17074 | 0.14531 | 0.12989
P95 | [17 empty] | 0.21858 | 0.19313 | 0.17607
CO2EMISSIONS - CO2 Emissions
MEAN | [17 empty] | 3172.5032 | 2708.2003 | 2472.9614
P5 | [17 empty] | 2752.3332 | 2310.0677 | 2058.7876
P95 | [17 empty] | 3534.651 | 3083.6157 | 2787.111
FUELCONSUMED - Fuel Consumed
MEAN | [17 empty] | 53771.24 | 45901.7001 | 41914.5994
P5 | [17 empty] | 46649.7149 | 39153.6905 | 34894.7057
P95 | [17 empty] | 59909.3388 | 52264.6725 | 47239.1698
FUELCOST - Fuel Cost
MEAN | [17 empty] | 128915.416 | 113197.8974 | 107368.6472
P5 | [17 empty] | 95002.3631 | 84470.4624 | 77745.5357
P95 | [17 empty] | 169279.1257 | 155562.2488 | 142163.2181
NETPOS - Net Position (MWh)
MEAN | [17 empty] | 6608.4126 | 5637.4799 | 5143.6083
P5 | [17 empty] | 5732.0053 | 4809.2715 | 4282.0197
P95 | [17 empty] | 7359.8882 | 6415.8322 | 5794.47
NETREVENUE - Net Revenue $
MEAN | [17 empty] | 10164.5789 | 14386.7071 | 11692.9324
P5 | [17 empty] | -5513.3511 | 1371.2527 | -1583.5592
P95 | [17 empty] | 28155.7277 | 29345.8867 | 24822.7312
STARTS - Number Starts
MEAN | [17 empty] | 104.35 | 100.36 | 95.45
P5 | [17 empty] | 87 | 82 | 76
P95 | [17 empty] | 122 | 120.5 | 114.5
VOMCOSTS - VOM Costs
MEAN | [17 empty] | 4559.8047 | 4002.6107 | 3703.398
P5 | [17 empty] | 3955.0837 | 3414.5827 | 3083.0542
P95 | [17 empty] | 5078.3228 | 4555.2408 | 4172.0184
15598: New 2037JAN J920_A #1
CAPACITYFACTOR - Net Generation Capacity Factor
MEAN | [18 empty] | 0.15984 | 0.14685
P5 | [18 empty] | 0.13685 | 0.12423
P95 | [18 empty] | 0.18784 | 0.16928
CO2EMISSIONS - CO2 Emissions
MEAN | [18 empty] | 2551.8842 | 2334.3339
P5 | [18 empty] | 2186.3313 | 1969.8451
P95 | [18 empty] | 3007.5541 | 2693.2598
FUELCONSUMED - Fuel Consumed
MEAN | [18 empty] | 43252.2738 | 39564.9819
P5 | [18 empty] | 37056.4631 | 33387.2046
P95 | [18 empty] | 50975.4931 | 45648.472
FUELCOST - Fuel Cost
MEAN | [18 empty] | 107403.3628 | 101945.1117
P5 | [18 empty] | 79242.036 | 71282.7946
P95 | [18 empty] | 150133.0258 | 140526.3617
NETPOS - Net Position (MWh)
MEAN | [18 empty] | 5311.9763 | 4854.7046
P5 | [18 empty] | 4551.795 | 4097.07
P95 | [18 empty] | 6257.53 | 5602.04
NETREVENUE - Net Revenue $
MEAN | [18 empty] | 16993.0302 | 13287.3032
P5 | [18 empty] | 4473.4647 | 758.7864
P95 | [18 empty] | 30086.2879 | 24853.6506
STARTS - Number Starts
MEAN | [18 empty] | 132.71 | 125.47
P5 | [18 empty] | 111 | 98.5
P95 | [18 empty] | 152.5 | 148.5
VOMCOSTS - VOM Costs
MEAN | [18 empty] | 3771.5032 | 3495.3873
P5 | [18 empty] | 3231.7744 | 2949.8904
P95 | [18 empty] | 4442.8463 | 4033.4688
15598: New 2037JAN J920_B #1
CAPACITYFACTOR - Net Generation Capacity Factor
MEAN | [18 empty] | 0.17189 | 0.15603
P5 | [18 empty] | 0.14514 | 0.13747
P95 | [18 empty] | 0.19443 | 0.17917
CO2EMISSIONS - CO2 Emissions
MEAN | [18 empty] | 2746.2686 | 2481.3449
P5 | [18 empty] | 2326.5163 | 2162.6967
P95 | [18 empty] | 3104.7627 | 2853.1229
FUELCONSUMED - Fuel Consumed
MEAN | [18 empty] | 46546.9249 | 42056.6926
P5 | [18 empty] | 39432.48 | 36655.8758
P95 | [18 empty] | 52623.0968 | 48358.0158
FUELCOST - Fuel Cost
MEAN | [18 empty] | 114528.1735 | 107454.6371
P5 | [18 empty] | 87214.3301 | 78405.127
P95 | [18 empty] | 151026.5706 | 145533.8526
NETPOS - Net Position (MWh)
MEAN | [18 empty] | 5716.8593 | 5161.0291
P5 | [18 empty] | 4842.315 | 4497.9897
P95 | [18 empty] | 6462.565 | 5932.9128
NETREVENUE - Net Revenue $
MEAN | [18 empty] | 14180.2872 | 11278.878
P5 | [18 empty] | -439.4435 | -3456.8028
P95 | [18 empty] | 28979.7639 | 23496.8614
STARTS - Number Starts
MEAN | [18 empty] | 99.73 | 94.8
P5 | [18 empty] | 83.5 | 73
P95 | [18 empty] | 120 | 114.5
VOMCOSTS - VOM Costs
MEAN | [18 empty] | 4058.9701 | 3715.9409
P5 | [18 empty] | 3438.0437 | 3238.5525
P95 | [18 empty] | 4588.4211 | 4271.6972
15598: New 2038JAN J920_B #1
CAPACITYFACTOR - Net Generation Capacity Factor
MEAN | [19 empty] | 0.16011
P5 | [19 empty] | 0.14178
P95 | [19 empty] | 0.18473
CO2EMISSIONS - CO2 Emissions
MEAN | [19 empty] | 2546.2093
P5 | [19 empty] | 2260.393
P95 | [19 empty] | 2937.261
FUELCONSUMED - Fuel Consumed
MEAN | [19 empty] | 43156.0905
P5 | [19 empty] | 38311.7461
P95 | [19 empty] | 49784.0852
FUELCOST - Fuel Cost
MEAN | [19 empty] | 110075.688
P5 | [19 empty] | 82825.053
P95 | [19 empty] | 145472.6663
NETPOS - Net Position (MWh)
MEAN | [19 empty] | 5296.0131
P5 | [19 empty] | 4700.73
P95 | [19 empty] | 6107.7578
NETREVENUE - Net Revenue $
MEAN | [19 empty] | 10710.8434
P5 | [19 empty] | -4101.1761
P95 | [19 empty] | 24241.3808
STARTS - Number Starts
MEAN | [19 empty] | 94.77
P5 | [19 empty] | 74
P95 | [19 empty] | 113.5
VOMCOSTS - VOM Costs
MEAN | [19 empty] | 3813.1295
P5 | [19 empty] | 3384.5256
P95 | [19 empty] | 4397.5856
15598: New 2039JAN J920_B #1
CAPACITYFACTOR - Net Generation Capacity Factor
MEAN
P5
P95
CO2EMISSIONS - CO2 Emissions
MEAN
P5
P95
FUELCONSUMED - Fuel Consumed
MEAN
P5
P95
FUELCOST - Fuel Cost
MEAN
P5
P95
NETPOS - Net Position (MWh)
MEAN
P5
P95
NETREVENUE - Net Revenue $
MEAN
P5
P95
STARTS - Number Starts
MEAN
P5
P95
VOMCOSTS - VOM Costs
MEAN
P5
P95
15598: New 2040JAN 18V50DF_NG_B #1
CAPACITYFACTOR - Net Generation Capacity Factor
MEAN
P5
P95
CO2EMISSIONS - CO2 Emissions
MEAN
P5
P95
FUELCONSUMED - Fuel Consumed
MEAN
P5
P95
FUELCOST - Fuel Cost
MEAN
P5
P95
NETPOS - Net Position (MWh)
MEAN
P5
P95
NETREVENUE - Net Revenue $
MEAN
P5
P95
STARTS - Number Starts
MEAN
P5
P95
VOMCOSTS - VOM Costs
MEAN
P5
P95
15598: New 2041JAN 18V50DF_NG_B #1
CAPACITYFACTOR - Net Generation Capacity Factor
MEAN
P5
P95
CO2EMISSIONS - CO2 Emissions
MEAN
P5
P95
FUELCONSUMED - Fuel Consumed
MEAN
P5
P95
FUELCOST - Fuel Cost
MEAN
P5
P95
NETPOS - Net Position (MWh)
MEAN
P5
P95
NETREVENUE - Net Revenue $
MEAN
P5
P95
STARTS - Number Starts
MEAN
P5
P95
VOMCOSTS - VOM Costs
MEAN
P5
P95
15598: New 2042JAN 18V50DF_NG_B #1
CAPACITYFACTOR - Net Generation Capacity Factor
MEAN
P5
P95
CO2EMISSIONS - CO2 Emissions
MEAN
P5
P95
FUELCONSUMED - Fuel Consumed
MEAN
P5
P95
FUELCOST - Fuel Cost
MEAN
P5
P95
NETPOS - Net Position (MWh)
MEAN
P5
P95
NETREVENUE - Net Revenue $
MEAN
P5
P95
STARTS - Number Starts
MEAN
P5
P95
VOMCOSTS - VOM Costs
MEAN
P5
P95
15598: New 2043JAN J920_B #1
CAPACITYFACTOR - Net Generation Capacity Factor
MEAN
P5
P95
CO2EMISSIONS - CO2 Emissions
MEAN
P5
P95
FUELCONSUMED - Fuel Consumed
MEAN
P5
P95
FUELCOST - Fuel Cost
MEAN
P5
P95
NETPOS - Net Position (MWh)
MEAN
P5
P95
NETREVENUE - Net Revenue $
MEAN
P5
P95
STARTS - Number Starts
MEAN
P5
P95
VOMCOSTS - VOM Costs
MEAN
P5
P95
15598: New 2044JAN 18V50DF_NG_B #1
CAPACITYFACTOR - Net Generation Capacity Factor
MEAN
P5
P95
CO2EMISSIONS - CO2 Emissions
MEAN
P5
P95
FUELCONSUMED - Fuel Consumed
MEAN
P5
P95
FUELCOST - Fuel Cost
MEAN
P5
P95
NETPOS - Net Position (MWh)
MEAN
P5
P95
NETREVENUE - Net Revenue $
MEAN
P5
P95
STARTS - Number Starts
MEAN
P5
P95
VOMCOSTS - VOM Costs
MEAN
P5
P95
Simple HR 2018 Basin Creek 1-9 2015 single
CAPACITYFACTOR - Net Generation Capacity Factor
MEAN | 0.014442 | 0.006487 | 0.009512 | 0.091336 | 0.026085 | 0.023661 | 0.025299 | 0.017146 | 0.027238 | 0.029333 | 0.037515 | 0.034887 | 0.034224 | 0.031423 | 0.030079 | 0.030517 | 0.040019 | 0.034342 | 0.033529 | 0.028708
P5 | 0 | 0 | 0.000261 | 0.051405 | 0.009213 | 0.011966 | 0.016024 | 0.008472 | 0.016085 | 0.01924 | 0.022892 | 0.022944 | 0.022349 | 0.020052 | 0.017614 | 0.018626 | 0.027059 | 0.023188 | 0.022219 | 0.017972
P95 | 0.061111 | 0.029563 | 0.030646 | 0.12536 | 0.048968 | 0.040272 | 0.037922 | 0.031619 | 0.048538 | 0.045436 | 0.0591 | 0.05086 | 0.049261 | 0.04414 | 0.046192 | 0.042234 | 0.059511 | 0.050344 | 0.04485 | 0.039535
CO2EMISSIONS - CO2 Emissions
MEAN | 1522.1433 | 688.015 | 1002.3446 | 9558.8648 | 2740.8816 | 2491.8258 | 2654.8664 | 1797.9556 | 2848.5644 | 3095.4656 | 3942.1802 | 3658.4773 | 3602.4507 | 3295.9528 | 3149.0204 | 3204.2231 | 4191.5533 | 3617.4338 | 3520.8827 | 3002.3627
P5 | 0 | 0 | 27.7002 | 5350.0381 | 967.827 | 1263.35 | 1675.303 | 892.5795 | 1675.303 | 2046.0668 | 2403.0986 | 2375.6346 | 2361.9026 | 2114.7267 | 1853.8189 | 1936.2109 | 2842.5223 | 2444.2946 | 2348.1706 | 1881.2829
P95 | 6435.7489 | 3129.6271 | 3247.0255 | 13043.7118 | 5160.327 | 4215.7215 | 3954.4869 | 3295.678 | 5108.301 | 4806.1972 | 6193.1283 | 5300.5489 | 5176.9609 | 4655.1452 | 4847.3931 | 4435.4334 | 6261.7883 | 5300.5489 | 4710.0732 | 4160.7935
FUELCONSUMED - Fuel Consumed
MEAN | 25799.0398 | 11661.2707 | 16988.8914 | 162014.6581 | 46455.6206 | 42234.3358 | 44997.7348 | 30473.8235 | 48280.7524 | 52465.5188 | 66816.614 | 62008.0894 | 61058.4873 | 55863.6072 | 53373.2267 | 54308.8664 | 71043.2769 | 61312.4371 | 59675.9783 | 50887.5034
P5 | 0 | 0 | 469.4957 | 90678.6112 | 16403.847 | 21412.7119 | 28394.9663 | 15128.4656 | 28394.9663 | 34679.0981 | 40730.4844 | 40264.9931 | 40032.2475 | 35842.8262 | 31420.6594 | 32817.1331 | 48178.3444 | 41428.7213 | 39799.5019 | 31886.1506
P95 | 109080.4901 | 53044.5279 | 55034.3303 | 221079.8605 | 87463.169 | 71452.9069 | 67025.2021 | 55858.95 | 86581.3725 | 81460.9688 | 104968.2769 | 89839.8112 | 87745.1006 | 78900.7669 | 82159.2056 | 75176.8369 | 106132.005 | 89839.8112 | 79831.7494 | 70521.9244
FUELCOST - Fuel Cost
MEAN | 26620.4715 | 11454.0995 | 20039.8538 | 234313.1994 | 68064.0179 | 67998.5139 | 81775.3958 | 57864.9959 | 98741.2851 | 106773.8224 | 140074.1735 | 131915.6395 | 132340.8895 | 125438.5319 | 121949.09 | 125831.6009 | 168513.9457 | 153953.7274 | 151962.9999 | 134664.9664
P5 | 0 | 0 | 672.9043 | 110232.4101 | 27155.138 | 35445.2367 | 47598.0569 | 27915.3306 | 43434.8993 | 59439.7965 | 68670.6784 | 65181.4534 | 68743.2998 | 62768.0584 | 56583.0105 | 58661.1529 | 93094.2325 | 82404.3587 | 81991.5501 | 65427.7704
P95 | 110998.2288 | 52356.2232 | 55981.7824 | 328193.2306 | 108196.5289 | 99040.6902 | 150352.6312 | 137950.0121 | 215789.6318 | 210342.5421 | 276860.176 | 222050.2425 | 221130.7233 | 226386.1082 | 224676.3853 | 214575.0617 | 291072.697 | 264323.4969 | 238964.476 | 220033.9552
NETPOS - Net Position (MWh)
MEAN | 2861.3279 | 1287.1566 | 1876.5905 | 17991.7391 | 5163.3478 | 4695.2619 | 5002.4893 | 3387.8559 | 5367.51 | 5832.7425 | 7428.195 | 6893.6175 | 6788.0475 | 6210.5176 | 5933.655 | 6037.6726 | 7898.0851 | 6816.2726 | 6634.35 | 5657.31
P5 | 0 | 0 | 51.925 | 10069.7487 | 1822.3953 | 2380.505 | 3156.75 | 1681.875 | 3156.75 | 3855.375 | 4528.125 | 4476.375 | 4450.5 | 3984.75 | 3493.125 | 3648.375 | 5356.125 | 4605.75 | 4424.625 | 3544.875
P95 | 12102.8803 | 5858.7131 | 6077.3895 | 24549.7907 | 9720.7388 | 7943.625 | 7451.3555 | 6210 | 9625.5 | 9056.25 | 11669.625 | 9987.75 | 9754.875 | 8771.625 | 9133.875 | 8357.625 | 11799 | 9987.75 | 8875.125 | 7840.125
NETREVENUE - Net Revenue $
MEAN | -2557.8709 | 382.3202 | 7059.8506 | 113640.0069 | 33222.4994 | 36783.7682 | 70433.1393 | 54325.2465 | 63933.5397 | 74440.5471 | 88286.3118 | 87084.8261 | 86418.8173 | 82611.1405 | 81184.1001 | 83749.2532 | 96687.9524 | 84668.0764 | 81963.4692 | 70006.9134
P5 | -15338.1465 | -6802.9834 | -1640.8074 | 25173.3127 | 12609.1923 | 18172.9943 | 33127.0956 | 21640.8527 | 24633.5157 | 32748.7102 | 37067.9854 | 35527.6797 | 35991.2449 | 36615.0165 | 34631.4155 | 35812.0166 | 50694.3549 | 41930.7197 | 40533.9622 | 29578.618
P95 | 4660.6603 | 5593.2867 | 27684.2705 | 198105.6607 | 55265.3305 | 62271.3001 | 138452.7501 | 120236.4616 | 143344.6532 | 147030.2625 | 192888.5112 | 146491.2132 | 137661.5202 | 147859.0843 | 154068.7715 | 145432.3524 | 169486.7493 | 138708.3576 | 133484.2636 | 114546.4676
STARTS - Number Starts
MEAN | 14.34 | 21.29 | 40.51 | 84.22 | 31.67 | 32.31 | 37.71 | 26.26 | 36.86 | 38.88 | 50.87 | 46.65 | 46.89 | 44.48 | 43.2 | 42.15 | 49.01 | 43.16 | 42.13 | 37.13
P5 | 0 | 0 | 10.5 | 37.5 | 14 | 17.5 | 26 | 15.5 | 21 | 26.5 | 33.5 | 33.5 | 32.5 | 30.5 | 26 | 27 | 33 | 28 | 29 | 24
P95 | 54.5 | 96.5 | 113.5 | 136 | 62.5 | 49.5 | 52 | 43 | 57 | 55.5 | 74.5 | 63.5 | 63.5 | 62.5 | 64.5 | 57.5 | 68.5 | 57 | 57 | 50
VOMCOSTS - VOM Costs
MEAN | 12933.2021 | 5933.7919 | 8819.9756 | 86360.3475 | 25248.7706 | 23429.357 | 25462.6703 | 17582.9721 | 28447.803 | 31496.8095 | 40929.3544 | 38742.1303 | 38895.5122 | 36331.528 | 35423.9204 | 36709.0494 | 49047.1085 | 43147.0056 | 42857.901 | 37281.6729
P5 | 0 | 0 | 244.0475 | 48334.7936 | 8911.513 | 11878.72 | 16067.8575 | 8728.9312 | 16730.775 | 20819.025 | 24949.9688 | 25157.2275 | 25501.365 | 23310.7875 | 20853.9562 | 22182.12 | 33261.5362 | 29154.3975 | 28583.0775 | 23360.7262
P95 | 54705.0191 | 27008.6673 | 28563.7307 | 117838.9952 | 47534.4128 | 39638.6888 | 37927.3992 | 32229.9 | 51015.15 | 48903.75 | 64299.6338 | 56131.155 | 55895.4337 | 51314.0062 | 54529.2337 | 50814.36 | 73271.79 | 63222.4575 | 57333.3075 | 51666.4238
Simple HR 2018 CELP 2015 v2
CAPACITYFACTOR - Net Generation Capacity Factor
MEAN | 1 | 1 | 1 | 1 | 1 | 1
P5 | 1 | 1 | 1 | 1 | 1 | 1
P95 | 1 | 1 | 1 | 1 | 1 | 1
NETPOS - Net Position (MWh)
MEAN | 130665.85 | 130922.4 | 130175.15 | 130114.6 | 130699.1 | 64667.05
P5 | 117512.5 | 119070 | 118720 | 118562.5 | 119262.5 | 58397.5
P95 | 134680 | 134960 | 134120 | 134120 | 134680 | 66640
NETREVENUE - Net Revenue $
MEAN | -10555499.6092 | -10657747.7484 | -11005043.869 | -11549320.5102 | -12156375.5705 | -6490732.9099
P5 | -11278006.1822 | -11536883.5302 | -11963889.5705 | -12517982.8534 | -13109960.3148 | -6857684.1506
P95 | -9461696.8765 | -9551752.7026 | -9802066.5957 | -10430863.9648 | -10836216.3294 | -5869581.3702
STARTS - Number Starts
MEAN | 1.52 | 1.55 | 1.65 | 1.64 | 1.45 | 0.85
P5 | 0 | 0 | 0 | 0 | 0 | 0
P95 | 6.5 | 7 | 7 | 7 | 6 | 4
Simple HR 2018 Colstrip 3 economic dispatch
CAPACITYFACTOR - Net Generation Capacity Factor
MEAN | 0.31179 | 0.31937 | 0.26902 | 0.25648 | 0.31512 | 0.2578 | 0.26413 | 0.26725 | 0.22903 | 0.22618 | 0.28189 | 0.23945 | 0.22649 | 0.25211 | 0.21677 | 0.21829 | 0.26591 | 0.2285 | 0.21216 | 0.23651
P5 | 0.20194 | 0.19434 | 0.14629 | 0.086877 | 0.11894 | 0.09505 | 0.091255 | 0.118 | 0.094202 | 0.11842 | 0.14559 | 0.12877 | 0.12072 | 0.1065 | 0.10336 | 0.099985 | 0.1431 | 0.11994 | 0.11489 | 0.11551
P95 | 0.39601 | 0.41017 | 0.35426 | 0.42103 | 0.51223 | 0.40952 | 0.41781 | 0.46003 | 0.40637 | 0.36818 | 0.4573 | 0.36361 | 0.37161 | 0.41428 | 0.32922 | 0.32032 | 0.3982 | 0.33093 | 0.31335 | 0.35272
CO2EMISSIONS - CO2 Emissions
MEAN | 105483.251 | 95127.1949 | 90466.9553 | 86651.0516 | 91497.7928 | 87794.6503 | 89834.0856 | 78901.6461 | 77395.3625 | 77125.9516 | 82203.4482 | 81427.9492 | 76889.6207 | 74763.893 | 73186.2922 | 73537.817 | 77553.4355 | 77915.6447 | 71983.6142 | 69763.1173
P5 | 68299.2902 | 56447.7872 | 49470.9417 | 28544.9484 | 33736.9019 | 33157.7269 | 29811.593 | 33861.7054 | 31134.8021 | 39665.5763 | 42160.4728 | 43862.5231 | 41021.1402 | 31606.948 | 34378.2601 | 33553.3302 | 42139.3722 | 41209.1824 | 38771.0163 | 33820.8358
P95 | 136230.2385 | 125598.9848 | 120391.979 | 145625.2382 | 151016.0008 | 140381.7766 | 145205.3593 | 135608.864 | 134594.9185 | 124833.6764 | 131834.8708 | 127153.6727 | 124792.1317 | 124102.8298 | 110576.959 | 104912.0474 | 116130.4181 | 112555.4759 | 108019.7962 | 102985.0855
FUELCONSUMED - Fuel Consumed
MEAN | 958938.6451 | 864792.6811 | 822426.8661 | 787736.8325 | 831798.116 | 798133.1846 | 816673.5053 | 717287.6919 | 703594.2044 | 701145.015 | 747304.0742 | 740254.0833 | 698996.5519 | 679671.7548 | 665329.9292 | 668525.6089 | 705031.2315 | 708324.0427 | 654396.4931 | 634210.1573
P5 | 620902.6383 | 513161.7021 | 449735.8339 | 259499.5308 | 306699.1078 | 301433.8806 | 271014.4818 | 307833.6857 | 283043.6555 | 360596.148 | 383277.0258 | 398750.2103 | 372919.4561 | 287335.8913 | 312529.6373 | 305030.2749 | 383085.2019 | 374628.9306 | 352463.7843 | 307462.1435
P95 | 1238456.7134 | 1141808.9531 | 1094472.5363 | 1323865.8017 | 1372872.7349 | 1276197.9687 | 1320048.7209 | 1232807.8544 | 1223590.168 | 1134851.604 | 1198498.8255 | 1155942.4788 | 1134473.9244 | 1128207.5432 | 1005245.0822 | 953745.8852 | 1055731.0737 | 1023231.5993 | 981998.1473 | 936228.0501
FUELCOST - Fuel Cost
MEAN | 920581.0993 | 812905.1202 | 814202.5974 | 913774.7257 | 914977.9276 | 893909.1667 | 931007.7961 | 839226.5995 | 837277.1033 | 848385.4681 | 926657.052 | 932720.1449 | 901705.552 | 890369.9988 | 891542.1051 | 915880.0842 | 987043.7241 | 1005820.1407 | 948874.915 | 938631.0329
P5 | 596066.5328 | 482372 | 445238.4756 | 301019.4557 | 337369.0186 | 337605.9463 | 308956.5092 | 360165.4123 | 336821.9501 | 436321.3391 | 475263.512 | 502425.265 | 481066.0984 | 376410.0176 | 418789.714 | 417891.4766 | 536319.2827 | 531973.0814 | 511072.4872 | 455043.9724
P95 | 1188918.4449 | 1073300.4159 | 1083527.811 | 1535684.33 | 1510160.0084 | 1429341.7249 | 1504855.5419 | 1442385.1896 | 1456072.2999 | 1373170.4408 | 1486138.5437 | 1456487.5233 | 1463471.3624 | 1477951.8816 | 1347028.4101 | 1306631.8627 | 1478023.5032 | 1452988.871 | 1423897.3136 | 1385617.5142
NETPOS - Net Position (MWh)
MEAN | 90311.8845 | 81379.7416 | 77380.0306 | 74163.7231 | 78334.7409 | 75155.1809 | 76934.7267 | 67564.1146 | 66276.6473 | 66045.6737 | 70402.331 | 69735.174 | 65844.0979 | 64028.0897 | 62674.5564 | 62981.0653 | 66437.1295 | 66748.9836 | 61664.2512 | 59763.3873
P5 | 58438.8405 | 48279.7504 | 42302.754 | 24387.0633 | 28822.2291 | 28332.5038 | 25472.3253 | 28937.0252 | 26620.2666 | 33918.9179 | 36058.1139 | 37523.3821 | 35080.1912 | 27022.2128 | 29401.9922 | 28700.0973 | 36070.6312 | 35272.67 | 33186.8135 | 28947.896
P95 | 116648.4713 | 107468.3994 | 102975.094 | 124731.4495 | 129392.9092 | 120271.6656 | 124446.0545 | 116231.4094 | 115354.8775 | 106973.2081 | 112982.0751 | 108964.2738 | 106943.9214 | 106352.9045 | 94751.1106 | 89887.4805 | 99535.914 | 96444.7175 | 92562.5573 | 88245.287
NETREVENUE - Net Revenue $
MEAN | -106133.1639 | 119157.1365 | 133423.0169 | 193705.7478 | 228771.2218 | 174042.7797 | 173766.2448 | 120763.4395 | 28350.7257 | 42507.2044 | 45756.9208 | 23815.8956 | 38685.3774 | 59855.1612 | 52372.7482 | 64715.848 | 11912.2449 | -4755.2667 | 16457.387 | 769.8067
P5 | -316023.6262 | -186409.7801 | -169939.3007 | -93921.244 | -72136.9248 | -64545.6491 | -45693.0629 | -56077.7017 | -147440.3093 | -112455.0064 | -124812.3092 | -112609.8386 | -98250.9452 | -92590.8753 | -88873.327 | -79577.4838 | -114230.6872 | -150230.2593 | -147606.3174 | -126306.1683
P95 | 262108.6514 | 540171.562 | 673995.533 | 784119.0565 | 855361.3407 | 646388.0291 | 605561.3847 | 664603.3623 | 589636.3162 | 348367.8894 | 469927.6286 | 282081.4492 | 260732.8986 | 428528.3175 | 327565.4588 | 294252.8962 | 303730.4021 | 234877.3688 | 219106.7461 | 206625.2077
STARTS - Number Starts
MEAN | 4.86 | 3.15 | 2.51 | 2.69 | 3.17 | 2.26 | 42.44 | 41.38 | 97.54 | 87.98 | 16.44 | 15.63 | 13.39 | 12.88 | 11.87 | 12.22 | 102.11 | 96.79 | 101.02 | 91.35
P5 | 1 | 1 | 0 | 0 | 1 | 0 | 22 | 20.5 | 68.5 | 65.5 | 7 | 5 | 5 | 5 | 4 | 4 | 81.5 | 78.5 | 78.5 | 70.5
P95 | 9 | 5.5 | 5.5 | 5.5 | 6.5 | 5 | 61.5 | 57.5 | 122 | 112 | 28 | 29.5 | 25 | 24.5 | 21.5 | 20.5 | 121 | 122.5 | 120 | 110.5
VOMCOSTS - VOM Costs
MEAN | 304351.0507 | 279132.5137 | 270830.107 | 264764.4916 | 285138.4569 | 279577.273 | 291582.6142 | 261473.1236 | 261129.9905 | 265503.6081 | 288649.5572 | 292190.3792 | 281154.298 | 278522.1901 | 278275.0304 | 285304.2257 | 306939.5383 | 314387.7129 | 296605.0483 | 292840.5977
P5 | 196938.8924 | 165599.5439 | 148059.639 | 87061.8158 | 104912.9139 | 105396.9143 | 96540.1127 | 111986.2875 | 104883.8506 | 136354.05 | 147838.267 | 157222.9711 | 149792.4166 | 117546.6258 | 130544.8452 | 130011.4409 | 166646.316 | 166134.2756 | 159628.5729 | 141844.6902
P95 | 393105.3483 | 368616.6098 | 360412.829 | 445291.2748 | 470990.1895 | 447410.596 | 471650.5464 | 449815.5545 | 454498.2174 | 430032.2965 | 463226.5079 | 456560.3073 | 456650.5445 | 462635.1344 | 420694.9309 | 407190.2865 | 459855.9226 | 454254.6196 | 445225.9004 | 432401.9064
Simple HR 2018 Colstrip 3 must run
CAPACITYFACTOR - Net Generation Capacity Factor
MEAN | 1 | 1 | 1 | 1 | 1 | 1 | 1 | 1 | 1 | 1 | 1 | 1 | 1 | 1 | 1 | 1 | 1 | 1 | 1 | 1
P5 | 1 | 1 | 1 | 1 | 1 | 1 | 1 | 1 | 1 | 1 | 1 | 1 | 1 | 1 | 1 | 1 | 1 | 1 | 1 | 1
P95 | 1 | 1 | 1 | 1 | 1 | 1 | 1 | 1 | 1 | 1 | 1 | 1 | 1 | 1 | 1 | 1 | 1 | 1 | 1 | 1
CO2EMISSIONS - CO2 Emissions
MEAN | 159591.9105 | 140446.1025 | 159154.875 | 158961.0825 | 137074.113 | 159766.992 | 160268.1795 | 139862.052 | 159940.2915 | 160387.5735 | 138116.583 | 158999.841 | 160258.824 | 139682.961 | 159193.6335 | 159465.834 | 137558.3715 | 160019.145 | 159711.75 | 139243.2525
P5 | 150801.75 | 130798.8 | 150913.125 | 149398.425 | 128081.25 | 149688 | 152784.225 | 132447.15 | 151559.1 | 150890.85 | 128014.425 | 149754.825 | 150979.95 | 131066.1 | 150467.625 | 152004.6 | 128571.3 | 153185.175 | 149598.9 | 132179.85
P95 | 167418.9 | 147638.7 | 168042.6 | 166772.925 | 144987.975 | 167485.725 | 167173.875 | 146747.7 | 166906.575 | 168198.525 | 144475.65 | 166126.95 | 167374.35 | 146569.5 | 166817.475 | 166906.575 | 145166.175 | 167352.075 | 166995.675 | 146257.65
FUELCONSUMED - Fuel Consumed
MEAN | 1450835.55 | 1276782.75 | 1446862.5 | 1445100.75 | 1246128.3 | 1452427.2 | 1456983.45 | 1271473.2 | 1454002.65 | 1458068.85 | 1255605.3 | 1445453.1 | 1456898.4 | 1269845.1 | 1447214.85 | 1449689.4 | 1250530.65 | 1454719.5 | 1451925 | 1265847.75
P5 | 1370925 | 1189080 | 1371937.5 | 1358167.5 | 1164375 | 1360800 | 1388947.5 | 1204065 | 1377810 | 1371735 | 1163767.5 | 1361407.5 | 1372545 | 1191510 | 1367887.5 | 1381860 | 1168830 | 1392592.5 | 1359990 | 1201635
P95 | 1521990 | 1342170 | 1527660 | 1516117.5 | 1318072.5 | 1522597.5 | 1519762.5 | 1334070 | 1517332.5 | 1529077.5 | 1313415 | 1510245 | 1521585 | 1332450 | 1516522.5 | 1517332.5 | 1319692.5 | 1521382.5 | 1518142.5 | 1329615
FUELCOST - Fuel Cost
MEAN | 1392802.128 | 1200175.785 | 1432393.875 | 1676316.87 | 1370741.13 | 1626718.464 | 1660961.133 | 1487623.644 | 1730263.1535 | 1764263.3085 | 1556950.572 | 1821270.906 | 1879398.936 | 1663497.081 | 1939267.899 | 1986074.478 | 1750742.91 | 2065701.69 | 2105291.25 | 1873454.67
P5 | 1316088 | 1117735.2 | 1358218.125 | 1575474.3 | 1280812.5 | 1524096 | 1583400.15 | 1408756.05 | 1639593.9 | 1659799.35 | 1443071.7 | 1715373.45 | 1770583.05 | 1560878.1 | 1832969.25 | 1893148.2 | 1636362 | 1977481.35 | 1971985.5 | 1778419.8
P95 | 1461110.4 | 1261639.8 | 1512383.4 | 1758696.3 | 1449879.75 | 1705309.2 | 1732529.25 | 1560861.9 | 1805625.675 | 1850183.775 | 1628634.6 | 1902908.7 | 1962844.65 | 1745509.5 | 2032140.15 | 2078745.525 | 1847569.5 | 2160363.15 | 2201306.625 | 1967830.2
NETPOS - Net Position (MWh)
MEAN | 107469.3 | 94576.5 | 107175 | 107044.5 | 92305.8 | 107587.2 | 107924.7 | 94183.2 | 107703.9 | 108005.1 | 93007.8 | 107070.6 | 107918.4 | 94062.6 | 107201.1 | 107384.4 | 92631.9 | 107757 | 107550 | 93766.5
P5 | 101550 | 88080 | 101625 | 100605 | 86250 | 100800 | 102885 | 89190 | 102060 | 101610 | 86205 | 100845 | 101670 | 88260 | 101325 | 102360 | 86580 | 103155 | 100740 | 89010
P95 | 112740 | 99420 | 113160 | 112305 | 97635 | 112785 | 112575 | 98820 | 112395 | 113265 | 97290 | 111870 | 112710 | 98700 | 112335 | 112395 | 97755 | 112695 | 112455 | 98490
NETREVENUE - Net Revenue $
MEAN | -1621970.5847 | -1051986.6805 | -1339070.5699 | -1687763.4457 | -1323486.2798 | -1822541.4588 | -1970121.21 | -1757805.3428 | -2272698.3894 | -2315121.6117 | -1907181.1839 | -2399774.6621 | -2481407.2418 | -2085214.8669 | -2568012.0853 | -2624389.5676 | -2178814.4593 | -2753792.1302 | -2804703.9576 | -2364466.2651
P5 | -2019519.9919 | -1500209.3987 | -1860317.59 | -2258329.1709 | -1761228.0426 | -2283806.603 | -2411958.5905 | -2134111.2327 | -2598624.5978 | -2673843.5906 | -2240043.4109 | -2764389.1084 | -2836275.3404 | -2414376.9127 | -2911875.5412 | -2954471.2257 | -2466052.4856 | -3046959.6919 | -3132855.9471 | -2712034.5808
P95 | -1193069.9454 | -615641.9995 | -718320.2633 | -1080590.0032 | -757812.9289 | -1382680.6984 | -1515307.9488 | -1228390.0597 | -1692535.0388 | -1883493.3101 | -1409084.9871 | -1998655.741 | -2082090.2199 | -1622773.1334 | -2245250.7465 | -2239139.3956 | -1771498.0193 | -2404463.2701 | -2439849.7346 | -2036935.0436
STARTS - Number Starts
MEAN | 2.29 | 2.8 | 2.21 | 2.22 | 2.89 | 2.37 | 1.94 | 2.88 | 1.81 | 2.05 | 2.71 | 2.07 | 2.13 | 2.91 | 2.15 | 2.12 | 2.74 | 2.15 | 2.17 | 2.9
P5 | 0 | 1 | 0 | 0 | 1 | 0 | 0 | 1 | 0 | 0 | 1 | 0 | 0 | 1 | 0 | 0 | 1 | 0 | 0 | 1
P95 | 5 | 5 | 5 | 5 | 5 | 5.5 | 4 | 5 | 4 | 5 | 5 | 4.5 | 5 | 5.5 | 5 | 4.5 | 5 | 5 | 5 | 5
VOMCOSTS - VOM Costs
MEAN | 362171.541 | 324397.395 | 375112.5 | 382148.865 | 335993.112 | 400224.384 | 409034.613 | 364488.984 | 424353.366 | 434180.502 | 381331.98 | 448625.814 | 460811.568 | 409172.31 | 475972.884 | 486451.332 | 427959.378 | 507535.47 | 517315.5 | 459455.85
P5 | 342223.5 | 302114.4 | 355687.5 | 359159.85 | 313950 | 374976 | 389934.15 | 345165.3 | 402116.4 | 408472.2 | 353440.5 | 422540.55 | 434130.9 | 383931 | 449883 | 463690.8 | 399999.6 | 485860.05 | 484559.4 | 436149
P95 | 379933.8 | 341010.6 | 396060 | 400928.85 | 355391.4 | 419560.2 | 426659.25 | 382433.4 | 442836.3 | 455325.3 | 398889 | 468735.3 | 481271.7 | 429345 | 498767.4 | 509149.35 | 451628.1 | 530793.45 | 540908.55 | 482601
Simple HR 2018 Colstrip 4 economic dispatch
CAPACITYFACTOR - Net Generation Capacity Factor
MEAN | 0.35039 | 0.26801 | 0.25252 | 0.27875 | 0.26554 | 0.24879 | 0.29245 | 0.22641 | 0.22565 | 0.26055 | 0.23903 | 0.23225 | 0.25306 | 0.21718 | 0.21479 | 0.25245 | 0.22392 | 0.2238 | 0.23951 | 0.20651
P5 | 0.22554 | 0.15562 | 0.13686 | 0.10065 | 0.096085 | 0.091717 | 0.09542 | 0.094182 | 0.09049 | 0.13498 | 0.10955 | 0.11672 | 0.13275 | 0.093158 | 0.096917 | 0.11379 | 0.11935 | 0.11843 | 0.1304 | 0.098207
P95 | 0.45233 | 0.35443 | 0.33641 | 0.46697 | 0.4368 | 0.39154 | 0.47145 | 0.39376 | 0.40546 | 0.41635 | 0.38092 | 0.35974 | 0.41479 | 0.36694 | 0.32699 | 0.36693 | 0.33583 | 0.32832 | 0.3494 | 0.31743
CO2EMISSIONS - CO2 Emissions
MEAN | 104028.4001 | 91398.0714 | 85280.4734 | 80314.476 | 89734.1301 | 84313.2726 | 86742.7293 | 76310.5637 | 76536.2351 | 76331.322 | 81113.1335 | 78866.0056 | 75427.6318 | 73096.418 | 72798.4755 | 73471.3344 | 75740.7257 | 76031.3065 | 71328.1062 | 69914.9612
P5 | 65921.3165 | 52983.7412 | 46081.8244 | 30503.9721 | 32479.2064 | 31673.1959 | 29345.4384 | 32135.7452 | 30898.4131 | 39169.3368 | 37388.9046 | 38679.1327 | 38941.8789 | 31874.4202 | 32730.9534 | 33810.5858 | 40027.9346 | 39455.3135 | 37969.9732 | 33672.8303
P95 | 136714.9782 | 122689.2809 | 112967.0886 | 132389.7225 | 147022.642 | 132765.3272 | 142343.3189 | 132227.0579 | 136898.279 | 120189.9368 | 129805.3576 | 124446.5215 | 122654.3304 | 124098.7317 | 115469.534 | 108188.0656 | 114689.682 | 114936.5476 | 104475.518 | 105137.039
FUELCONSUMED - Fuel Consumed
MEAN | 945712.7281 | 830891.558 | 775277.0308 | 730131.5996 | 815764.8191 | 766484.2967 | 788570.2666 | 693732.3974 | 695783.955 | 693921.1095 | 737392.1231 | 716963.6876 | 685705.744 | 664512.8905 | 661804.3229 | 667921.2217 | 688552.0515 | 691193.6951 | 648437.3293 | 635590.5563
P5 | 599284.6952 | 481670.3744 | 418925.6763 | 277308.8375 | 295265.5125 | 287938.1446 | 266776.7127 | 292143.1384 | 280894.6644 | 356084.8802 | 339899.1329 | 351628.4794 | 354017.0809 | 289767.4564 | 297554.1215 | 307368.9616 | 363890.3149 | 358684.6683 | 345181.5746 | 306116.6388
P95 | 1242863.4381 | 1115357.0994 | 1026973.5329 | 1203542.9314 | 1336569.473 | 1206957.52 | 1294030.1716 | 1202064.1626 | 1244529.8088 | 1092635.7893 | 1180048.7052 | 1131332.0139 | 1115039.3674 | 1128170.2881 | 1049723.0364 | 983527.8694 | 1042633.4727 | 1044877.7055 | 949777.4361 | 955791.2636
FUELCOST - Fuel Cost
MEAN | 907884.219 | 781038.0645 | 767524.2605 | 846952.6555 | 897341.301 | 858462.4123 | 898970.1039 | 811666.9049 | 827982.9065 | 839644.5425 | 914366.2327 | 903374.2464 | 884560.4098 | 870511.8865 | 886817.7928 | 915052.0737 | 963972.8722 | 981495.0471 | 940234.1275 | 940674.0233
P5 | 575313.3074 | 452770.1519 | 414736.4195 | 321678.2516 | 324792.0637 | 322490.7219 | 304125.4525 | 341807.4719 | 334264.6506 | 430862.705 | 421474.9248 | 443051.8841 | 456682.0343 | 379595.3678 | 398722.5228 | 421095.4774 | 509446.4409 | 509332.229 | 500513.2831 | 453052.6254
P95 | 1193148.9005 | 1048435.6735 | 1016703.7976 | 1396109.8005 | 1470226.4203 | 1351792.4224 | 1475194.3957 | 1406415.0702 | 1480990.4724 | 1322089.305 | 1463260.3944 | 1425478.3375 | 1438400.784 | 1477903.0774 | 1406628.8687 | 1347433.1811 | 1459686.8618 | 1483726.3419 | 1377177.2823 | 1414571.0702
NETPOS - Net Position (MWh)
MEAN | 89067.7819 | 78165.7615 | 72918.4617 | 68730.9022 | 76819.9061 | 72169.7988 | 74285.9586 | 65340.8609 | 65540.6228 | 65366.3012 | 69466.0553 | 67542.9906 | 64591.9726 | 62597.0354 | 62342.7817 | 62925.735 | 64879.9229 | 65132.8058 | 61102.9392 | 59891.3842
P5 | 56418.0523 | 45300.7204 | 39381.3683 | 26061.6331 | 27749.213 | 27068.533 | 25069.9646 | 27455.9272 | 26420.8845 | 33502.1787 | 31975.1101 | 33090.2212 | 33311.2638 | 27255.2576 | 27988.8629 | 28923.3818 | 34260.6256 | 33771.9358 | 32499.9998 | 28818.7225
P95 | 117080.8341 | 104957.0444 | 96587.8429 | 113391.0389 | 125957.0656 | 113741.4811 | 121978.8749 | 113311.5529 | 117335.7904 | 103000.2341 | 111235.3983 | 106650.3402 | 105115.8984 | 106356.7757 | 98949.2965 | 92700.356 | 98280.6737 | 98490.1624 | 89525.4289 | 90101.1905
NETREVENUE - Net Revenue $
MEAN | -98044.368 | 110222.9681 | 125262.4656 | 185599.1987 | 252507.8876 | 183342.383 | 195252.734 | 139921.8864 | 41768.3688 | 49478.2085 | 51387.0315 | 33293.4693 | 49196.4823 | 68271.9687 | 65015.6289 | 77630.9116 | 17571.42 | -780.1506 | 21018.7008 | 8590.4297
P5 | -299661.5965 | -183318.8407 | -154113.8947 | -80821.6802 | -43070.4229 | -52895.8255 | -32662.0813 | -45112.3145 | -127248.0901 | -97408.3629 | -121779.504 | -101388.1671 | -108288.5447 | -87307.5825 | -84444.4867 | -63200.2967 | -106359.0546 | -159461.7414 | -128872.21 | -109768.2478
P95 | 247605.9376 | 533697.6428 | 589026.5534 | 737957.2603 | 839743.3635 | 573052.9519 | 619534.5769 | 680984.8266 | 631981.9355 | 396233.6608 | 460591.3685 | 273174.7334 | 296835.7253 | 457334.0028 | 360756.4231 | 320926.6326 | 308122.7014 | 227388.0728 | 227678.6482 | 199957.2242
STARTS - Number Starts
MEAN | 13.27 | 3.3 | 3.24 | 3.16 | 2.68 | 2.44 | 39.41 | 37.98 | 96.03 | 85.99 | 16.46 | 14.69 | 14.51 | 13.25 | 12.42 | 13.56 | 105.7 | 99.74 | 120.55 | 106.18
P5 | 5 | 0.5 | 1 | 1 | 0 | 0 | 18 | 20.5 | 70.5 | 63.5 | 6 | 4.5 | 5 | 5 | 3.5 | 5 | 82.5 | 75.5 | 98.5 | 88
P95 | 24 | 7 | 6 | 5.5 | 6 | 5 | 55 | 55 | 119.5 | 108.5 | 27.5 | 28 | 24.5 | 25 | 24 | 24.5 | 128.5 | 123 | 146 | 130.5
VOMCOSTS - VOM Costs
MEAN | 300158.4248 | 268108.562 | 255214.616 | 245369.3208 | 279624.4581 | 268471.6514 | 281543.7831 | 252869.1318 | 258230.054 | 262772.531 | 284810.8267 | 283005.1305 | 275807.723 | 272297.1039 | 276801.9508 | 285053.5797 | 299745.2438 | 306775.5154 | 293905.1375 | 293467.7825
P5 | 190128.8364 | 155381.4711 | 137834.7889 | 93040.0303 | 101007.1353 | 100694.9429 | 95015.1659 | 106254.4381 | 104098.285 | 134678.7584 | 131097.9516 | 138648.0269 | 142239.0966 | 118560.3706 | 124270.5511 | 131022.9197 | 158284.0902 | 159065.8177 | 156324.9989 | 141211.7402
P95 | 394562.4109 | 360002.6624 | 338057.4501 | 404806.0089 | 458483.7187 | 423118.3095 | 462299.9358 | 438515.7096 | 462303.014 | 414060.9411 | 456065.133 | 446864.9256 | 448844.8861 | 462651.9742 | 439334.8766 | 419932.6129 | 454056.7127 | 463888.665 | 430617.3129 | 441495.8335
Simple HR 2018 Colstrip 4 must run
CAPACITYFACTOR - Net Generation Capacity Factor
MEAN | 1 | 1 | 1 | 1 | 1 | 1 | 1 | 1 | 1 | 1 | 1 | 1 | 1 | 1 | 1 | 1 | 1 | 1 | 1 | 1
P5 | 1 | 1 | 1 | 1 | 1 | 1 | 1 | 1 | 1 | 1 | 1 | 1 | 1 | 1 | 1 | 1 | 1 | 1 | 1 | 1
P95 | 1 | 1 | 1 | 1 | 1 | 1 | 1 | 1 | 1 | 1 | 1 | 1 | 1 | 1 | 1 | 1 | 1 | 1 | 1 | 1
CO2EMISSIONS - CO2 Emissions
MEAN | 140394.4245 | 159963.4575 | 158969.547 | 135213.2595 | 160162.1505 | 160467.318 | 140654.5965 | 160047.2115 | 158726.7495 | 137858.193 | 159885.0495 | 159125.0265 | 139669.596 | 158822.532 | 159062.6565 | 136803.249 | 159681.456 | 160422.3225 | 139221.423 | 160087.3065
P5 | 132046.2 | 151536.825 | 149888.475 | 125252.325 | 150757.2 | 152093.7 | 133182.225 | 150757.2 | 150133.5 | 127613.475 | 149910.75 | 148329.225 | 130442.4 | 148440.6 | 149420.7 | 127858.5 | 149576.625 | 151269.525 | 131578.425 | 149220.225
P95 | 147705.525 | 168399 | 167886.675 | 142938.675 | 168955.875 | 168510.375 | 147326.85 | 168198.525 | 166951.125 | 145077.075 | 168443.55 | 168287.625 | 147081.825 | 167931.225 | 167508 | 145522.575 | 165971.025 | 169690.95 | 146480.4 | 167307.525
FUELCONSUMED - Fuel Consumed
MEAN | 1276312.95 | 1454213.25 | 1445177.7 | 1229211.45 | 1456019.55 | 1458793.8 | 1278678.15 | 1454974.65 | 1442970.45 | 1253256.3 | 1453500.45 | 1446591.15 | 1269723.6 | 1443841.2 | 1446024.15 | 1243665.9 | 1451649.6 | 1458384.75 | 1265649.3 | 1455339.15
P5 | 1200420 | 1377607.5 | 1362622.5 | 1138657.5 | 1370520 | 1382670 | 1210747.5 | 1370520 | 1364850 | 1160122.5 | 1362825 | 1348447.5 | 1185840 | 1349460 | 1358370 | 1162350 | 1359787.5 | 1375177.5 | 1196167.5 | 1356547.5
P95 | 1342777.5 | 1530900 | 1526242.5 | 1299442.5 | 1535962.5 | 1531912.5 | 1339335 | 1529077.5 | 1517737.5 | 1318882.5 | 1531305 | 1529887.5 | 1337107.5 | 1526647.5 | 1522800 | 1322932.5 | 1508827.5 | 1542645 | 1331640 | 1520977.5
FUELCOST - Fuel Cost
MEAN | 1225260.432 | 1366960.455 | 1430725.923 | 1425885.282 | 1601621.505 | 1633849.056 | 1457693.091 | 1702320.3405 | 1717134.8355 | 1516440.123 | 1802340.558 | 1822704.849 | 1637943.444 | 1891431.972 | 1937672.361 | 1703822.283 | 2032309.44 | 2070906.345 | 1835191.485 | 2153901.942
P5 | 1152403.2 | 1294951.05 | 1348996.275 | 1320842.7 | 1507572 | 1548590.4 | 1380252.15 | 1603508.4 | 1624171.5 | 1403748.225 | 1689903 | 1699043.85 | 1529733.6 | 1767792.6 | 1820215.8 | 1592419.5 | 1903702.5 | 1952752.05 | 1734442.875 | 2007690.3
P95 | 1289066.4 | 1439046 | 1510980.075 | 1507353.3 | 1689558.75 | 1715742 | 1526841.9 | 1789020.675 | 1806107.625 | 1595847.825 | 1898818.2 | 1927658.25 | 1724868.675 | 1999908.225 | 2040552 | 1812417.525 | 2112358.5 | 2190555.9 | 1930878 | 2251046.7
NETPOS - Net Position (MWh)
MEAN | 94541.7 | 107719.5 | 107050.2 | 91052.7 | 107853.3 | 108058.8 | 94716.9 | 107775.9 | 106886.7 | 92833.8 | 107666.7 | 107154.9 | 94053.6 | 106951.2 | 107112.9 | 92123.4 | 107529.6 | 108028.5 | 93751.8 | 107802.9
P5 | 88920 | 102045 | 100935 | 84345 | 101520 | 102420 | 89685 | 101520 | 101100 | 85935 | 100950 | 99885 | 87840 | 99960 | 100620 | 86100 | 100725 | 101865 | 88605 | 100485
P95 | 99465 | 113400 | 113055 | 96255 | 113775 | 113475 | 99210 | 113265 | 112425 | 97695 | 113430 | 113325 | 99045 | 113085 | 112800 | 97995 | 111765 | 114270 | 98640 | 112665
NETREVENUE - Net Revenue $
MEAN | -1329290.5263 | -1317716.2919 | -1344627.2681 | -1322570.3912 | -1688454.9503 | -1830265.5875 | -1616200.6837 | -2131115.9114 | -2263304.8321 | -1867549.9102 | -2374408.5682 | -2400866.3131 | -2052695.1399 | -2500398.093 | -2569044.0064 | -2100349.5422 | -2692731.2918 | -2762150.63 | -2314929.3708 | -2862952.6669
P5 | -1680104.6695 | -1794624.2624 | -1849085.1897 | -1892138.9169 | -2154130.7716 | -2262540.6568 | -2076679.9155 | -2507173.9819 | -2631143.3207 | -2151505.7307 | -2718677.0503 | -2759162.0075 | -2359895.5049 | -2879286.0689 | -2874905.3354 | -2478822.892 | -3006200.3747 | -3109347.9231 | -2597844.28 | -3194861.4314
P95 | -951857.686 | -840306.0137 | -737701.5957 | -723968.1244 | -1139716.2748 | -1402575.6648 | -1199352.1276 | -1603847.8013 | -1669603.1113 | -1463550.4207 | -1880939.3378 | -2062706.2565 | -1709837.383 | -1994381.4054 | -2228934.1143 | -1674638.0702 | -2401221.9301 | -2389649.9681 | -1973243.8795 | -2434212.9636
STARTS - Number Starts
MEAN | 3.1 | 2.4 | 2.39 | 3.02 | 2.36 | 2.16 | 2.68 | 2.19 | 2.61 | 2.92 | 2.39 | 2.38 | 3.07 | 2.48 | 2.26 | 2.73 | 2.35 | 2.07 | 3.08 | 2.09
P5 | 1 | 0 | 0 | 1 | 0 | 0 | 1 | 0 | 0 | 1 | 0 | 0 | 1 | 0 | 0 | 1 | 0 | 0 | 1 | 0
P95 | 6 | 5 | 4.5 | 6 | 5 | 4 | 5 | 5 | 5.5 | 5 | 5 | 5 | 5 | 5 | 5 | 5.5 | 5 | 4 | 6 | 5
VOMCOSTS - VOM Costs
MEAN | 318605.529 | 369477.885 | 374675.7 | 325058.139 | 392586.012 | 401978.736 | 358977.051 | 417092.733 | 421133.598 | 373191.876 | 441433.47 | 448979.031 | 401608.872 | 465237.72 | 475581.276 | 417319.002 | 496786.752 | 508814.235 | 450946.158 | 528234.21
P5 | 299660.4 | 350014.35 | 353272.5 | 301111.65 | 369532.8 | 381002.4 | 339906.15 | 392882.4 | 398334 | 345458.7 | 413895 | 418518.15 | 375076.8 | 434826 | 446752.8 | 390033 | 465349.5 | 479784.15 | 426190.05 | 492376.5
P95 | 335197.05 | 388962 | 395692.5 | 343630.35 | 414141 | 422127 | 376005.9 | 438335.55 | 442954.5 | 392733.9 | 465063 | 474831.75 | 422922.15 | 491919.75 | 500832 | 443917.35 | 516354.3 | 538211.7 | 474458.4 | 552058.5
Simple HR 2018 David Gates Generating Station updated HRs
CAPACITYFACTOR - Net Generation Capacity Factor
MEAN | 0.066969 | 0.084566 | 0.078532 | 0.032477 | 0.029284 | 0.021136 | 0.035404 | 0.03125 | 0.01802 | 0.024166 | 0.023503 | 0.019049 | 0.02178 | 0.021941 | 0.018069 | 0.023132 | 0.015201 | 0.012719 | 0.012757 | 0.011063
P5 | 0.043819 | 0.048834 | 0.041398 | 0.019358 | 0.018081 | 0.011035 | 0.018735 | 0.018005 | 0.007881 | 0.015457 | 0.013223 | 0.010257 | 0.012434 | 0.013697 | 0.00975 | 0.014144 | 0.007761 | 0.006488 | 0.006338 | 0.004191
P95 | 0.091206 | 0.11809 | 0.11311 | 0.049112 | 0.04246 | 0.030035 | 0.055338 | 0.049601 | 0.034936 | 0.036658 | 0.039021 | 0.029826 | 0.030895 | 0.032527 | 0.028623 | 0.030782 | 0.025452 | 0.021361 | 0.019868 | 0.018168
CO2EMISSIONS - CO2 Emissions
MEAN | 43463.7259 | 53229.33 | 48643.545 | 26150.2389 | 23663.5646 | 17128.6186 | 21875.3267 | 19753.7888 | 10339.647 | 14459.3478 | 13929.1149 | 10481.0566 | 12823.1562 | 12910.1907 | 9917.2036 | 13701.2711 | 7931.9749 | 6473.4899 | 6734.9381 | 5980.5664
P5 | 32069.0178 | 36267.6428 | 30064.8875 | 15606.2829 | 14535.5606 | 8919.319 | 13209.4277 | 12375.2522 | 4736.387 | 9491.8023 | 8338.1323 | 6313.8632 | 8316.777 | 8934.8479 | 5846.7659 | 9417.5688 | 4095.1384 | 3518.2256 | 3849.7969 | 2689.3512
P95 | 55137.8609 | 67917.37 | 64575.8442 | 39458.1133 | 33933.0904 | 24255.8526 | 30849.1067 | 29077.7526 | 18342.4697 | 20670.1427 | 20504.307 | 15114.7208 | 17174.1415 | 17917.603 | 14967.1408 | 17996.8128 | 12542.1519 | 10208.0487 | 10032.4874 | 9481.0626
FUELCONSUMED - Fuel Consumed
MEAN | 736673.3206 | 902192.0346 | 824466.8644 | 443224.3878 | 401077.3662 | 290315.569 | 370768.2492 | 334809.9804 | 175248.2551 | 245073.6923 | 236086.6931 | 177645.0268 | 217341.6298 | 218816.7907 | 168088.1974 | 232224.9333 | 134440.2524 | 109720.1672 | 114151.4937 | 101365.5318
P5 | 543542.6749 | 614705.8096 | 509574.3649 | 264513.27 | 246365.434 | 151174.898 | 223888.6047 | 209750.037 | 80277.7465 | 160878.0047 | 141324.2756 | 107014.6299 | 140962.3213 | 151438.0994 | 99097.7263 | 159619.8107 | 69409.1254 | 59630.9426 | 65250.7943 | 45582.2234
P95 | 934540.0157 | 1151141.8643 | 1094505.8347 | 668781.5813 | 575137.1248 | 411116.1455 | 522866.2156 | 492843.264 | 310889.3168 | 350341.4016 | 347530.6276 | 256181.7092 | 291087.1433 | 303688.1871 | 253680.3525 | 305030.7249 | 212578.8464 | 173017.7746 | 170042.1594 | 160695.9757
FUELCOST - Fuel Cost
MEAN | 1034712.7358 | 1257156.9426 | 1211881.6656 | 683720.7781 | 648657.0898 | 505245.3977 | 663541.051 | 609234.7881 | 359262.3578 | 477522.8014 | 475912.4603 | 381164.8938 | 452991.9248 | 470277.9235 | 383311.5426 | 512477.399 | 320383.0725 | 279419.4397 | 289314.188 | 266678.1957
P5 | 571527.5958 | 587920.4143 | 522739.8913 | 245386.8232 | 268010.7884 | 178297.9965 | 270410.5342 | 291962.8616 | 123582.1829 | 247278.4666 | 208729.9126 | 152748.3055 | 227459.5427 | 246822.9863 | 164679.2766 | 263797.0191 | 140723.341 | 117593.3327 | 132700.2155 | 97836.1909
P95 | 1589185.0895 | 1941367.1271 | 2036259.143 | 1319970.572 | 1176601.3776 | 833388.4427 | 1156721.4694 | 1216989.3607 | 800635.3638 | 847487.103 | 920227.6373 | 668477.0267 | 732118.8375 | 839656.7672 | 701035.3357 | 787669.1964 | 601882.0818 | 517123.8934 | 490539.2671 | 474926.7499
NETPOS - Net Position (MWh)
MEAN | 37524.5721 | 47424.1343 | 43761.3201 | 18124.5638 | 16399.0319 | 11870.4627 | 19821.4076 | 17497.0487 | 10037.3628 | 13617.0164 | 13167.8449 | 10657.8947 | 12193.55 | 12259.8584 | 10080.5264 | 12949.9969 | 8515.6253 | 7133.2997 | 7141.3783 | 6166.2002
P5 | 24526.7858 | 27414.6757 | 23012.2653 | 10815 | 10073 | 6181 | 10382.4955 | 10029.9802 | 4402.8886 | 8699.3889 | 7439.9863 | 5713.5193 | 6972.0382 | 7645.3815 | 5445.7742 | 7918.5 | 4330.1849 | 3650.6468 | 3557.1439 | 2346.153
P95 | 51386.7475 | 66543.8485 | 62839.4595 | 27353.1786 | 23516.8345 | 16810.2721 | 31043.9153 | 27654.6201 | 19423.5694 | 20616.8882 | 21921.5358 | 16703.6362 | 17305.4993 | 18098.5493 | 15962.5263 | 17304.0981 | 14284.5404 | 12037.8041 | 11115.2287 | 10135.2783
NETREVENUE - Net Revenue $
MEAN | -1098084.5349 | -1159028.1949 | -1038733.526 | -749414.4391 | -725588.6316 | -517246.8804 | -492403.0372 | -503252.8029 | -185563.1875 | -329163.0491 | -313431.4909 | -159446.3924 | -293028.7756 | -311434.844 | -167915.2433 | -354409.1013 | -94583.467 | -61699.5981 | -96648.1941 | -108454.4754
P5 | -1361911.3215 | -1414722.8731 | -1322219.4112 | -1259603.399 | -1106797.7941 | -778254.9651 | -676610.3593 | -722021.1385 | -301709.4203 | -471828.8719 | -458059.6231 | -239238.616 | -421188.2429 | -431792.8126 | -266284.9973 | -525997.5905 | -219574.9257 | -120393.6116 | -219831.1513 | -204059.8171
P95 | -829864.8237 | -892625.5229 | -739645.4313 | -421798.9642 | -418249.13 | -257909.8771 | -334744.7713 | -332395.1557 | -91036.8311 | -206293.4652 | -193346.6071 | -83396.1896 | -197245.2158 | -199862.1108 | -90570.7187 | -226731.3062 | -18898.0995 | -11835.6661 | -23082.383 | -28000.5469
STARTS - Number Starts
MEAN | 2017.97 | 2078.44 | 2017.9 | 1681.12 | 1568.27 | 1204.63 | 1244.14 | 1162.19 | 646.7 | 860.89 | 929.63 | 631.43 | 792.05 | 777.62 | 581.43 | 799.48 | 426.9 | 354.75 | 368.87 | 340.75
P5 | 1877 | 1942.5 | 1887.5 | 1214.5 | 1063.5 | 740.5 | 837.5 | 779 | 385 | 638 | 647.5 | 394.5 | 632 | 581.5 | 398.5 | 599.5 | 260 | 221.5 | 228 | 187.5
P95 | 2143.5 | 2180 | 2177.5 | 2087.5 | 2025.5 | 1509.5 | 1571 | 1520 | 988 | 1126.5 | 1207.5 | 848.5 | 978.5 | 994 | 781.5 | 1004 | 627.5 | 492.5 | 495.5 | 481.5
VOMCOSTS - VOM Costs
MEAN | 340723.1145 | 439147.4839 | 413106.8613 | 174539.5494 | 161038.4937 | 118942.0366 | 202574.7857 | 182494.218 | 106697.1664 | 147744.6283 | 145636.3642 | 120327.6306 | 140347.7606 | 143930.7374 | 120764.7061 | 158248.9618 | 106104.6908 | 90664.2386 | 92552.2622 | 81517.1672
P5 | 222703.2153 | 253859.8968 | 217235.7844 | 104148.45 | 98916.86 | 61933.62 | 106109.1038 | 104612.6936 | 46802.7053 | 94388.3697 | 82286.248 | 64505.6326 | 80248.1597 | 89756.779 | 65240.3749 | 96764.07 | 53954.1033 | 46399.7203 | 46100.5852 | 31016.1423
P95 | 466591.6676 | 616196.037 | 593204.4981 | 263411.1101 | 230935.315 | 168438.9266 | 317268.8143 | 288437.6878 | 206472.5424 | 223693.2373 | 242452.1863 | 188584.0531 | 199186.2972 | 212476.9686 | 191231.0649 | 211456.0784 | 177985.3733 | 153000.4906 | 144053.364 | 133988.3788
Simple HR 2018 YELP 2015 v2
CAPACITYFACTOR - Net Generation Capacity Factor
MEAN | 1 | 1 | 1 | 1 | 1 | 1 | 1 | 1 | 1 | 1
P5 | 1 | 1 | 1 | 1 | 1 | 1 | 1 | 1 | 1 | 1
P95 | 1 | 1 | 1 | 1 | 1 | 1 | 1 | 1 | 1 | 1
NETPOS - Net Position (MWh)
MEAN | 193828.96 | 194754.56 | 193468.08 | 192903.88 | 193879.4 | 194975.04 | 193937.12 | 194259 | 193346.4 | 195608.92
P5 | 188864 | 187928 | 187980 | 187590 | 188318 | 190268 | 188136 | 188084 | 188084 | 189904
P95 | 198146 | 199342 | 197392 | 197990 | 198328 | 198978 | 198848 | 198510 | 197340 | 199368
NETREVENUE - Net Revenue $
MEAN | -16175779.9149 | -16193276.7471 | -16487447.6874 | -17013831.365 | -17671734.6764 | -19019672.9395 | -20189333.9068 | -21577974.7259 | -21402111.8784 | -21643777.2337
P5 | -17002223.3467 | -17286063.3837 | -17468023.2966 | -18025111.0618 | -18702601.4894 | -20055129.3267 | -21231261.8012 | -22498358.8324 | -22276795.9881 | -22416857.4065
P95 | -15250370.6759 | -15000583.1465 | -15425037.4158 | -15795408.9131 | -16688689.3739 | -18148488.3333 | -19031880.9054 | -20536317.001 | -20509623.7277 | -20802682.8645
STARTS - Number Starts
MEAN | 1.59 | 1.45 | 1.47 | 1.71 | 1.69 | 1.61 | 1.76 | 1.74 | 1.55 | 1.45
P5 | 0 | 0 | 0 | 0 | 0 | 0 | 0 | 0 | 0 | 0
P95 | 4 | 4 | 3 | 4 | 4 | 4 | 4 | 5 | 3.5 | 4
Generation Asset - Total
CAPACITYFACTOR - Net Generation Capacity Factor
MEAN | 0.40814 | 0.40152 | 0.39261 | 0.39495 | 0.35481 | 0.30514 | 0.24428 | 0.21751 | 0.19814 | 0.19398 | 0.1657 | 0.15747 | 0.15449 | 0.15247 | 0.14831 | 0.14832 | 0.14674 | 0.14033 | 0.13169 | 0.12482
P5 | 0.37219 | 0.35813 | 0.3433 | 0.33765 | 0.29848 | 0.2447 | 0.18651 | 0.17317 | 0.15852 | 0.16521 | 0.13322 | 0.12673 | 0.12502 | 0.11843 | 0.11786 | 0.11632 | 0.11957 | 0.11775 | 0.11203 | 0.10255
P95 | 0.44102 | 0.43554 | 0.42712 | 0.4435 | 0.41607 | 0.3562 | 0.2974 | 0.27559 | 0.25606 | 0.23498 | 0.20987 | 0.19276 | 0.18981 | 0.18701 | 0.18382 | 0.17655 | 0.17669 | 0.16509 | 0.15614 | 0.14928
CO2EMISSIONS - CO2 Emissions
MEAN | 554483.8553 | 540852.1713 | 543517.7402 | 637196.2711 | 714332.3564 | 773474.7736 | 752661.2496 | 695554.0963 | 660600.384 | 644600.9434 | 665839.6323 | 675517.9754 | 654986.1932 | 645050.52 | 653453.3399 | 639887.8112 | 638009.6624 | 644012.3077 | 603391.7015 | 584972.837
P5 | 473727.9793 | 445444.6794 | 441169.0244 | 501854.7785 | 552526.6287 | 596100.2117 | 554304.2045 | 540006.6347 | 513975.9296 | 533982.2556 | 540361.0167 | 556314.9032 | 544855.417 | 514298.5739 | 532571.9876 | 516765.0464 | 526511.4298 | 546654.1207 | 516264.0863 | 483969.8441
P95 | 625286.0547 | 612905.8764 | 615553.205 | 771770.4251 | 886282.4542 | 921114.7232 | 934427.1124 | 893191.0131 | 865391.9035 | 794989.9081 | 816211.6333 | 815379.6212 | 798119.2539 | 775094.5827 | 796277.4739 | 751669.5963 | 757995.0186 | 747326.714 | 694469.852 | 683175.7303
FUELCONSUMED - Fuel Consumed
MEAN | 5394272.2336 | 5340533.5443 | 5331199.8527 | 7116716.1474 | 8253864.0566 | 9141073.3955 | 8896983.8916 | 8120603.2475 | 7411592.3878 | 7302958.496 | 7584348.2219 | 7614560.5197 | 7472274.7149 | 7352727.3373 | 7358574.7895 | 7290648.3768 | 7205993.8741 | 7128171.1401 | 6696373.9772 | 6416529.9174
P5 | 4606903.9244 | 4370088.3107 | 4262697.1398 | 5632394.2288 | 6442031.3011 | 6978494.8315 | 6497850.5172 | 6185625.7955 | 5673933.9129 | 5990358.3731 | 6212705.2667 | 6254888.0981 | 6164285.2206 | 5831244.7298 | 5941376.1165 | 5863905.5606 | 5944539.8356 | 6071248.2241 | 5735483.2623 | 5302614.5181
P95 | 6097023.8099 | 6040798.9614 | 6107170.4611 | 8490995.0737 | 10229705.3543 | 10997778.6512 | 11150687.3352 | 10576360.3935 | 9899572.5468 | 9132502.6256 | 9417074.1219 | 9227013.2856 | 9066492.7182 | 8874583.3348 | 9003870.0917 | 8612647.0444 | 8562209.5974 | 8288023.966 | 7802383.0224 | 7572777.8988
FUELCOST - Fuel Cost
MEAN | 5507861.0856 | 5429690.4669 | 5676768.1752 | 9196013.0785 | 11066449.9242 | 12940071.5456 | 13289711.776 | 12369194.981 | 11320464.261 | 11346127.3305 | 12182855.0055 | 12358159.6311 | 12493524.7829 | 12585687.347 | 12717815.6924 | 12972569.213 | 12994331.9691 | 13012690.0601 | 12517268.1447 | 12199354.2035
P5 | 4491054.5762 | 4112456.0926 | 4248167.0284 | 6170475.3129 | 7286564.5038 | 8138733.6599 | 7777526.2296 | 8069001.0498 | 7282108.4697 | 8260724.4521 | 8449241.7303 | 8922993.3161 | 9165020.1774 | 8427088.5183 | 8735331.5865 | 8918278.2688 | 9352906.6736 | 9771184.7059 | 9617246.6208 | 8713375.2473
P95 | 6554076.7464 | 6634125.5987 | 7031280.863 | 12593880.8216 | 15997893.2176 | 17608084.2995 | 19309499.9553 | 20558193.0524 | 18795622.4236 | 16252005.5445 | 17676084.563 | 17363548.6382 | 17367758.2512 | 18379167.365 | 17824796.3742 | 17121635.5223 | 17733723.3366 | 16929275.2538 | 16164471.8998 | 15976623.7183
NETPOS - Net Position (MWh)
MEAN | 746271.3763 | 736229.754 | 733804.8329 | 973312.5172 | 1109126.8054 | 1153026.3974 | 1064795.0731 | 980065.8813 | 898993.2928 | 891557.9256 | 727762.7797 | 727893.8841 | 720456.4746 | 707621.9979 | 704402.0255 | 699888.9983 | 695182.9943 | 677863.6729 | 637098.8869 | 604989.0988
P5 | 676331.3387 | 650250.2132 | 647156.9033 | 835623.5451 | 926871.9044 | 925857.6847 | 812660.5206 | 779533.9629 | 719756.5426 | 755586.7288 | 588214.5518 | 585376.7463 | 582695.2977 | 548639.325 | 558369.9726 | 549542.765 | 564542.8608 | 568247.8578 | 541079.782 | 495478.7994
P95 | 807985.9479 | 803317.3853 | 798306.4297 | 1098526.7969 | 1298531.9271 | 1346365.5505 | 1293919.9616 | 1239817.6506 | 1159125.6503 | 1079584.9266 | 921294.0209 | 894236.943 | 885732.9468 | 866394.8036 | 871182.961 | 836176.8317 | 836837.9322 | 797153.6889 | 755574.7802 | 723074.1917
NETREVENUE - Net Revenue $
MEAN | -30987360.5728 | -30149993.238 | -30949177.5873 | -31397122.3001 | -31814584.8226 | -27313678.3879 | -21038349.8322 | -23229084.6517 | -24234434.9221 | -23842017.491 | -2232073.9347 | -2575877.9443 | -2278026.3504 | -2295031.4392 | -2712322.4599 | -2219907.325 | -2485133.1446 | -3448982.8795 | -2970927.0329 | -3432454.2453
P5 | -33444437.7048 | -33133824.2277 | -33908062.3963 | -35362725.9484 | -36319233.9355 | -30994957.4944 | -25166280.5414 | -26328388.1607 | -27148052.6803 | -26321062.0983 | -4309233.8639 | -4728634.4896 | -4477210.224 | -4466061.9156 | -4793275.2175 | -4415783.234 | -4398874.9629 | -5221775.0396 | -4598105.2156 | -5269432.3908
P95 | -27918946.6167 | -26844155.0297 | -27033460.058 | -26576036.0643 | -25952502.6789 | -23203171.5021 | -15960050.3167 | -17612072.2356 | -18978011.9089 | -20089417.1284 | 1790313.3991 | 43070.9681 | 169609.8108 | 967451.7019 | 325068.5891 | 62971.5807 | 762937.5899 | -988125.9372 | -792695.5639 | -1311790.0691
STARTS - Number Starts
MEAN | 2058.94 | 2114.38 | 2071.88 | 3211.11 | 4440.42 | 5952.94 | 7821.09 | 7354.52 | 6261.57 | 6430.55 | 6815.03 | 6392.31 | 6747.39 | 6687.8 | 6422.89 | 6468.32 | 6482.93 | 6019.89 | 6040.83 | 5702.72
P5 | 1909.5 | 1977.5 | 1944.5 | 2820 | 3829.5 | 4948.5 | 6777 | 6029.5 | 5144 | 5505 | 5693.5 | 5488 | 5765.5 | 5543.5 | 5176.5 | 5306.5 | 5438.5 | 4815.5 | 5099 | 4552
P95 | 2199.5 | 2232 | 2220 | 3600.5 | 5154 | 6959.5 | 8986.5 | 8546 | 7260.5 | 7351.5 | 8247.5 | 7419 | 7843.5 | 7733 | 7796 | 7508 | 7519.5 | 6880 | 7072.5 | 6836.5
VOMCOSTS - VOM Costs
MEAN | 1638942.8621 | 1686197.6315 | 1697759.7599 | 1650337.8494 | 1742914.0701 | 1828102.6647 | 1901362.4523 | 1789368.6624 | 1738988.9596 | 1758667.9478 | 1847430.509 | 1895676.0567 | 1875596.3358 | 1882154.0219 | 1932672.1604 | 1951916.8071 | 1966934.7154 | 2028662.5458 | 1943197.3379 | 1922152.0898
P5 | 1351495.0756 | 1301019.9186 | 1272087.0027 | 1221077.3397 | 1291676.7095 | 1358343.7779 | 1332622.1298 | 1345466.6061 | 1295886.7793 | 1409576.414 | 1430011.0662 | 1499378.6792 | 1507704.6433 | 1438825.0673 | 1508306.8801 | 1521494.0245 | 1558675.1578 | 1645093.7419 | 1606841.1079 | 1518684.0987
P95 | 1907429.8063 | 1991576.2475 | 2034805.2644 | 2076566.0621 | 2233703.8749 | 2241314.614 | 2480393.496 | 2403147.5627 | 2360790.3402 | 2214153.0124 | 2363780.93 | 2373416.8851 | 2351109.5181 | 2334931.2046 | 2437442.1908 | 2324285.406 | 2422914.8535 | 2427391.8231 | 2298986.437 | 2312683.2017
Hydro
IRP Black Eagle 2018
NETPOS - Net Position (MWh)
MEAN | 57040.7834 | 57192.4599 | 56760.1129 | 56782.3464 | 56982.4346 | 57116.281 | 57023.0601 | 57065.2962 | 56735.0128 | 57267.0927 | 56960.2578 | 57016.9848 | 57060.623 | 56859.6721 | 56774.4643 | 56991.3847 | 56998.5095 | 57163.6258 | 57086.7874 | 56717.7712
P5 | 52743.5277 | 53033.8711 | 52177.989 | 52528.0242 | 53026.4635 | 52320.3188 | 52932.7189 | 53370.7813 | 51775.8709 | 52948.2509 | 52532.2801 | 52942.395 | 52306.8955 | 52585.5857 | 53136.7755 | 52315.4126 | 52585.6073 | 53302.1897 | 51436.5992 | 53017.1151
P95 | 61097.7235 | 60843.7916 | 60980.4071 | 60291.521 | 60726.0926 | 61142.0114 | 61289.2754 | 60864.5249 | 60279.0432 | 61051.9001 | 60921.5498 | 60413.4034 | 60708.9999 | 60687.1849 | 61440.2634 | 61624.6362 | 60930.7599 | 60839.1028 | 61836.9125 | 60773.0473
NETREVENUE - Net Revenue $
MEAN | 532423.972 | 684898.3882 | 696366.3571 | 657155.479 | 623648.76 | 569790.4644 | 511626.7251 | 460987.3138 | 402057.9723 | 406312.4702 | 399140.7318 | 401001.2235 | 397374.8463 | 397014.7448 | 391538.3022 | 393780.3345 | 393358.7255 | 390542.4564 | 385848.277 | 377311.3321
P5 | 335208.1209 | 442292.3433 | 435083.6102 | 360695.2996 | 364313.3962 | 322832.7922 | 281617.3085 | 282441.8266 | 222488.4754 | 267018.4385 | 233377.9736 | 221013.0342 | 255979.6191 | 231719.9705 | 228143.1436 | 226316.3491 | 247423.3662 | 244518.8344 | 249934.7297 | 223623.5192
P95 | 738747.3648 | 943846.229 | 970324.8528 | 952490.9983 | 927549.8824 | 810580.0479 | 742301.6015 | 726438.5806 | 684974.9515 | 623196.3756 | 625059.221 | 574669.3273 | 589429.4534 | 627865.385 | 555315.5165 | 587979.7775 | 589308.1871 | 565276.5271 | 554578.9742 | 535780.7241
IRP Black Eagle 2018 Upgrade U1
NETPOS - Net Position (MWh)
MEAN | 8.6686 | 8.6709 | 3716.6272 | 3691.3536 | 3716.7824 | 3730.6589 | 3728.9011 | 3724.7658 | 3706.5228 | 3740.724 | 3711.4652 | 3718.3851 | 3729.2503 | 3718.9546 | 3701.1776 | 3720.7059 | 3724.2857 | 3734.6555 | 3720.7441 | 3710.9791
P5 | 7.8204 | 7.4405 | 3607.8529 | 3545.5208 | 3556.7167 | 3588.342 | 3589.4774 | 3561.7485 | 3588.9532 | 3584.7881 | 3573.4538 | 3599.1929 | 3597.3341 | 3586.2611 | 3604.447 | 3561.1637 | 3583.2403 | 3585.0604 | 3588.1667 | 3585.8916
P95 | 9.6973 | 9.6525 | 3801.2493 | 3797.7533 | 3807.9399 | 3812.9114 | 3809.0964 | 3813.8904 | 3790.3907 | 3829.5123 | 3814.705 | 3812.2744 | 3814.3945 | 3807.2778 | 3796.0492 | 3802.8564 | 3809.4778 | 3814.0137 | 3804.6498 | 3791.9492
NETREVENUE - Net Revenue $
MEAN | 73.5361 | 118.6177 | 47816.6236 | 44808.032 | 42935.7781 | 39491.743 | 35774.983 | 32422.3266 | 28683.4563 | 29012.4467 | 28630.8168 | 28672.4566 | 28600.407 | 28568.71 | 28196.9126 | 28447.8552 | 28268.7478 | 28200.6218 | 27884.2693 | 27683.4464
P5 | 39.7552 | 67.4076 | 30624.207 | 25442.3755 | 26429.0474 | 23076.5881 | 20083.7421 | 20309.7666 | 16680.1266 | 19285.9908 | 17270.8364 | 17609.5696 | 18608.7997 | 17015.8321 | 17405.6824 | 17618.9561 | 18127.5337 | 18019.8421 | 18905.211 | 16942.8038
P95 | 119.7887 | 192.9167 | 66962.9744 | 65403.7104 | 64623.3461 | 55138.3248 | 50221.267 | 52222.7373 | 48680.5812 | 43584.2329 | 44018.7093 | 40134.634 | 41477.2212 | 45005.8643 | 38599.9497 | 40900.254 | 40870.2859 | 39940.7482 | 39655.5877 | 38130.2805
IRP Cochrane 2018
NETPOS - Net Position (MWh)
MEAN | 118246.8074 | 118373.6086 | 117567.077 | 117683.4156 | 118058.407 | 118234.9692 | 118011.1549 | 118349.0739 | 117587.4051 | 118655.8522 | 117995.4063 | 118243.531 | 118187.4123 | 117516.5142 | 117755.2788 | 118072.0517 | 118200.9502 | 118398.9899 | 118166.4873 | 117651.2372
P5 | 109795.9571 | 110965.7037 | 109247.0428 | 110860.725 | 110326.8799 | 109979.7147 | 110665.0989 | 111125.4716 | 110193.4813 | 109856.4957 | 110701.1659 | 108981.6718 | 110948.2469 | 109447.1618 | 110519.0703 | 110400.9469 | 110191.0034 | 111616.9868 | 109852.3624 | 110613.6043
P95 | 126404.8449 | 125344.1551 | 124742.2318 | 123677.6958 | 124484.8796 | 124781.9144 | 127183.7773 | 125210.1485 | 124032.7683 | 126116.855 | 126056.826 | 125706.781 | 125632.1886 | 124006.2044 | 126168.8918 | 125805.7018 | 125943.7194 | 126109.3515 | 126636.4256 | 125446.9408
NETREVENUE - Net Revenue $
MEAN | 1061919.6149 | 1373637.6158 | 1398628.1351 | 1313691.0344 | 1247779.6294 | 1135026.5236 | 1011671.6307 | 909317.552 | 785019.1869 | 793277.5128 | 781042.1077 | 781145.3898 | 772101.6687 | 769945.8711 | 757762.8325 | 763875.2698 | 762166.0265 | 750974.5515 | 740089.274 | 721301.9132
P5 | 674108.8994 | 877140.9093 | 865234.0918 | 722136.1538 | 731005.6098 | 656413.4636 | 526317.2472 | 544859.9427 | 425229.1563 | 508057.1109 | 442942.2713 | 421024.5968 | 468099.0807 | 455779.517 | 432793.7331 | 434339.2333 | 482593.7738 | 458838.7033 | 456936.8654 | 430814.0274
P95 | 1509054.8088 | 1898923.4284 | 2001586.9895 | 1937525.0932 | 1877644.3362 | 1603176.1863 | 1457160.9454 | 1461497.1205 | 1366796.3166 | 1229059.8377 | 1222731.8747 | 1120827.3244 | 1172013.1307 | 1253563.5051 | 1064958.2968 | 1169359.58 | 1153800.3619 | 1109451.2426 | 1073368.1085 | 1054735.4174
IRP Hauser 2018
NETPOS - Net Position (MWh)
MEAN | 54062.5544 | 54143.3134 | 53819.1128 | 53819.3905 | 54051.2456 | 54143.2362 | 54063.5633 | 54072.8402 | 53826.1912 | 54363.5446 | 54055.7341 | 54062.3152 | 54074.615 | 53899.3107 | 53827.1224 | 54055.5191 | 54069.2261 | 54166.3207 | 54069.1768 | 53811.8031
P5 | 49462.943 | 49222.2572 | 49168.0615 | 49304.3582 | 49594.7448 | 49631.0304 | 49379.696 | 50078.664 | 48556.0938 | 50329.7841 | 49118.949 | 49592.4577 | 49946.0004 | 49129.4953 | 48164.2074 | 49020.1633 | 49707.7465 | 50012.428 | 48999.138 | 49711.6404
P95 | 58130.4023 | 57618.0005 | 57518.5458 | 57409.5596 | 57701.3758 | 57702.995 | 58010.6517 | 57713.2706 | 57113.5899 | 57612.5983 | 57793.1402 | 57579.0508 | 57863.8877 | 57999.2099 | 57921.8821 | 58093.0606 | 57920.5485 | 58121.3227 | 58055.2167 | 57461.5374
NETREVENUE - Net Revenue $
MEAN | 538074.0682 | 680939.9186 | 693815.0606 | 654762.5822 | 624297.3146 | 574025.1769 | 519838.652 | 469633.3947 | 415340.7651 | 421722.0792 | 415954.0251 | 416973.5903 | 414708.6003 | 413944.9801 | 409617.8253 | 412739.6432 | 413084.2352 | 408650.3591 | 406422.1349 | 401983.7959
P5 | 352968.6864 | 447743.1995 | 432902.0004 | 355538.5485 | 361436.3164 | 322285.4312 | 288845.8098 | 303998.5584 | 235950.91 | 286029.681 | 249052.7094 | 242924.518 | 272906.1559 | 244858.1887 | 247961.4431 | 248366.9303 | 269100.2392 | 263375.2548 | 275328.332 | 245234.2743
P95 | 746812.3166 | 921545.9036 | 967827.445 | 969241.6739 | 922943.3278 | 804583.3413 | 753970.673 | 728420.2792 | 704221.8702 | 660938.2438 | 643545.5191 | 592252.3267 | 598966.7195 | 643132.4394 | 563669.0038 | 606786.7149 | 603297.9246 | 591070.4746 | 579529.384 | 550500.2228
IRP Hauser 2018 Upgrade U2 & U5
NETPOS - Net Position (MWh)
MEAN | 20.1544 | 2787.731 | 4725.7656 | 5079.916 | 5085.3941 | 5096.3727 | 5099.3016 | 5099.5255 | 5070.0933 | 5101.565 | 5099.7732 | 5100.5207 | 5100.4789 | 5066.1122 | 5080.6538 | 5086.1254 | 5101.1503 | 5097.6133 | 5099.6434 | 5068.9043
P5 | 18.6482 | 2518.6309 | 4303.0422 | 4621.4937 | 4697.4412 | 4678.4928 | 4663.3297 | 4733.923 | 4583.5542 | 4724.7351 | 4643.1755 | 4671.2759 | 4703.1996 | 4610.9847 | 4566.111 | 4599.203 | 4677.2802 | 4689.8792 | 4610.9566 | 4640.2892
P95 | 21.9931 | 2962.9667 | 5055.5384 | 5435.0141 | 5464.3477 | 5451.7719 | 5488.6647 | 5455.77 | 5385.8176 | 5425.0257 | 5517.8848 | 5443.2318 | 5470.8765 | 5435.6868 | 5509.0066 | 5467.1031 | 5458.8955 | 5485.4082 | 5467.5344 | 5424.5967
NETREVENUE - Net Revenue $
MEAN | 173.8382 | 33405.1919 | 56214.3354 | 58156.6635 | 54914.636 | 50103.2361 | 45127.1996 | 40334.3342 | 35173.6611 | 35460.5674 | 35140.9835 | 35112.1845 | 34851.144 | 34577.4551 | 34293.7398 | 34317.7269 | 34403.4215 | 33769.6479 | 33597.5248 | 33081.3949
P5 | 85.7321 | 23286.007 | 35001.4236 | 30547.8238 | 31171.4112 | 27818.819 | 24268.4584 | 25240.5763 | 19227.0447 | 23121.0519 | 20629.2182 | 19744.9035 | 22375.1645 | 20040.9449 | 20278.6147 | 20098.2027 | 21860.0746 | 21381.7056 | 21957.6918 | 19634.8518
P95 | 271.9668 | 48168.0188 | 78230.823 | 86459.725 | 81472.8798 | 71174.7835 | 65463.0985 | 63877.804 | 60086.106 | 56798.6076 | 54839.8938 | 50179.2417 | 51810.9477 | 55377.7266 | 47918.5835 | 50851.0509 | 50245.5076 | 49332.4429 | 48730.916 | 45177.5568
IRP Holter 2018
NETPOS - Net Position (MWh)
MEAN | 124170.4351 | 124403.0616 | 123680.9426 | 123897.8368 | 124076.4426 | 124568.4087 | 124416.7498 | 123994.0691 | 123752.3921 | 124886.4609 | 124372.5565 | 124195.1108 | 124050.1719 | 124005.476 | 123065.8963 | 124382.2926 | 123820.3266 | 124530.596 | 124503.3664 | 123759.9058
P5 | 64202.334 | 64788.1819 | 64151.8872 | 71298.3769 | 64668.4596 | 63336.8587 | 70825.4639 | 73970.2455 | 66179.4206 | 76048.023 | 72363.8014 | 63605.0419 | 66733.1716 | 66473.0551 | 70206.639 | 62897.9834 | 68477.2121 | 64204.6852 | 64097.9428 | 63921.3245
P95 | 177900.0467 | 175829.1348 | 170954.9722 | 176408.0486 | 180332.6241 | 183359.4875 | 182553.6627 | 183001.7745 | 178031.1206 | 179461.9377 | 180286.2356 | 175862.5871 | 189273.914 | 176205.7174 | 178746.8984 | 181697.3776 | 180884.3455 | 183744.2709 | 186993.6496 | 172595.9823
NETREVENUE - Net Revenue $
MEAN | 1175704.0068 | 1503854.3896 | 1539845.8509 | 1462442.041 | 1388163.5865 | 1268847.2487 | 1145403.0748 | 1010681.978 | 888807.4748 | 908579.0866 | 897379.349 | 895000.1277 | 883893.2742 | 886472.6927 | 877759.1827 | 892398.1625 | 882753.3245 | 874194.8227 | 865273.5509 | 847371.4081
P5 | 554257.309 | 771989.1028 | 756892.8266 | 636027.0098 | 571281.6924 | 605633.5313 | 491631.3787 | 550305.2754 | 384214.0921 | 505698.9913 | 432068.9394 | 397674.176 | 431535.3281 | 463107.6925 | 411240.6663 | 420567.5217 | 401030.9327 | 386781.4085 | 368440.0692 | 465672.8791
P95 | 1940211.7981 | 2529614.0537 | 2414187.6433 | 2595323.7893 | 2362927.8777 | 2340229.4846 | 1970346.8202 | 1702942.6244 | 1548527.5386 | 1630126.7261 | 1503139.1239 | 1428285.6426 | 1619080.8003 | 1522020.6245 | 1480524.0078 | 1654004.0244 | 1462064.141 | 1493909.9929 | 1432190.2375 | 1428227.752
IRP Madison 2018
NETPOS - Net Position (MWh)
MEAN | 26766.2004 | 26831.6528 | 26652.7861 | 26651.4869 | 26752.5961 | 26818.2114 | 26766.1772 | 26771.8094 | 26649.2326 | 26926.7321 | 26744.7419 | 26762.4146 | 26770.0315 | 26704.0311 | 26656.7498 | 26755.1429 | 26753.0963 | 26835.7939 | 26773.2333 | 26648.0763
P5 | 25879.5208 | 25925.982 | 25732.2316 | 25960.5078 | 25988.3936 | 25929.1759 | 25973.9205 | 26085.4665 | 25666.6233 | 26118.0486 | 25775.5952 | 25875.0298 | 25937.8068 | 25984.233 | 25806.308 | 25848.8307 | 25924.51 | 26041.269 | 25732.4231 | 25893.4443
P95 | 27675.1664 | 27541.0664 | 27478.3803 | 27366.991 | 27517.5966 | 27546.1186 | 27671.2184 | 27451.1627 | 27325.8713 | 27699.5963 | 27506.4969 | 27480.7738 | 27479.9827 | 27478.5606 | 27590.5509 | 27633.9415 | 27553.0217 | 27640.3617 | 27531.4786 | 27411.1403
NETREVENUE - Net Revenue $
MEAN | 266307.396 | 337856.988 | 343531.3087 | 323884.552 | 309141.7429 | 284600.5023 | 257588.7788 | 233334.8352 | 206148.7817 | 208889.8753 | 206252.0127 | 206531.809 | 205423.4367 | 205729.7911 | 203075.0542 | 204690.5455 | 204272.0904 | 202992.8545 | 201335.697 | 198977.2697
P5 | 172747.0184 | 227165.1083 | 217831.1229 | 182033.9984 | 187105.0849 | 173176.5508 | 143082.7835 | 147675.9238 | 119834.4943 | 139636.3747 | 125506.9808 | 126447.3441 | 132602.7947 | 125802.1674 | 124958.8522 | 123140.5632 | 130213.9519 | 129297.2067 | 133419.2886 | 122091.3981
P95 | 367625.9449 | 460902.9874 | 481187.4942 | 474896.0952 | 460486.5179 | 400245.6328 | 365903.7883 | 369423.0958 | 351548.2682 | 315187.8058 | 316323.9095 | 291512.0929 | 295760.4724 | 327969.0331 | 275290.2866 | 301859.3375 | 293305.7316 | 291305.8866 | 283285.0727 | 273795.7454
IRP Morony 2018
NETPOS - Net Position (MWh)
MEAN | 115586.1311 | 115833.5258 | 115119.758 | 115144.7227 | 115627.3204 | 115695.1296 | 115462.766 | 115626.5106 | 115061.704 | 116229.9878 | 115522.5683 | 115573.2623 | 115557.0039 | 115116.9234 | 115226.331 | 115623.6768 | 115577.1176 | 115875.8326 | 115553.6611 | 115093.1729
P5 | 108244.5007 | 108954.3715 | 107004.9218 | 109090.3232 | 107994.4382 | 107800.3686 | 108807.6892 | 110075.0893 | 107649.4698 | 107159.3891 | 108473.1107 | 108775.0396 | 108453.4003 | 107663.6375 | 107973.6038 | 108767.3751 | 108614.4629 | 109904.9713 | 107555.0101 | 107959.5351
P95 | 122726.9271 | 122209.7532 | 122156.2408 | 120739.3525 | 121986.4733 | 122687.8201 | 123958.3047 | 122101.1091 | 121121.1558 | 123792.6347 | 122386.4604 | 121791.6234 | 122167.1539 | 121469.5271 | 123327.1117 | 122265.1076 | 122713.3872 | 122411.7761 | 123124.1078 | 121929.9887
NETREVENUE - Net Revenue $
MEAN | 1087826.7791 | 1396062.6271 | 1421902.024 | 1339521.5527 | 1275051.2242 | 1165664.7532 | 1046239.7129 | 944221.8692 | 824784.8506 | 833940.6293 | 822886.631 | 823192.1243 | 815429.6388 | 815893.7969 | 805095.3282 | 808989.8761 | 809951.64 | 801341.0003 | 791973.8291 | 774284.7824
P5 | 703430.9549 | 919711.489 | 893912.6292 | 738216.0228 | 756119.2111 | 684724.4854 | 565717.8279 | 580727.8328 | 466962.9779 | 551945.4934 | 486457.7302 | 462889.0291 | 517145.2054 | 505494.5449 | 473571.4261 | 470685.8983 | 512228.7706 | 497614.5737 | 505956.1112 | 466966.9406
P95 | 1512713.333 | 1909070.6748 | 1985328.4753 | 1952313.1724 | 1887925.2948 | 1633401.9497 | 1513218.6036 | 1491562.1178 | 1420394.4199 | 1273172.4851 | 1269430.2372 | 1166087.7092 | 1217473.6171 | 1292770.4282 | 1117606.7406 | 1218063.2303 | 1199995.2877 | 1156874.4383 | 1140971.1174 | 1115984.8041
IRP Mystic 2018
NETPOS - Net Position (MWh)
MEAN | 20999.5628 | 20969.9527 | 20835.1718 | 20900.1122 | 21001.1188 | 20968.7532 | 21019.9608 | 20995.4743 | 20824.7661 | 21120.3429 | 21012.3408 | 21030.5324 | 21069.8421 | 20803.0329 | 20911.6917 | 20962.6147 | 21024.762 | 21057.891 | 20951.6529 | 20827.5123
P5 | 20332.2705 | 20306.1408 | 20137.4133 | 20335.157 | 20479.2103 | 20391.3546 | 20369.7464 | 20484.7154 | 20215.8938 | 20425.4131 | 20456.6919 | 20368.4175 | 20459.2226 | 20224.9922 | 20253.0203 | 20345.1617 | 20404.6988 | 20564.2511 | 20309.0744 | 20152.3603
P95 | 21746.882 | 21684.4816 | 21551.2729 | 21521.4672 | 21558.7935 | 21581.8712 | 21655.2501 | 21535.6919 | 21389.7104 | 21858.9455 | 21601.1745 | 21684.5106 | 21568.3908 | 21336.3319 | 21574.4705 | 21466.1332 | 21590.0839 | 21602.1316 | 21634.0109 | 21587.3494
NETREVENUE - Net Revenue $
MEAN | 224858.2154 | 262475.1423 | 269528.6416 | 255446.9536 | 246836.7192 | 226600.1903 | 208176.5758 | 188810.4973 | 168460.7108 | 171925.1274 | 171263.994 | 170675.5871 | 170009.4417 | 169535.5971 | 166722.3175 | 170629.7041 | 169672.2209 | 168003.6775 | 165404.237 | 164335.6679
P5 | 151779.6363 | 181133.3602 | 177719.2702 | 147582.7877 | 154236.1126 | 143051.6126 | 123890.3071 | 123743.8131 | 99205.1527 | 114298.7687 | 105309.1741 | 109540.8854 | 110517.2272 | 111148.089 | 104796.1435 | 110259.8634 | 109134.7007 | 109332.2089 | 115372.855 | 102178.363
P95 | 306064.4387 | 355549.5625 | 370408.3936 | 360218.2064 | 351783.0557 | 305856.8485 | 292925.7376 | 293839.286 | 276398.2933 | 252524.8713 | 265722.4484 | 239036.4704 | 247362.3974 | 259366.8536 | 224352.2014 | 238965.7737 | 243228.0503 | 243011.8217 | 225682.7774 | 234450.0851
IRP Rainbow 2018
NETPOS - Net Position (MWh)
MEAN | 156998.1972 | 157271.8304 | 156290.1623 | 156331.9808 | 156893.6116 | 157097.5417 | 156798.1899 | 157025.3841 | 156227.5787 | 157732.8861 | 156691.2778 | 156996.2734 | 157066.8329 | 156370.1103 | 156441.1019 | 156914.6405 | 156913.0102 | 157311.7815 | 157006.0027 | 156259.5593
P5 | 148687.3243 | 149862.6082 | 148231.6467 | 150031.2157 | 148258.7615 | 150458.6105 | 150342.9762 | 150760.64 | 148224.9959 | 149477.5681 | 149528.9842 | 149461.6366 | 149430.0873 | 148774.9817 | 148935.9749 | 149008.3331 | 149792.3821 | 151544.6755 | 147788.5947 | 149176.6465
P95 | 165253.4282 | 163881.5687 | 163044.4398 | 161924.322 | 163311.7943 | 164144.8183 | 163802.1448 | 162880.9273 | 162763.0948 | 165173.7256 | 163957.2702 | 164112.2043 | 163337.273 | 162869.6441 | 164400.4524 | 163750.3236 | 163984.9859 | 163562.9079 | 164774.0155 | 164101.581
NETREVENUE - Net Revenue $
MEAN | 1453623.9748 | 1873668.8214 | 1906061.8255 | 1791033.8485 | 1704002.9971 | 1554979.9484 | 1394104.6803 | 1256759.4769 | 1093753.6175 | 1103848.0274 | 1087562.5908 | 1088610.5022 | 1078816.061 | 1078345.1998 | 1062126.7947 | 1067161.461 | 1064735.9357 | 1057635.5972 | 1041379.0297 | 1021464.2415
P5 | 930927.0227 | 1214596.657 | 1200084.9304 | 1001176.0093 | 1014430.2669 | 902663.4926 | 751728.1792 | 765193.8012 | 622925.8448 | 720856.4868 | 634593.7165 | 620093.2677 | 673983.7794 | 654666.9573 | 631366.0268 | 625268.2305 | 685231.2393 | 641906.392 | 657518.5109 | 612626.1439
P95 | 2039824.8993 | 2573594.8026 | 2679703.863 | 2610342.6019 | 2578290.4389 | 2179334.6709 | 1999491.7963 | 1996128.7037 | 1876034.1348 | 1667225.589 | 1691025.7263 | 1550381.2978 | 1625396.4541 | 1754983.8388 | 1473151.9779 | 1615709.5574 | 1570297.47 | 1555800.4024 | 1487238.5014 | 1463480.4659
IRP Ryan 2018
NETPOS - Net Position (MWh)
MEAN | 187503.496 | 187957.0589 | 186808.2514 | 186795.3777 | 187582.711 | 187811.5667 | 187326.869 | 187634.1688 | 186722.7115 | 188486.2458 | 187409.3684 | 187590.0113 | 187648.1014 | 186952.2209 | 186931.2129 | 187521.8879 | 187531.0236 | 187969.1921 | 187629.4249 | 186712.8402
P5 | 181344.6409 | 181818.356 | 180316.0449 | 182173.3551 | 182146.523 | 181872.4063 | 182622.9795 | 183619.0581 | 180371.9848 | 182480.9318 | 182414.9579 | 182069.098 | 182020.2563 | 181596.2304 | 181369.984 | 181985.2132 | 182251.6887 | 183840.4852 | 180533.1438 | 181497.4568
P95 | 193251.9343 | 193252.6296 | 192596.56 | 191537.9016 | 192266.5835 | 193336.0002 | 193150.7156 | 192143.697 | 191736.378 | 193850.2795 | 192968.3577 | 192871.2971 | 192100.0988 | 192351.3443 | 193131.927 | 193087.1759 | 192570.5677 | 191947.6045 | 193483.5843 | 192571.8993
NETREVENUE - Net Revenue $
MEAN | 1790747.9854 | 2300348.112 | 2338314.286 | 2201248.9894 | 2097561.7241 | 1922452.7258 | 1731704.3017 | 1564108.6225 | 1369527.954 | 1385788.9482 | 1371098.3497 | 1371671.8281 | 1359160.5236 | 1359366.5934 | 1341404.5388 | 1349006.1654 | 1346970.9822 | 1337531.5858 | 1319829.3258 | 1301567.1163
P5 | 1164113.2085 | 1515739.1326 | 1476973.7393 | 1239094.9736 | 1273449.8915 | 1151447.941 | 957035.6018 | 967433.8767 | 785197.0235 | 919065.2914 | 817551.3019 | 815301.172 | 866343.2404 | 835214.6113 | 807820.8707 | 809409.0143 | 860918.4449 | 824615.0516 | 848636.8074 | 786076.4691
P95 | 2491063.5041 | 3133314.3495 | 3287975.5716 | 3235722.0055 | 3153260.2845 | 2682224.1165 | 2469259.9724 | 2474368.4685 | 2332758.4015 | 2083609.2318 | 2132595.4539 | 1950094.0952 | 2004871.9592 | 2175235.0187 | 1817800.4401 | 2024930.9426 | 1963154.2552 | 1930968.3006 | 1882661.1068 | 1844740.2275
IRP Thompson 2018
NETPOS - Net Position (MWh)
MEAN | 219863.3899 | 220321.3745 | 218611.8112 | 219200.9667 | 220069.2219 | 220146.3253 | 219585.4596 | 219916.8894 | 218590.4121 | 221069.3756 | 219805.8998 | 219712.8616 | 219893.7392 | 218686.5596 | 219302.0496 | 220145.1602 | 219981.9577 | 220264.7713 | 219810.6247 | 218515.8287
P5 | 202314.2947 | 203967.1453 | 199073.9283 | 203644.1048 | 205610.7411 | 204535.9124 | 204111.1001 | 206144.2101 | 201741.194 | 205615.9416 | 203721.0131 | 205859.2166 | 205154.1673 | 203303.1986 | 203554.8836 | 202849.6185 | 204956.4755 | 207573.9366 | 199670.1466 | 204819.6862
P95 | 235459.5602 | 235442.2399 | 236152.591 | 231403.6919 | 235100.289 | 234453.4369 | 237597.0323 | 234356.9508 | 233102.5838 | 235363.095 | 234126.5285 | 232228.1771 | 233594.7093 | 234209.7143 | 238004.1464 | 234818.236 | 233484.527 | 234406.5378 | 237034.7427 | 234347.386
NETREVENUE - Net Revenue $
MEAN | 1943750.9224 | 2563546.1869 | 2606980.4941 | 2455072.2809 | 2333527.2162 | 2117207.8804 | 1888958.3611 | 1692810.2708 | 1462211.351 | 1480788.1878 | 1449205.3878 | 1453654.0997 | 1437019.2872 | 1433401.8132 | 1413750.659 | 1420040.659 | 1418302.4931 | 1399542.382 | 1383039.7498 | 1335903.7751
P5 | 1226082.3547 | 1653540.4939 | 1620477.6299 | 1341462.169 | 1327431.2367 | 1196309.1076 | 1003370.1543 | 1015463.5899 | 785257.1286 | 936883.2278 | 842878.2157 | 752124.7565 | 877658.2862 | 834777.2076 | 810367.6061 | 786685.4341 | 874628.6537 | 852785.5239 | 844925.5406 | 763568.149
P95 | 2729017.0588 | 3538649.8082 | 3679759.4951 | 3615051.2938 | 3569129.8138 | 3042818.2301 | 2801367.937 | 2749835.7137 | 2545974.6178 | 2304986.3843 | 2283605.1576 | 2081942.4281 | 2189111.6501 | 2316623.1046 | 2066999.1345 | 2215806.1972 | 2145324.3316 | 2044571.9811 | 2035086.6113 | 1943473.8512
Hydro - Total
NETPOS - Net Position (MWh)
MEAN | 1081266.3807 | 1086094.2406 | 1084587.5789 | 1085978.9059 | 1089897.2861 | 1091427.4547 | 1089302.1534 | 1090275.8074 | 1084754.0222 | 1095580.8098 | 1089381.39 | 1090002.2032 | 1090208.1025 | 1085698.9182 | 1085673.7302 | 1090231.2026 | 1089695.416 | 1092407.0636 | 1090370.805 | 1084777.5904
P5 | 973179.7046 | 982688.3012 | 980463.3536 | 992289.0639 | 995523.296 | 985322.3014 | 990772.5534 | 999916.4324 | 971136.4196 | 1002771.5804 | 984692.5318 | 993335.3158 | 987611.4761 | 989927.9927 | 987084.8969 | 978015.0779 | 1002421.207 | 998548.1154 | 965503.8924 | 982054.4698
P95 | 1186217.0965 | 1177442.0041 | 1175110.5705 | 1177098.0882 | 1181321.3805 | 1190677.694 | 1200792.8796 | 1189857.9388 | 1173126.0111 | 1188288.2216 | 1195542.774 | 1179986.9207 | 1188657.1299 | 1182101.6253 | 1187603.2543 | 1183347.7181 | 1192070.3397 | 1194949.4311 | 1202158.6831 | 1182776.427
NETREVENUE - Net Revenue $
MEAN | 10075484.3093 | 13010811.9996 | 13319004.9427 | 12557224.0094 | 11947861.3284 | 10908790.3932 | 9796214.6758 | 8803422.4711 | 7679969.7822 | 7779544.9582 | 7665556.9799 | 7672240.9228 | 7597388.3294 | 7592797.2454 | 7491343.4876 | 7546077.4031 | 7527939.8435 | 7453379.5568 | 7362076.8993 | 7205266.1436
P5 | 6470715.8575 | 8391446.0051 | 8271600.0934 | 6844978.0447 | 6795154.5983 | 6223951.8321 | 5260903.1079 | 5590019.51 | 4327515.6488 | 5191261.0787 | 4482236.4499 | 4188591.7434 | 4855591.4469 | 4632884.3484 | 4397789.2033 | 4374201.447 | 4756794.757 | 4491435.9292 | 4714017.1023 | 4321003.0003
P95 | 13985444.1116 | 17765312.6804 | 18437164.0658 | 18593546.6497 | 17936731.2951 | 15538142.7269 | 14230224.1201 | 14204565.8811 | 13207741.348 | 12093069.6427 | 11907874.4815 | 10784287.112 | 11279559.95 | 12108741.8433 | 10593485.932 | 11394101.7487 | 11174129.1063 | 10982719.7275 | 10714820.8336 | 10417121.164
Load
NWE Load 2018 incl DSM and NEM main - with EPD
NETPOS - Net Position (MWh)
MEAN | -2444003.885 | -2440075.5536 | -2436170.0063 | -2439122.528 | -2468987.3777 | -2465969.6153 | -2483297.6921 | -2490180.7961 | -2489028.3446 | -2519515.404 | -2522466.7901 | -2535676.5628 | -2545681.407 | -2535039.8665 | -2559072.1313 | -2587570.4115 | -2600366.2259 | -2601468.0039 | -2640070.8706 | -2650661.0329
P5 | -2475819.07 | -2476619.455 | -2468524.945 | -2481587.8 | -2506395.805 | -2500491.83 | -2524625.485 | -2534425.46 | -2528264.42 | -2558095.38 | -2559192.75 | -2573304.175 | -2590871.625 | -2566916.785 | -2605014.865 | -2630035.68 | -2634503.975 | -2653206.765 | -2677936.525 | -2689622.125
P95 | -2413246.83 | -2406223.53 | -2406551.56 | -2402353.91 | -2436398.255 | -2436524.685 | -2449587.285 | -2450968.54 | -2457261.555 | -2483507.74 | -2490295.03 | -2502393.985 | -2509248.325 | -2494072.86 | -2518589.98 | -2545235.405 | -2563316.88 | -2563237.26 | -2600528.575 | -2615006.905
NETREVENUE - Net Revenue $
MEAN | -40662660.0649 | -46750932.1638 | -47703133.0413 | -48361664.669 | -50232607.661 | -47937071.5646 | -45848674.5704 | -43671874.2758 | -41280613.775 | -41944608.2064 | -42012199.3092 | -42230651.6459 | -42289038.4676 | -42220607.7591 | -42238785.7795 | -42995451.2295 | -43063642.9602 | -42838100.8892 | -43429482.4013 | -43529572.0287
P5 | -50167321.0028 | -58937275.6885 | -61050382.9357 | -62881772.3373 | -64783443.1257 | -58665985.3595 | -56631620.4556 | -57347209.5639 | -56020524.6078 | -52338245.5794 | -53799795.4012 | -51279432.7028 | -51503765.4808 | -54288488.1164 | -50412948.487 | -51694982.2255 | -52308910.8129 | -51143402.1223 | -51754652.0169 | -51760234.7587
P95 | -31963777.0441 | -36142703.5725 | -35701231.4686 | -34973025.5475 | -38366735.6117 | -37361535.8515 | -35049073.2144 | -35132379.9558 | -32701048.5487 | -34640039.924 | -33837654.3282 | -34208180.7829 | -35184862.4308 | -34305130.0015 | -33765965.909 | -35084292.7037 | -35511897.4435 | -34860740.5187 | -36001666.56 | -34893422.9283
Load - Total
NETPOS - Net Position (MWh)
MEAN | -2444003.885 | -2440075.5536 | -2436170.0063 | -2439122.528 | -2468987.3777 | -2465969.6153 | -2483297.6921 | -2490180.7961 | -2489028.3446 | -2519515.404 | -2522466.7901 | -2535676.5628 | -2545681.407 | -2535039.8665 | -2559072.1313 | -2587570.4115 | -2600366.2259 | -2601468.0039 | -2640070.8706 | -2650661.0329
P5 | -2475819.07 | -2476619.455 | -2468524.945 | -2481587.8 | -2506395.805 | -2500491.83 | -2524625.485 | -2534425.46 | -2528264.42 | -2558095.38 | -2559192.75 | -2573304.175 | -2590871.625 | -2566916.785 | -2605014.865 | -2630035.68 | -2634503.975 | -2653206.765 | -2677936.525 | -2689622.125
P95 | -2413246.83 | -2406223.53 | -2406551.56 | -2402353.91 | -2436398.255 | -2436524.685 | -2449587.285 | -2450968.54 | -2457261.555 | -2483507.74 | -2490295.03 | -2502393.985 | -2509248.325 | -2494072.86 | -2518589.98 | -2545235.405 | -2563316.88 | -2563237.26 | -2600528.575 | -2615006.905
NETREVENUE - Net Revenue $
MEAN | -40662660.0649 | -46750932.1638 | -47703133.0413 | -48361664.669 | -50232607.661 | -47937071.5646 | -45848674.5704 | -43671874.2758 | -41280613.775 | -41944608.2064 | -42012199.3092 | -42230651.6459 | -42289038.4676 | -42220607.7591 | -42238785.7795 | -42995451.2295 | -43063642.9602 | -42838100.8892 | -43429482.4013 | -43529572.0287
P5 | -50167321.0028 | -58937275.6885 | -61050382.9357 | -62881772.3373 | -64783443.1257 | -58665985.3595 | -56631620.4556 | -57347209.5639 | -56020524.6078 | -52338245.5794 | -53799795.4012 | -51279432.7028 | -51503765.4808 | -54288488.1164 | -50412948.487 | -51694982.2255 | -52308910.8129 | -51143402.1223 | -51754652.0169 | -51760234.7587
P95 | -31963777.0441 | -36142703.5725 | -35701231.4686 | -34973025.5475 | -38366735.6117 | -37361535.8515 | -35049073.2144 | -35132379.9558 | -32701048.5487 | -34640039.924 | -33837654.3282 | -34208180.7829 | -35184862.4308 | -34305130.0015 | -33765965.909 | -35084292.7037 | -35511897.4435 | -34860740.5187 | -36001666.56 | -34893422.9283
Physical Instrument
2018 Small QF - Aggregated Hydro Esc
NETPOS - Net Position (MWh)
MEAN | 42285.8826 | 42265.4199 | 41911.6185 | 42248.8615 | 42288.0334 | 32149.4219 | 19156.6102 | 19053.6806 | 18828.6831 | 19038.3123 | 19095.3443 | 19052.4913 | 19156.6102 | 2900.365
P5 | 42285.8826 | 42265.4199 | 41911.6185 | 42248.8615 | 42288.0334 | 32149.4219 | 19156.6102 | 19053.6806 | 18828.6831 | 19038.3123 | 19095.3443 | 19052.4913 | 19156.6102 | 2900.365
P95 | 42285.8826 | 42265.4199 | 41911.6185 | 42248.8615 | 42288.0334 | 32149.4219 | 19156.6102 | 19053.6806 | 18828.6831 | 19038.3123 | 19095.3443 | 19052.4913 | 19156.6102 | 2900.365
NETREVENUE - Net Revenue $
MEAN | -2570577.801 | -2479581.936 | -2447518.3288 | -2492863.1677 | -2526883.5337 | -1998075.4475 | -1206999.5758 | -1217576.9017 | -1222683.9969 | -1237246.7768 | -1241540.7848 | -1241512.5697 | -1248957.487 | -202971.42
P5 | -2700903.0878 | -2636281.7959 | -2619907.1629 | -2694364.9639 | -2690834.4539 | -2107495.0471 | -1262715.9879 | -1260484.5153 | -1263247.7104 | -1272441.6102 | -1283344.2355 | -1279495.1295 | -1285813.4002 | -206889.6799
P95 | -2426797.0165 | -2306789.3607 | -2248233.8313 | -2292480.669 | -2324747.4011 | -1896588.3948 | -1149538.6689 | -1154797.4211 | -1162240.3582 | -1186570.6686 | -1186141.6758 | -1193223.222 | -1203360.1779 | -197118.4262
2018 Small QF - Aggregated Hydro Fixed
NETPOS - Net Position (MWh)
MEAN | 3005.5614 | 2901.0948 | 2531.4131 | 2540.015 | 2541.9723 | 2544.5425 | 2547.8321 | 2546.1998 | 2531.4131 | 2547.277 | 2545.5216 | 2545.2159 | 2547.8321 | 2529.4752 | 2540.015 | 2444.2245 | 2356.9569 | 2358.4725 | 113.473
P5 | 3005.5614 | 2901.0948 | 2531.4131 | 2540.015 | 2541.9723 | 2544.5425 | 2547.8321 | 2546.1998 | 2531.4131 | 2547.277 | 2545.5216 | 2545.2159 | 2547.8321 | 2529.4752 | 2540.015 | 2444.2245 | 2356.9569 | 2358.4725 | 113.473
P95 | 3005.5614 | 2901.0948 | 2531.4131 | 2540.015 | 2541.9723 | 2544.5425 | 2547.8321 | 2546.1998 | 2531.4131 | 2547.277 | 2545.5216 | 2545.2159 | 2547.8321 | 2529.4752 | 2540.015 | 2444.2245 | 2356.9569 | 2358.4725 | 113.473
NETREVENUE - Net Revenue $
MEAN | -157064.0104 | -145062.0487 | -125908.4715 | -128047.4467 | -130117.1659 | -132363.5753 | -135118.9182 | -137397.6091 | -139067.3095 | -140295.8333 | -140182.9356 | -140015.2247 | -140417.9897 | -139366.7817 | -140360.8677 | -135179.0041 | -130467.3457 | -130664.0458 | -6886.329
P5 | -166216.5025 | -155801.3025 | -136382.8578 | -140178.7731 | -139910.4558 | -141108.0349 | -144137.0087 | -144083.8806 | -146159.5143 | -145766.214 | -146242.4 | -146148.1548 | -146175.4938 | -145430.1606 | -146538.4256 | -140915.7834 | -135649.5601 | -135870.4655 | -7549.9209
P95 | -146859.1457 | -133374.3121 | -113860.3664 | -116199.8259 | -118003.9536 | -123618.5312 | -126347.5612 | -126296.8709 | -127895.0981 | -132321.0284 | -131254.5094 | -132557.9632 | -132726.9894 | -130244.4494 | -134082.552 | -128714.8963 | -124062.9292 | -125091.238 | -5970.2855
2018 Small QF - Aggregated Hydro Index
NETPOS - Net Position (MWh)
MEAN | 576.3671 | 576.7627 | 573.1266 | 209.7873
P5 | 576.3671 | 576.7627 | 573.1266 | 209.7873
P95 | 576.3671 | 576.7627 | 573.1266 | 209.7873
NETREVENUE - Net Revenue $
MEAN | -5880.5027 | -5777.4776 | -5771.1371 | -1996.8891
P5 | -7520.3332 | -7824.2515 | -7993.0346 | -2996.3609
P95 | -4037.543 | -3530.4998 | -3198.4909 | -765.4907
2018 Small QF - Aggregated Wind Fixed
NETPOS - Net Position (MWh)
MEAN | 13117.2031 | 13101.2922 | 13072.5383 | 13034.103 | 13123.8658 | 13108.6284 | 8176.9863 | 2339.9749 | 2332.4948 | 2350.5312 | 2337.1002 | 2341.5604 | 2340.3501 | 2328.1365 | 2325.4481 | 2338.5313 | 2337.1002 | 2338.8218 | 2339.9749 | 2332.4948
P5 | 13117.2031 | 13101.2922 | 13072.5383 | 13034.103 | 13123.8658 | 13108.6284 | 8176.9863 | 2339.9749 | 2332.4948 | 2350.5312 | 2337.1002 | 2341.5604 | 2340.3501 | 2328.1365 | 2325.4481 | 2338.5313 | 2337.1002 | 2338.8218 | 2339.9749 | 2332.4948
P95 | 13117.2031 | 13101.2922 | 13072.5383 | 13034.103 | 13123.8658 | 13108.6284 | 8176.9863 | 2339.9749 | 2332.4948 | 2350.5312 | 2337.1002 | 2341.5604 | 2340.3501 | 2328.1365 | 2325.4481 | 2338.5313 | 2337.1002 | 2338.8218 | 2339.9749 | 2332.4948
NETREVENUE - Net Revenue $
MEAN | -544745.9856 | -505441.4753 | -500387.3027 | -508441.3893 | -519729.8761 | -531597.0413 | -356941.4646 | -98843.9714 | -100808.0733 | -101518.946 | -100900.304 | -101039.5104 | -100971.7094 | -100401.654 | -100375.1014 | -100825.7351 | -100774.9452 | -100910.2088 | -100989.8787 | -100682.5857
P5 | -590796.8272 | -562292.4068 | -567125.3991 | -579905.1336 | -581895.978 | -587968.9896 | -393701.7816 | -107163.2667 | -109435.4872 | -108180.592 | -108850.4307 | -108956.7375 | -108409.4395 | -108145.4346 | -108151.94 | -108582.4497 | -107776.0033 | -108143.0821 | -107754.2888 | -108732.4571
P95 | -494255.828 | -441808.2573 | -425191.6684 | -429641.7362 | -443211.0947 | -475085.6669 | -323139.6879 | -85347.757 | -85699.6474 | -91814.3892 | -89659.6925 | -92125.0129 | -91577.3475 | -89078.0465 | -92882.7565 | -91792.9132 | -92453.0057 | -92757.1658 | -92458.692 | -93324.8927
2018 Small QF - Aggregated Wind Index
NETPOS - Net Position (MWh)
MEAN | 4596.2179 | 4612.8058 | 4579.4642 | 4604.2814 | 4606.1022 | 4594.1555 | 4617.699 | 4614.8682 | 4579.4642 | 4622.1473 | 4606.9523 | 4596.2179 | 4617.699 | 4573.731 | 4604.2814 | 4606.1022 | 4606.9523 | 4615.6366 | 4614.8682 | 4579.4642
P5 | 4596.2179 | 4612.8058 | 4579.4642 | 4604.2814 | 4606.1022 | 4594.1555 | 4617.699 | 4614.8682 | 4579.4642 | 4622.1473 | 4606.9523 | 4596.2179 | 4617.699 | 4573.731 | 4604.2814 | 4606.1022 | 4606.9523 | 4615.6366 | 4614.8682 | 4579.4642
P95 | 4596.2179 | 4612.8058 | 4579.4642 | 4604.2814 | 4606.1022 | 4594.1555 | 4617.699 | 4614.8682 | 4579.4642 | 4622.1473 | 4606.9523 | 4596.2179 | 4617.699 | 4573.731 | 4604.2814 | 4606.1022 | 4606.9523 | 4615.6366 | 4614.8682 | 4579.4642
NETREVENUE - Net Revenue $
MEAN | -241544.1933 | -232335.0681 | -229336.5437 | -234051.2303 | -237099.4454 | -241000.2848 | -246671.3236 | -250868.009 | -253500.6708 | -255984.4496 | -255374.2828 | -255053.5863 | -256421.6494 | -254047.1725 | -256310.3698 | -259787.8583 | -263545.2169 | -267970.6063 | -271721.4022 | -273389.9462
P5 | -256691.7746 | -250760.1514 | -249757.7682 | -257138.2176 | -256762.0862 | -258040.1712 | -264532.6396 | -264753.1275 | -267607.7482 | -267102.0079 | -267675.0826 | -267040.8573 | -267821.0704 | -266509.953 | -268658.3297 | -271982.0596 | -274912.77 | -279174.5721 | -282061.0512 | -286086.2763
P95 | -224763.1752 | -212456.0548 | -205421.7767 | -209807.9307 | -213149.9759 | -223952.6696 | -229830.3434 | -228726.3681 | -230995.6997 | -239617.1737 | -237506.6322 | -241197.713 | -241260.3748 | -235449.3592 | -244892.4976 | -245946.4575 | -250089.6182 | -255263.7931 | -258286.6515 | -261275.688
Physical Instrument - Total
NETPOS - Net Position (MWh)
MEAN | 63581.2321 | 63457.3753 | 62668.1606 | 62637.0482 | 62559.9736 | 52396.7482 | 34499.1276 | 28554.7235 | 28272.0552 | 28558.2677 | 28584.9185 | 28535.4855 | 28662.4914 | 12331.7077 | 9469.7445 | 9388.858 | 9301.0094 | 9312.9309 | 7068.3161 | 6911.9589
P5 | 63581.2321 | 63457.3753 | 62668.1606 | 62637.0482 | 62559.9736 | 52396.7482 | 34499.1276 | 28554.7235 | 28272.0552 | 28558.2677 | 28584.9185 | 28535.4855 | 28662.4914 | 12331.7077 | 9469.7445 | 9388.858 | 9301.0094 | 9312.9309 | 7068.3161 | 6911.9589
P95 | 63581.2321 | 63457.3753 | 62668.1606 | 62637.0482 | 62559.9736 | 52396.7482 | 34499.1276 | 28554.7235 | 28272.0552 | 28558.2677 | 28584.9185 | 28535.4855 | 28662.4914 | 12331.7077 | 9469.7445 | 9388.858 | 9301.0094 | 9312.9309 | 7068.3161 | 6911.9589
NETREVENUE - Net Revenue $
MEAN | -3519812.4931 | -3368198.0058 | -3308921.7839 | -3365400.1231 | -3413830.0211 | -2903036.3489 | -1945731.2822 | -1704686.4912 | -1716060.0504 | -1735046.0057 | -1737998.3072 | -1737620.891 | -1746768.8355 | -696787.0283 | -497046.3388 | -495792.5975 | -494787.5077 | -499544.861 | -379597.6098 | -374072.5319
P5 | -3720735.2657 | -3612828.2284 | -3582903.5253 | -3670552.3878 | -3669513.7726 | -3087728.426 | -2064987.4499 | -1775311.8167 | -1786620.3083 | -1795639.8608 | -1803083.9407 | -1799473.27 | -1806812.3675 | -727122.0043 | -523474.615 | -521480.2927 | -518552.1766 | -523517.5288 | -397430.7234 | -394942.5608
P95 | -3296282.0747 | -3103126.8109 | -2992746.8909 | -3048788.3295 | -3095546.8082 | -2723547.8651 | -1830251.8758 | -1597527.0552 | -1607670.7436 | -1650493.3484 | -1645536.9042 | -1662142.2315 | -1670024.2018 | -651373.1497 | -471924.5483 | -466151.7876 | -466780.6761 | -473001.4696 | -356190.127 | -354646.1588
Transmission Line
NETREVENUE - Net Revenue $
MEAN | -4253346.2486 | -3432662.6177 | -3584195.7386 | -1076238.0485 | -781224.3563 | -851295.3829 | -1415021.5131 | -1600941.4071 | -2256311.3231 | -2427785.4893 | -3459755.2586 | -3616777.6095 | -3744628.1421 | -3842481.5568 | -4095053.5862 | -4685530.0948 | -5661714.0961 | -5969526.0479 | -5391845.8258 | -5849379.3674
P5 | -5400338.5031 | -4462215.6007 | -4754323.787 | -1583183.4834 | -1158628.7302 | -1269387.0162 | -1947647.8365 | -2104454.9618 | -2935227.0375 | -3091735.7857 | -4486952.603 | -4520608.0235 | -4801917.5034 | -4864232.884 | -5004744.4532 | -5676224.322 | -6739069.9038 | -6995161.6066 | -6565619.8347 | -7073237.5142
P95 | -3294137.1444 | -2523487.5022 | -2466826.652 | -709562.5364 | -465797.4549 | -488270.7821 | -950321.5159 | -1081629.2797 | -1560837.6668 | -1806350.8332 | -2664538.8997 | -2870254.801 | -2855104.3266 | -3005663.457 | -3237323.7433 | -3755640.5822 | -4585577.5159 | -4810332.6018 | -4353003.2199 | -4681524.5746
Wind Asset
15598: New 2022JAN IRP Solar - A #1
NETPOS - Net Position (MWh)
MEAN |  |  |  | 38346.0698 | 38426.7719 | 38510.5671 | 38646.6852 | 38612.4537 | 37156.2433 | 40431.317 | 40132.4313 | 39866.2506 | 39423.9246 | 37800.5148 | 38603.2144 | 38701.5639 | 38727.0728 | 38302.2929 | 38161.8192 | 39030.7443
P5 |  |  |  | 15525.6705 | 16128.2808 | 17162.4678 | 16504.631 | 15600.7531 | 15523.1845 | 15627.3318 | 16846.7829 | 16995.3001 | 15780.9823 | 16696.9081 | 15647.0425 | 17051.3311 | 14702.2955 | 15431.0417 | 16632.0423 | 14642.5502
P95 |  |  |  | 60707.1173 | 62251.444 | 61068.1179 | 62037.4259 | 63349.9866 | 60055.7931 | 64716.9519 | 62528.6494 | 62511.984 | 61726.3408 | 59150.9957 | 60219.429 | 59861.0983 | 62188.741 | 59799.7438 | 60805.1769 | 61931.9254
NETREVENUE - Net Revenue $
MEAN |  | -113.7643 | -115.8217 | 429323.0062 | 424707.4641 | 396193.9688 | 358720.292 | 323198.6678 | 295991.0114 | 329770.9764 | 338633.5713 | 331334.7507 | 325759.5932 | 318780.6072 | 317789.0091 | 323296.9838 | 313159.9891 | 299682.5375 | 305227.7972 | 310510.2486
P5 |  | -113.7643 | -115.8217 | 158282.6098 | 156717.9134 | 159557.1524 | 160926.9844 | 148573.6404 | 105079.0465 | 136339.7392 | 123205.3457 | 160379.4579 | 159561.0272 | 157530.6225 | 136335.2064 | 128792.5544 | 152871.2906 | 121682.2021 | 136975.1837 | 155160.2131
P95 |  | -113.7643 | -115.8217 | 768846.1598 | 765716.6807 | 620242.9547 | 585543.0301 | 531363.7049 | 539511.3898 | 555265.5836 | 584311.2571 | 560230.8597 | 523859.0173 | 525970.41 | 559803.4191 | 493701.941 | 518667.3708 | 488960.9826 | 500183.3628 | 534960.6375
15598: New 2022JAN IRP Solar - A #2
NETPOS - Net Position (MWh)
MEAN |  |  |  | 38346.0698 | 38426.7719 | 38510.5671 | 38646.6852 | 38612.4537 | 37156.2433 | 40431.317 | 40132.4313 | 39866.2506 | 39423.9246 | 37800.5148 | 38603.2144 | 38701.5639 | 38727.0728 | 38302.2929 | 38161.8192 | 39030.7443
P5 |  |  |  | 15525.6705 | 16128.2808 | 17162.4678 | 16504.631 | 15600.7531 | 15523.1845 | 15627.3318 | 16846.7829 | 16995.3001 | 15780.9823 | 16696.9081 | 15647.0425 | 17051.3311 | 14702.2955 | 15431.0417 | 16632.0423 | 14642.5502
P95 |  |  |  | 60707.1173 | 62251.444 | 61068.1179 | 62037.4259 | 63349.9866 | 60055.7931 | 64716.9519 | 62528.6494 | 62511.984 | 61726.3408 | 59150.9957 | 60219.429 | 59861.0983 | 62188.741 | 59799.7438 | 60805.1769 | 61931.9254
NETREVENUE - Net Revenue $
MEAN |  | -113.7643 | -115.8217 | 429323.0062 | 424707.4641 | 396193.9688 | 358720.292 | 323198.6678 | 295991.0114 | 329770.9764 | 338633.5713 | 331334.7507 | 325759.5932 | 318780.6072 | 317789.0091 | 323296.9838 | 313159.9891 | 299682.5375 | 305227.7972 | 310510.2486
P5 |  | -113.7643 | -115.8217 | 158282.6098 | 156717.9134 | 159557.1524 | 160926.9844 | 148573.6404 | 105079.0465 | 136339.7392 | 123205.3457 | 160379.4579 | 159561.0272 | 157530.6225 | 136335.2064 | 128792.5544 | 152871.2906 | 121682.2021 | 136975.1837 | 155160.2131
P95 |  | -113.7643 | -115.8217 | 768846.1598 | 765716.6807 | 620242.9547 | 585543.0301 | 531363.7049 | 539511.3898 | 555265.5836 | 584311.2571 | 560230.8597 | 523859.0173 | 525970.41 | 559803.4191 | 493701.941 | 518667.3708 | 488960.9826 | 500183.3628 | 534960.6375
15598: New 2037JAN IRP Wind - GF #1
NETPOS - Net Position (MWh)
MEAN | [18 empty] | 173988.1048 | 173504.1868
P5 | [18 empty] | 157171.8909 | 159261.484
P95 | [18 empty] | 191187.8625 | 187308.7771
NETREVENUE - Net Revenue $
MEAN |  | -124.298 | -128.0494 | -132.7725 | -142.294 | -147.4923 | -152.8551 | -158.1045 | -163.2105 | -170.2855 | -174.4656 | -178.6823 | -183.9532 | -187.8113 | -193.1237 | -199.2116 | -204.5096 | -210.1765 | 1435940.9774 | 1427491.1278
P5 |  | -124.298 | -128.0494 | -132.7725 | -142.294 | -147.4923 | -152.8551 | -158.1045 | -163.2105 | -170.2855 | -174.4656 | -178.6823 | -183.9532 | -187.8113 | -193.1237 | -199.2116 | -204.5096 | -210.1765 | 932203.0421 | 825247.438
P95 |  | -124.298 | -128.0494 | -132.7725 | -142.294 | -147.4923 | -152.8551 | -158.1045 | -163.2105 | -170.2855 | -174.4656 | -178.6823 | -183.9532 | -187.8113 | -193.1237 | -199.2116 | -204.5096 | -210.1765 | 2216853.9301 | 2001138.5175
15598: New 2045JAN IRP Wind - GF #1
NETPOS - Net Position (MWh)
MEAN
P5
P95
NETREVENUE - Net Revenue $
MEAN |  | -124.298 | -128.0494 | -132.7725 | -142.294 | -147.4923 | -152.8551 | -158.1045 | -163.2105 | -170.2855 | -174.4656 | -178.6823 | -183.9532 | -187.8113 | -193.1237 | -199.2116 | -204.5096 | -210.1765 | -216.0761 | -220.9377
P5 |  | -124.298 | -128.0494 | -132.7725 | -142.294 | -147.4923 | -152.8551 | -158.1045 | -163.2105 | -170.2855 | -174.4656 | -178.6823 | -183.9532 | -187.8113 | -193.1237 | -199.2116 | -204.5096 | -210.1765 | -216.0761 | -220.9377
P95 |  | -124.298 | -128.0494 | -132.7725 | -142.294 | -147.4923 | -152.8551 | -158.1045 | -163.2105 | -170.2855 | -174.4656 | -178.6823 | -183.9532 | -187.8113 | -193.1237 | -199.2116 | -204.5096 | -210.1765 | -216.0761 | -220.9377
IRP 2018 71 Ranch Wind
NETPOS - Net Position (MWh)
MEAN | 4950.395 | 4947.8239 | 4922.6209 | 4886.7561 | 4904.7132 | 4964.9544 | 4918.0774 | 4920.6824 | 4924.5656 | 4976.1618 | 4931.2482 | 4913.1189 | 4933.8104 | 4936.4468 | 4913.8922 | 4919.3146 | 4918.3049 | 4939.3365 | 4912.055 | 4917.133
P5 | 4558.2693 | 4563.2284 | 4562.91 | 4540.9216 | 4555.0934 | 4602.6852 | 4587.6857 | 4560.6443 | 4612.0425 | 4607.0644 | 4510.9402 | 4562.1297 | 4529.0485 | 4567.8184 | 4568.3127 | 4573.2636 | 4527.6596 | 4639.2422 | 4535.2647 | 4536.5999
P95 | 5348.6138 | 5257.6516 | 5240.1147 | 5208.8472 | 5309.7032 | 5336.6107 | 5251.2877 | 5251.646 | 5246.4469 | 5305.9266 | 5284.1815 | 5402.8546 | 5355.3523 | 5244.7113 | 5247.9203 | 5299.6356 | 5338.2857 | 5300.2253 | 5283.1911 | 5308.9172
NETREVENUE - Net Revenue $
MEAN | -215909.3724 | -200919.0714 | -198354.4798 | -201223.121 | -204054.2716 | -211719.2894 | -214239.5796 | -218784.7549 | -223647.3646 | -225773.203 | -223647.5771 | -223167.5012 | -224334.0628 | -223588.4638 | -223094.2062 | -223127.1368 | -223159.4583 | -224706.0849 | -223520.7752 | -223281.9282
P5 | -240860.3795 | -229987.6034 | -229509.1286 | -232315.3143 | -237390.6315 | -246065.2466 | -243288.7624 | -248830.2161 | -250526.2771 | -254437.2582 | -246936.3238 | -256818.1064 | -252535.5845 | -246151.0657 | -248162.8645 | -249415.8051 | -246913.5293 | -245570.6405 | -243760.4873 | -247927.3656
P95 | -192830.2512 | -174387.9653 | -167997.0886 | -165862.257 | -170855.6538 | -179563.5224 | -182774.5622 | -188522.6506 | -190576.0433 | -202062.9126 | -194553.8144 | -194946.1297 | -196398.8506 | -197318.6253 | -200155.0775 | -199892.0529 | -195640.9264 | -200757.2639 | -194858.8538 | -204012.8678
IRP 2018 Big Timber Wind
NETPOS - Net Position (MWh)
MEAN | 36798.0814 | 36767.5575 | 36629.941 | 36409.6338 | 36615.4993 | 36717.0875 | 36669.4211 | 36548.1668 | 36654.3326 | 36912.7159 | 36404.4295 | 36667.6806 | 36669.1307 | 36617.9268 | 36520.6176 | 36517.934 | 36487.7738 | 36757.6431 | 36717.242 | 36534.7713
P5 | 33618.7087 | 34064.6592 | 33896.1283 | 33316.1534 | 33351.1346 | 33939.4386 | 33394.1803 | 33753.136 | 33885.8368 | 33342.6426 | 33746.5204 | 33422.1767 | 33464.6908 | 33153.4878 | 33647.8478 | 33222.1748 | 33436.0043 | 33651.32 | 33752.6844 | 33488.2322
P95 | 40058.3339 | 39331.8838 | 39707.395 | 39187.2006 | 39820.0298 | 39972.8301 | 39350.2829 | 39928.3297 | 40036.152 | 40398.9663 | 39192.4058 | 39821.3054 | 40070.7805 | 40091.058 | 39723.2161 | 39549.1971 | 39963.8739 | 39679.5686 | 39417.5978 | 40093.1394
NETREVENUE - Net Revenue $
MEAN | -1300517.5288 | -1194014.3033 | -1180547.9788 | -1200890.0611 | -1224229.3974 | -1266081.3154 | -1298993.2069 | -1328637.0263 | -1366894.3358 | -1372923.0106 | -1355754.6163 | -1365395.9806 | -1365875.5235 | -1361780.5771 | -1365032.278 | -1361718.5253 | -1362114.3876 | -1374627.5923 | -1373745.1645 | -1367912.3086
P5 | -1488154.0015 | -1416884.2936 | -1383986.152 | -1446224.8741 | -1425200.1165 | -1510322.755 | -1516801.7622 | -1496804.2444 | -1579332.8589 | -1528738.7296 | -1511389.4272 | -1520692.5399 | -1525241.7213 | -1556507.0973 | -1530117.3431 | -1519958.3615 | -1535524.4146 | -1534929.7185 | -1531826.6576 | -1551413.187
P95 | -1127187.3156 | -995866.6464 | -947269.8038 | -966383.6681 | -985606.5118 | -1071386.0724 | -1081041.6143 | -1167622.8297 | -1089687.5358 | -1153438.1185 | -1177440.0166 | -1158733.1307 | -1164360.8294 | -1167399.9987 | -1203889.2376 | -1174764.8758 | -1180927.5112 | -1205627.3086 | -1218408.1099 | -1193101.7831
IRP 2018 Crazy Mountain
NETPOS - Net Position (MWh)
MEAN |  | 105796.6117 | 104900.1798 | 104629.5897 | 105415.551 | 105760.9236 | 105842.3901 | 105814.3802 | 105016.1489 | 106553.508 | 105277.8688 | 105094.1911 | 105392.3495 | 105294.9071 | 104919.0901 | 105562.0159 | 104915.4506 | 105720.5696 | 105636.4163 | 105389.2424
P5 |  | 98768.8396 | 95131.0026 | 94651.2359 | 97382.0355 | 95178.1907 | 97359.5762 | 94966.296 | 94060.4319 | 97583.2516 | 93784.5106 | 94326.857 | 95429.3091 | 96205.2658 | 94920.1577 | 96199.0277 | 95349.3126 | 96094.3241 | 95744.0209 | 97819.1024
P95 |  | 114824.8614 | 114413.2194 | 113902.0161 | 116654.7839 | 113961.3889 | 116362.2328 | 116784.2726 | 116309.0298 | 117483.0382 | 116659.3759 | 114062.8488 | 113547.3666 | 114895.9041 | 114790.5119 | 116842.573 | 114766.2679 | 116243.18 | 118394.4045 | 113281.5826
NETREVENUE - Net Revenue $
MEAN |  | -2517817.5022 | -2450204.7067 | -2539571.1392 | -2603343.424 | -2710737.1974 | -2818186.2233 | -2911095.6278 | -2996337.9259 | -3021260.7286 | -2976124.9851 | -2976016.6279 | -2994877.6741 | -2980747.5594 | -2981462.9242 | -2990983.619 | -2974584.791 | -3005855.4026 | -3002201.5142 | -2993703.9996
P5 |  | -3087717.9574 | -3059145.2298 | -3156269.9576 | -3144447.9028 | -3392947.5361 | -3335230.3954 | -3450651.4625 | -3581577.1907 | -3542046.4873 | -3586596.8682 | -3414130.7056 | -3493533.7907 | -3485589.6432 | -3422656.1429 | -3462800.5373 | -3478030.6109 | -3559496.9638 | -3509099.1483 | -3439429.507
P95 |  | -1929045.9018 | -1795702.3624 | -1942256.2178 | -1980072.7456 | -2088797.3947 | -2262398.4529 | -2332847.05 | -2267574.4143 | -2494157.0236 | -2446321.4155 | -2419038.6399 | -2430683.5186 | -2545854.4996 | -2462974.9285 | -2507537.7204 | -2416382.4668 | -2512852.9266 | -2492808.926 | -2523940.8329
IRP 2018 DA Wind
NETPOS - Net Position (MWh)
MEAN | 4950.395 | 4947.8239 | 4922.6209 | 4886.7561 | 4904.7132 | 4964.9544 | 4918.0774 | 4920.6824 | 4924.5656 | 4976.1618 | 4931.2482 | 4913.1189 | 4933.8104 | 4936.4468 | 4913.8922 | 4919.3146 | 4918.3049 | 4939.3365 | 4912.055 | 4917.133
P5 | 4558.2693 | 4563.2284 | 4562.91 | 4540.9216 | 4555.0934 | 4602.6852 | 4587.6857 | 4560.6443 | 4612.0425 | 4607.0644 | 4510.9402 | 4562.1297 | 4529.0485 | 4567.8184 | 4568.3127 | 4573.2636 | 4527.6596 | 4639.2422 | 4535.2647 | 4536.5999
P95 | 5348.6138 | 5257.6516 | 5240.1147 | 5208.8472 | 5309.7032 | 5336.6107 | 5251.2877 | 5251.646 | 5246.4469 | 5305.9266 | 5284.1815 | 5402.8546 | 5355.3523 | 5244.7113 | 5247.9203 | 5299.6356 | 5338.2857 | 5300.2253 | 5283.1911 | 5308.9172
NETREVENUE - Net Revenue $
MEAN | -215909.3724 | -200919.0714 | -198354.4798 | -201223.121 | -204054.2716 | -211719.2894 | -214239.5796 | -218784.7549 | -223647.3646 | -225773.203 | -223647.5771 | -223167.5012 | -224334.0628 | -223588.4638 | -223094.2062 | -223127.1368 | -223159.4583 | -224706.0849 | -223520.7752 | -223281.9282
P5 | -240860.3795 | -229987.6034 | -229509.1286 | -232315.3143 | -237390.6315 | -246065.2466 | -243288.7624 | -248830.2161 | -250526.2771 | -254437.2582 | -246936.3238 | -256818.1064 | -252535.5845 | -246151.0657 | -248162.8645 | -249415.8051 | -246913.5293 | -245570.6405 | -243760.4873 | -247927.3656
P95 | -192830.2512 | -174387.9653 | -167997.0886 | -165862.257 | -170855.6538 | -179563.5224 | -182774.5622 | -188522.6506 | -190576.0433 | -202062.9126 | -194553.8144 | -194946.1297 | -196398.8506 | -197318.6253 | -200155.0775 | -199892.0529 | -195640.9264 | -200757.2639 | -194858.8538 | -204012.8678
IRP 2018 Fairfield
NETPOS - Net Position (MWh)
MEAN | 13073.5062 | 13079.8976 | 12967.2624 | 12918.9089 | 13033.8348 | 13051.6085 | 13011.4417 | 12964.583 | 12993.1433 | 13189.8455 | 12961.1649 | 13035.775 | 13010.2274 | 13016.5348 | 12951.6033
P5 | 11676.6018 | 11816.9461 | 11588.55 | 11745.6016 | 11603.3277 | 11807.3595 | 11711.7825 | 11626.64 | 11673.2029 | 11875.7434 | 11613.3495 | 11599.8315 | 11532.4637 | 11395.9924 | 11787.3601
P95 | 14424.3417 | 14252.3112 | 14188.8306 | 14123.2182 | 14373.3871 | 14431.1578 | 14261.1462 | 14160.9463 | 14350.3352 | 14643.4331 | 14255.4657 | 14336.053 | 14511.1974 | 14381.3098 | 14214.8344
NETREVENUE - Net Revenue $
MEAN | -682848.6757 | -643863.3738 | -635112.075 | -641470.1748 | -654438.2279 | -668648.8306 | -678713.7464 | -688033.1567 | -702453.9765 | -711296.9776 | -698707.4532 | -702687.9459 | -701944.8927 | -701141.5039 | -699808.6018
P5 | -771775.4581 | -741677.522 | -743412.2577 | -728227.8701 | -751069.2589 | -765892.0095 | -765796.2357 | -771479.5739 | -796710.8664 | -783493.0189 | -787594.6619 | -790851.6824 | -801002.2808 | -789358.9069 | -786154.4352
P95 | -598444.2069 | -553470.535 | -538948.1884 | -557322.7153 | -547442.9968 | -577629.7849 | -584698.2148 | -600338.2397 | -587413.7212 | -617875.9898 | -624145.8699 | -597373.5211 | -614950.1568 | -598923.257 | -613374.5476
IRP 2018 Gordon Butte
NETPOS - Net Position (MWh)
MEAN | 17262.0569 | 17252.7027 | 17148.8284 | 17109.0065 | 17208.1689 | 17232.6768 | 17210.706 | 17158.9008 | 17196.9192 | 17365.3645 | 17121.6597 | 17219.2942 | 17201.0951 | 17197.2804 | 17118.4084 | 17157.3665 | 17125.7606 | 5208.7503
P5 | 15669.0781 | 16002.8957 | 15824.9586 | 15769.5022 | 15830.8188 | 16019.8957 | 15868.3799 | 15764.1291 | 15845.1719 | 16002.6693 | 15698.8433 | 15700.501 | 15767.2228 | 15785.7466 | 15912.9434 | 15676.7464 | 15803.8311 | 4566.2437
P95 | 18774.5797 | 18579.7346 | 18346.3124 | 18292.7805 | 18513.6934 | 18463.7946 | 18534.4422 | 18539.1682 | 18526.5766 | 18743.191 | 18448.5677 | 18770.8325 | 18687.2606 | 18395.4696 | 18216.7524 | 18331.838 | 18326.2199 | 5843.8483
NETREVENUE - Net Revenue $
MEAN | -1009809.9076 | -957444.819 | -947587.9105 | -958875.824 | -972638.5594 | -991628.0639 | -1006376.5012 | -1018507.6021 | -1037838.0835 | -1046399.088 | -1031533.2994 | -1036509.788 | -1036714.9556 | -1034982.7299 | -1033181.1647 | -1033713.2812 | -1031883.0191 | -302264.2888
P5 | -1126731.3554 | -1075731.4428 | -1070940.4945 | -1069809.8251 | -1090961.7587 | -1114271.6624 | -1130498.634 | -1119797.9717 | -1159471.19 | -1147904.8347 | -1135012.0012 | -1131590.1381 | -1147948.595 | -1144070.3021 | -1130632.9232 | -1129637.0287 | -1131611.7991 | -346363.8697
P95 | -912874.4999 | -838094.7442 | -820190.0638 | -852146.7645 | -838026.0882 | -877611.4688 | -881440.4311 | -924895.1103 | -891078.0956 | -928358.9497 | -923501.1597 | -907981.8748 | -921381.9001 | -924912.701 | -933312.4903 | -930047.2574 | -935130.2186 | -250681.5077
IRP 2018 Greenfield
NETPOS - Net Position (MWh)
MEAN | 34972.4324 | 34867.1826 | 34894.2814 | 34777.2644 | 35040.3026 | 34761.9337 | 34897.8656 | 34816.2126 | 34941.4675 | 35118.0995 | 34706.5804 | 34865.7413 | 34890.1154 | 34850.2507 | 34828.5218 | 34900.144 | 34801.0126 | 34967.6954 | 35015.274 | 34849.6133
P5 | 32034.4723 | 32309.3138 | 31513.384 | 31885.7874 | 31868.2121 | 31804.4077 | 31712.2393 | 31555.9379 | 31902.9255 | 32303.8846 | 31616.4426 | 31435.1148 | 31459.7754 | 31353.0992 | 32212.1255 | 31902.2446 | 32047.466 | 31873.0889 | 31601.1521 | 31976.4925
P95 | 38320.6027 | 37394.3454 | 38021.4007 | 37881.4399 | 38390.6809 | 37862.5943 | 37679.9798 | 38024.2919 | 38367.8671 | 38237.321 | 37717.7489 | 37492.2606 | 38109.5838 | 37986.9172 | 37201.863 | 37889.7664 | 38345.6655 | 37831.6082 | 38038.4984 | 38118.2039
NETREVENUE - Net Revenue $
MEAN | -1529991.9031 | -1420076.1816 | -1413359.3329 | -1431681.7771 | -1463504.9412 | -1487480.8357 | -1525270.2955 | -1553423.4697 | -1593281.2972 | -1599459.2851 | -1580857.2402 | -1586748.2571 | -1590011.1128 | -1584342.1024 | -1589712.0379 | -1590817.0134 | -1586978.1863 | -1595797.7063 | -1598036.4013 | -1592090.1091
P5 | -1732646.3135 | -1628090.4062 | -1625984.8414 | -1646647.2384 | -1681409.887 | -1711975.6125 | -1752333.6466 | -1770676.2515 | -1844198.5541 | -1782762.2127 | -1741254.9461 | -1770868.6989 | -1776248.4606 | -1798505.7541 | -1748565.4667 | -1763865.415 | -1788709.6563 | -1791256.5001 | -1785073.4329 | -1786550.8778
P95 | -1330615.3424 | -1207067.8336 | -1194461.8803 | -1187204.0547 | -1209775.7742 | -1261759.3301 | -1310577.031 | -1355011.803 | -1294088.088 | -1367055.0703 | -1395094.8696 | -1360086.6122 | -1360977.1868 | -1393566.7181 | -1432398.9784 | -1393016.4805 | -1426665.7824 | -1397122.0243 | -1447883.1747 | -1440543.5394
IRP 2018 Judith Gap
NETPOS - Net Position (MWh)
MEAN | 196830.5494 | 196573.776 | 195747.7193 | 195125.8532 | 196353.0226 | 196045.7687 | 195851.2396 | 195111.0103
P5 | 175392.3612 | 181877.6091 | 176837.2007 | 179213.0703 | 179878.2919 | 177939.4287 | 179813.0455 | 179333.0835
P95 | 216839.0844 | 210381.367 | 211335.4922 | 214661.6878 | 215610.0725 | 215969.901 | 212836.6371 | 213263.7449
NETREVENUE - Net Revenue $
MEAN | -2231354.3628 | -1642847.4479 | -1583059.7555 | -1732849.2788 | -1830874.621 | -2026139.2675 | -2209568.4237 | -2374172.6607
P5 | -3000416.5327 | -2661449.0451 | -2610576.6629 | -2901095.8634 | -2868019.4842 | -3001400.4978 | -3199771.4701 | -3154428.0326
P95 | -1471688.3407 | -632099.8497 | -329717.2339 | -570405.7971 | -672310.4975 | -1093299.6828 | -1315461.0625 | -1447249.9144
IRP 2018 Musselshell 1
NETPOS - Net Position (MWh)
MEAN | 10630.7646 | 10649.9964 | 10543.2072 | 10483.9477 | 10589.388 | 10626.8136 | 10549.0239 | 10509.0316 | 10551.7037 | 10753.5475 | 10528.9103 | 10591.7523 | 10558.7862 | 10620.4311 | 10521.7511 | 10561.3012 | 10538.5312 | 3427.0219
P5 | 9452.1011 | 9656.4419 | 9291.4568 | 9415.138 | 9444.4135 | 9494.2692 | 9535.6856 | 9384.5164 | 9496.821 | 9664.3558 | 9576.7101 | 9409.1123 | 9315.8855 | 9361.1788 | 9583.1671 | 9288.5811 | 9420.9642 | 2843.434
P95 | 11831.1398 | 11785.8947 | 11615.1925 | 11731.593 | 11740.703 | 11917.8741 | 11604.0866 | 11730.29 | 11756.7761 | 11964.3144 | 11754.4179 | 11680.4202 | 11890.8065 | 11716.0014 | 11373.5137 | 11776.6776 | 11583.5867 | 4041.8357
NETREVENUE - Net Revenue $
MEAN | -625232.8555 | -594093.7968 | -585343.3584 | -589518.2468 | -601035.3527 | -613601.1574 | -619227.3506 | -626394.3698 | -639451.4302 | -649910.0381 | -636146.5182 | -639724.4075 | -638534.6552 | -640925.37 | -637262.513 | -638567.067 | -637259.8566 | -199626.6972
P5 | -709520.2821 | -671259.2729 | -670487.5295 | -667210.8152 | -684034.1689 | -708832.7319 | -693785.2455 | -703582.695 | -727356.416 | -729676.3931 | -716980.3266 | -710033.5923 | -726123.7119 | -715755.3614 | -711629.7606 | -719432.0741 | -716579.4671 | -234653.7395
P95 | -552963.8202 | -508912.3686 | -495904.563 | -507446.4188 | -506390.4809 | -525779.3612 | -526128.7779 | -560557.9917 | -557747.5782 | -554137.9491 | -560910.3404 | -553079.4533 | -553693.8253 | -553713.705 | -582828.8759 | -553542.1708 | -568856.7742 | -160554.0336
IRP 2018 Musselshell 2
NETPOS - Net Position (MWh)
MEAN | 12733.7511 | 12695.9165 | 12628.776 | 12576.8982 | 12692.0807 | 12665.4966 | 12649.6702 | 12610.445 | 12642.1521 | 12803.1467 | 12618.8267 | 12686.5061 | 12655.0157 | 12653.4589 | 12606.3304 | 12655.0257 | 12629.573 | 3896.8489
P5 | 11368.173 | 11598.4384 | 11156.1888 | 11394.5152 | 11419.2032 | 11366.6614 | 11493.8254 | 11383.4391 | 11509.0176 | 11717.4526 | 11444.8801 | 11475.5393 | 11261.3263 | 11271.364 | 11652.2242 | 11246.1208 | 11446.0098 | 3296.7739
P95 | 14050.2632 | 13933.3819 | 13790.2317 | 13874.7704 | 13996.5911 | 14167.6492 | 13854.4381 | 14013.5693 | 13914.6712 | 14086.7744 | 13881.8805 | 13866.3347 | 14101.6733 | 13794.9346 | 13617.7768 | 13931.6621 | 13692.3337 | 4553.1272
NETREVENUE - Net Revenue $
MEAN | -749825.959 | -709008.376 | -701894.1251 | -707968.0924 | -721408.7577 | -732485.144 | -743577.7326 | -752594.4331 | -767309.8489 | -775379.2168 | -763808.5485 | -767517.8305 | -766867.9024 | -765407.583 | -764828.9327 | -766755.251 | -765304.4538 | -227453.6076
P5 | -851069.6618 | -794523.8722 | -791754.2524 | -799400.0411 | -817823.1071 | -837905.3294 | -837127.2741 | -838325.2202 | -867735.2586 | -859569.1335 | -853001.5129 | -846243.7147 | -865957.7738 | -847823.3827 | -850077.2372 | -853647.0017 | -844503.8516 | -263358.6896
P95 | -662874.7092 | -613614.6687 | -599535.9588 | -610496.5768 | -613609.8224 | -628223.332 | -629578.0062 | -674747.2114 | -676352.9076 | -667294.927 | -676820.6482 | -666116.1522 | -669689.5393 | -664414.7638 | -701241.1817 | -669484.5936 | -690918.1727 | -186305.6329
IRP 2018 Oversight Wind
NETPOS - Net Position (MWh)
MEAN | 4950.395 | 4947.8239 | 4922.6209 | 4886.7561 | 4904.7132 | 4964.9544 | 4918.0774 | 4920.6824 | 4924.5656 | 4976.1618 | 4931.2482 | 4913.1189 | 4933.8104 | 4936.4468 | 4913.8922 | 4919.3146 | 4918.3049 | 4939.3365 | 4912.055 | 4917.133
P5 | 4558.2693 | 4563.2284 | 4562.91 | 4540.9216 | 4555.0934 | 4602.6852 | 4587.6857 | 4560.6443 | 4612.0425 | 4607.0644 | 4510.9402 | 4562.1297 | 4529.0485 | 4567.8184 | 4568.3127 | 4573.2636 | 4527.6596 | 4639.2422 | 4535.2647 | 4536.5999
P95 | 5348.6138 | 5257.6516 | 5240.1147 | 5208.8472 | 5309.7032 | 5336.6107 | 5251.2877 | 5251.646 | 5246.4469 | 5305.9266 | 5284.1815 | 5402.8546 | 5355.3523 | 5244.7113 | 5247.9203 | 5299.6356 | 5338.2857 | 5300.2253 | 5283.1911 | 5308.9172
NETREVENUE - Net Revenue $
MEAN | -215909.3724 | -200919.0714 | -198354.4798 | -201223.121 | -204054.2716 | -211719.2894 | -214239.5796 | -218784.7549 | -223647.3646 | -225773.203 | -223647.5771 | -223167.5012 | -224334.0628 | -223588.4638 | -223094.2062 | -223127.1368 | -223159.4583 | -224706.0849 | -223520.7752 | -223281.9282
P5 | -240860.3795 | -229987.6034 | -229509.1286 | -232315.3143 | -237390.6315 | -246065.2466 | -243288.7624 | -248830.2161 | -250526.2771 | -254437.2582 | -246936.3238 | -256818.1064 | -252535.5845 | -246151.0657 | -248162.8645 | -249415.8051 | -246913.5293 | -245570.6405 | -243760.4873 | -247927.3656
P95 | -192830.2512 | -174387.9653 | -167997.0886 | -165862.257 | -170855.6538 | -179563.5224 | -182774.5622 | -188522.6506 | -190576.0433 | -202062.9126 | -194553.8144 | -194946.1297 | -196398.8506 | -197318.6253 | -200155.0775 | -199892.0529 | -195640.9264 | -200757.2639 | -194858.8538 | -204012.8678
IRP 2018 South Peak Wind 80 MW
NETPOS - Net Position (MWh)
MEAN | 19298.522 | 129000.9698 | 128442.356 | 127622.9114 | 128893.2176 | 128919.6386 | 128432.6236 | 128119.672 | 128611.9198 | 130167.8836 | 127926.2673 | 128599.7231 | 128474.8483 | 128979.6452 | 127771.9007 | 109062.4434
P5 | 15531.6149 | 118971.3189 | 116202.4988 | 117170.5888 | 120001.9654 | 119196.4188 | 119076.0329 | 117691.134 | 118546.2044 | 119906.9604 | 118354.3987 | 117489.8295 | 117268.9898 | 116656.0956 | 118402.6344 | 96327.1664
P95 | 22409.4282 | 138869.0803 | 139049.7763 | 138526.6712 | 140770.5444 | 140011.0554 | 138874.3033 | 139421.7358 | 139099.0151 | 140736.0214 | 137896.6045 | 138822.7748 | 139253.8496 | 138979.362 | 137684.1503 | 119750.3927
NETREVENUE - Net Revenue $
MEAN | -121736.3924 | -1098492.3574 | -1061927.8935 | -1158613.7852 | -1228692.5083 | -1354816.6187 | -1473524.3182 | -1584157.8876 | -1714683.9822 | -1721185.2559 | -1689260.2978 | -1688553.6098 | -1696784.9162 | -1688868.7701 | -1696163.7965 | -1566598.5693
P5 | -218572.1299 | -1756286.8057 | -1756635.1195 | -1941200.0975 | -1899128.3008 | -2058005.8206 | -2145494.091 | -2088998.3206 | -2242053.0117 | -2209035.405 | -2167050.2102 | -2161459.8432 | -2142342.0254 | -2171654.8506 | -2180040.0763 | -1963004.7837
P95 | -21159.331 | -428437.7283 | -243345.4998 | -385698.243 | -475099.6069 | -710580.4716 | -860085.3914 | -983893.1895 | -796619.7683 | -1215967.6891 | -1000272.5537 | -1052608.7099 | -1117878.9674 | -993971.0971 | -1276023.7259 | -1164845.1063
IRP 2018 Spion Kop
NETPOS - Net Position (MWh)
MEAN | 57023.5085 | 56871.7943 | 56600.7363 | 56367.5581 | 56811.5315 | 56795.2876 | 56742.5143 | 56561.8407 | 56674.7468 | 57387.1285 | 56483.8614 | 56841.102 | 56737.79 | 56658.457 | 56498.2291 | 56659.2782 | 56523.1747 | 56846.7713 | 56872.3257 | 56541.4309
P5 | 50694.7191 | 52221.7873 | 50791.3694 | 51555.6697 | 51966.1964 | 51476.7202 | 51639.2294 | 50643.1307 | 51868.6295 | 52335.4206 | 51598.9908 | 51547.1802 | 51056.2584 | 50380.1117 | 52035.6097 | 50512.315 | 51249.8178 | 51790.3345 | 51729.1499 | 51632.9838
P95 | 62567.8728 | 61951.6965 | 61441.6931 | 62211.8443 | 62001.1434 | 62915.754 | 61545.5689 | 62515.9322 | 61452.2815 | 63467.3985 | 61353.215 | 61423.34 | 62669.9413 | 61384.3558 | 60782.9753 | 62470.8749 | 61377.7461 | 61845.9986 | 61313.1974 | 62470.149
NETREVENUE - Net Revenue $
MEAN | 612175.0406 | 780896.9669 | 792227.2819 | 747030.4648 | 722067.215 | 663864.7386 | 611064.9762 | 558256.3101 | 503472.5745 | 516872.6829 | 510645.9581 | 516009.082 | 510740.5221 | 515603.5436 | 504854.3168 | 510933.8459 | 509711.9913 | 508937.5402 | 508355.9459 | 504170.4084
P5 | 373108.3779 | 505699.4737 | 485529.2985 | 422950.2516 | 427462.6136 | 421448.9595 | 352823.7115 | 341014.5979 | 319298.8732 | 335509.5107 | 314590.3209 | 295375.5394 | 341374.1091 | 320259.1225 | 320080.8865 | 320784.276 | 332877.6308 | 341288.0615 | 346477.7141 | 309796.8153
P95 | 821479.6327 | 1079792.3749 | 1142576.6983 | 1127931.2651 | 1104314.4455 | 929871.504 | 851915.3001 | 885940.5549 | 845489.48 | 775110.9441 | 795221.4693 | 710849.827 | 735603.5893 | 853387.2347 | 723767.5167 | 743010.4176 | 734355.3048 | 728947.6895 | 732969.2147 | 738800.1251
IRP 2018 Stillwater Wind
NETPOS - Net Position (MWh)
MEAN | 123818.6135 | 123522.0486 | 123796.9478 | 122887.2311 | 123865.983 | 124281.2988 | 123925.5593 | 123608.5632 | 123230.7651 | 124915.7564 | 123911.9455 | 124215.5824 | 123689.3976 | 123484.5558 | 123103.0339 | 124144.1562 | 123929.6712 | 124310.9697 | 123692.4848 | 123855.5789
P5 | 111398.4856 | 112768.0202 | 111190.6722 | 111935.3277 | 110813.7605 | 112638.8656 | 111157.832 | 110812.9844 | 112847.5302 | 113589.5184 | 111718.5927 | 114554.2075 | 109804.106 | 112030.797 | 112533.2917 | 112685.8751 | 111041.3043 | 112046.8424 | 113127.1639 | 112144.2507
P95 | 135699.7127 | 134503.8501 | 134657.8424 | 136274.546 | 136228.0607 | 135228.7047 | 135366.9452 | 137214.5618 | 136294.0218 | 136746.7875 | 133144.9445 | 134718.7218 | 137410.9854 | 135293.5767 | 133990.3661 | 137058.3326 | 133906.2095 | 133831.764 | 136062.5639 | 135585.7197
NETREVENUE - Net Revenue $
MEAN | -3371024.8516 | -3004473.1374 | -2965738.0168 | -3045111.1953 | -3130687.9344 | -3264627.0826 | -3369158.9741 | -3483497.5811 | -3593816.1857 | -3617369.8851 | -3590011.37 | -3613618.1355 | -3595592.4952 | -3586273.2819 | -3585217.7305 | -3606272.8363 | -3613842.1746 | -3627603.9722 | -3620015.0122 | -3621354.3828
P5 | -3915469.1616 | -3692267.354 | -3666533.4147 | -3909399.1431 | -3820461.9297 | -3992219.733 | -3913654.8844 | -4067963.0094 | -4205762.1964 | -4165400.606 | -4188881.7612 | -4134906.1103 | -4187676.6063 | -4129085.5485 | -4116526.1884 | -4146279.4504 | -4223876.1439 | -4238602.8839 | -4128175.2116 | -4239754.514
P95 | -2751132.2362 | -2338880.608 | -2183938.0156 | -2442669.3552 | -2346881.5218 | -2653807.5072 | -2700339.5941 | -2870465.5042 | -2983738.3098 | -3015415.1984 | -2955331.0485 | -3039627.1559 | -3058762.3409 | -2898914.2461 | -2957223.0949 | -3131341.2943 | -3065546.5762 | -2992628.3443 | -3095611.996 | -3069157.5782
IRP 2018 Two Dot Wind
NETPOS - Net Position (MWh)
MEAN | 13258.9771 | 13272.3695 | 13152.4709 | 13123.7231 | 13214.1583 | 13235.2413 | 13205.8141 | 13160.2477 | 13192.1233 | 13354.8358 | 13140.1415 | 13233.6867 | 13207.1782 | 13203.7113 | 13165.9204 | 13183.2677 | 13168.8033 | 13249.2877 | 13257.6555 | 13149.2768
P5 | 11707.1131 | 11922.7665 | 11662.1987 | 11635.3586 | 11977.3988 | 11942.2221 | 11816.4171 | 11756.4138 | 11873.7457 | 12021.6168 | 11795.4909 | 11836.6662 | 11765.7377 | 11743.6924 | 11971.4808 | 11720.1195 | 11895.8753 | 11767.5303 | 11810.7938 | 12015.089
P95 | 14704.6592 | 14572.6248 | 14511.8797 | 14532.1462 | 14688.5697 | 14723.6433 | 14466.3145 | 14719.3047 | 14526.3055 | 14656.9835 | 14470.5048 | 14615.5278 | 14860.7511 | 14498.1688 | 14376.2109 | 14602.5657 | 14651.4495 | 14548.4944 | 14532.1016 | 14641.5831
NETREVENUE - Net Revenue $
MEAN | 139579.4838 | 176438.259 | 177902.3746 | 168999.6561 | 163318.1338 | 150430.1043 | 137582.89 | 125134.6421 | 112833.7004 | 115575.6915 | 114419.6152 | 115558.7203 | 114215.8707 | 115495.9301 | 112303.0837 | 114174.1488 | 113669.1275 | 113790.0086 | 113383.2323 | 112315.6958
P5 | 83537.3623 | 111943.1426 | 109970.0246 | 96873.3761 | 94353.8672 | 97499.1609 | 74967.188 | 75465.1069 | 71576.6963 | 75465.6903 | 69320.016 | 66781.7526 | 76623.0874 | 67756.5723 | 68315.0739 | 70384.5828 | 72399.5125 | 76287.1169 | 76398.7967 | 67993.0585
P95 | 189470.4212 | 246595.862 | 258740.0848 | 253818.123 | 249760.297 | 213852.2524 | 194569.2996 | 201028.3456 | 189269.83 | 175334.59 | 171354.7602 | 163311.7409 | 172053.7245 | 192469.9424 | 158707.2264 | 166576.4386 | 167586.1933 | 163733.7939 | 167512.5319 | 168331.0257
IRP_2018 Black Eagle Solar
NETPOS - Net Position (MWh)
MEAN | 1017.1605 | 1056.4444 | 1004.1249 | 1028.2 | 1029.1918 | 1030.6745 | 1035.5178 | 1026.4393 | 1018.5569 | 1039.4766 | 1023.92 | 1008.2179 | 1033.3788 | 1013.2983 | 1015.5887 | 1026.4704 | 1017.556 | 1029.2687 | 1016.4969 | 1005.1507
P5 | 538.4799 | 495.7383 | 494.1108 | 542.669 | 516.8781 | 495.3681 | 539.5307 | 483.3236 | 563.1026 | 556.2309 | 526.3593 | 508.0401 | 468.6661 | 526.3095 | 465.8316 | 537.3812 | 484.1399 | 548.2202 | 530.2124 | 553.0602
P95 | 1555.5427 | 1633.6542 | 1567.62 | 1683.6241 | 1599.1391 | 1654.0351 | 1606.5586 | 1550.2172 | 1625.8294 | 1630.8778 | 1627.9629 | 1609.8574 | 1676.5613 | 1617.2337 | 1596.6189 | 1636.5267 | 1614.9113 | 1608.3819 | 1569.7038 | 1569.1019
NETREVENUE - Net Revenue $
MEAN | -52465.896 | -55182.1001 | -51487.3394 | -53146.0038 | -53313.2519 | -54173.1758 | -55509.0888 | -55767.0914 | -55744.7712 | -56910.7541 | -55842.2455 | -54925.2608 | -56483.5047 | -55146.7386 | -55664.1929 | -56081.2427 | -55727.8528 | -56707.8827 | -55935.8418 | -54992.6672
P5 | -83620.8465 | -85793.2769 | -81122.7045 | -86656.2123 | -84825.9842 | -84689.8017 | -84249.437 | -86394.8745 | -87591.2742 | -90317.2193 | -88341.2755 | -88210.0317 | -90287.3693 | -89237.3515 | -87793.5641 | -89020.3042 | -88251.861 | -86647.0115 | -86642.1424 | -87507.5385
P95 | -26561.4309 | -25894.1485 | -25676.8623 | -26460.8491 | -24566.5295 | -25867.1817 | -27021.6811 | -27150.5796 | -31086.2741 | -27144.7583 | -28280.4071 | -25774.7398 | -26427.2393 | -27476.42 | -24514.1204 | -29142.5977 | -25078.0867 | -29467.9884 | -27422.1288 | -27423.2739
IRP_2018 Energy of Utah MTSUN
NETPOS - Net Position (MWh)
MEAN | 1130.1139 | 32512.6893 | 31839.8533 | 32261.1348 | 32285.3019 | 32393.1403 | 32443.1102 | 32473.4863 | 31607.9268 | 32401.0371 | 32230.486 | 32454.5568 | 32440.219 | 31622.6276 | 32402.088 | 31230.6743
P5 | 719.792 | 12594.7723 | 11921.7237 | 12668.3897 | 12787.8159 | 11968.7295 | 11696.1303 | 12000.7951 | 13230.1173 | 12122.4238 | 11730.1919 | 13156.16 | 12139.1472 | 12561.7769 | 11732.4816 | 12024.5452
P95 | 1773.8283 | 51787.1285 | 50509.8106 | 51435.4798 | 51209.4109 | 51186.9121 | 50759.5116 | 51965.6743 | 50118.5434 | 50936.6111 | 51392.378 | 51180.6066 | 51825.2896 | 49915.3709 | 52072.2977 | 50386.4128
NETREVENUE - Net Revenue $
MEAN | -5094.6886 | -386851.5328 | -347490.9602 | -360284.1901 | -366495.6493 | -393664.9309 | -429344.7809 | -459236.1482 | -457258.9569 | -462970.5332 | -455716.7792 | -461658.0323 | -464712.4545 | -441719.5253 | -467701.5014 | -455907.0292
P5 | -13254.1409 | -720904.3526 | -627738.7987 | -666303.6697 | -640178.7684 | -720646.1149 | -768168.8166 | -846699.9678 | -779356.5503 | -788697.6501 | -792974.1396 | -781192.3052 | -758867.5322 | -819285.8277 | -831929.5635 | -797314.0123
P95 | 1745.9242 | -120537.8898 | -95900.0089 | -136295.6113 | -134544.3975 | -93743.3457 | -157174.5178 | -127085.694 | -184057.5315 | -148903.6137 | -144057.9312 | -128375.5216 | -138757.4695 | -161625.073 | -152651.4412 | -174974.3085
IRP_2018 Great Divide Solar
NETPOS - Net Position (MWh)
MEAN | 1189.3888 | 1215.8257 | 1180.3167 | 1198.0359 | 1192.7161 | 1191.2931 | 1207.6291 | 1202.5966 | 1172.366 | 1198.3464 | 1187.4584 | 1184.9773 | 1200.9584 | 1168.1279 | 1199.505 | 1190.8469 | 1192.8332 | 1191.9452 | 1199.7043 | 1166.0776
P5 | 415.3305 | 433.418 | 372.4205 | 434.1513 | 452.0065 | 373.8991 | 427.873 | 412.1943 | 394.8089 | 430.7449 | 439.7345 | 440.5726 | 455.2274 | 416.6631 | 436.8905 | 452.2069 | 441.2924 | 463.1757 | 454.3657 | 376.4773
P95 | 1823.7962 | 1860.6793 | 1791.8782 | 1784.0965 | 1839.3236 | 1796.4573 | 1808.8427 | 1864.7408 | 1751.2877 | 1816.592 | 1791.6594 | 1799.569 | 1820.4234 | 1743.9686 | 1806.6102 | 1790.82 | 1799.2625 | 1810.0779 | 1801.0617 | 1786.4725
NETREVENUE - Net Revenue $
MEAN | -61653.5381 | -63605.6551 | -60554.4294 | -61729.9432 | -61747.9044 | -62756.3348 | -64769.8097 | -65661.3113 | -64291.6623 | -65819.6798 | -65005.3345 | -64824.2959 | -65826.3183 | -63701.1546 | -65937.9027 | -65061.1288 | -65710.7797 | -65960.5542 | -66454.7221 | -64331.3143
P5 | -93331.9341 | -97912.4021 | -93150.2401 | -94869.3944 | -93655.2673 | -96530.8022 | -96835.3292 | -100803.6458 | -95761.1637 | -99188.4453 | -98382.1239 | -97024.2039 | -96882.6149 | -95636.9083 | -100549.5065 | -97775.2752 | -101871.2246 | -100352.9999 | -98797.8744 | -99297.6815
P95 | -20455.1795 | -21273.6365 | -18856.4551 | -23925.8557 | -25034.3763 | -19996.9292 | -24161.925 | -21501.881 | -22250.395 | -23683.1843 | -25986.4365 | -22927.9333 | -24529.1162 | -22999.4737 | -25027.1582 | -24675.5617 | -23741.8077 | -25887.8567 | -23570.8266 | -21471.0267
IRP_2018 Green Meadow Solar
NETPOS - Net Position (MWh)
MEAN | 1135.163 | 1141.392 | 1118.9721 | 1140.6501 | 1131.3738 | 1133.7641 | 1139.6622 | 1136.3775 | 1110.5004 | 1141.6768 | 1125.6142 | 1133.8276 | 1141.2376 | 1115.0929 | 1135.5891 | 1131.3273 | 1123.5081 | 1143.1083 | 1137.4772 | 1109.7703
P5 | 493.5523 | 477.0401 | 429.4043 | 503.3573 | 528.203 | 483.5779 | 496.8079 | 479.9006 | 488.5298 | 454.5774 | 461.772 | 538.7102 | 486.8252 | 465.4316 | 480.2736 | 523.5873 | 442.6015 | 485.4672 | 517.47 | 444.8166
P95 | 1957.7568 | 1938.8487 | 1881.4466 | 1832.0354 | 1927.6315 | 1873.3979 | 1842.6835 | 1890.2187 | 1859.973 | 1890.1732 | 1863.4933 | 1844.4626 | 1908.713 | 1870.6648 | 1945.4267 | 1882.8411 | 1905.7223 | 1894.5014 | 1887.5732 | 1879.1723
NETREVENUE - Net Revenue $
MEAN | -59061.8348 | -60200.647 | -57828.375 | -59589.6375 | -59541.6476 | -60618.8913 | -62230.2427 | -63119.4271 | -62022.3001 | -63792.0604 | -62736.5792 | -63313.6844 | -63893.8178 | -62126.7903 | -63592.1345 | -63199.0342 | -63104.5859 | -64470.7202 | -64167.6763 | -62450.4634
P5 | -99281.9709 | -103694.0843 | -99035.6465 | -98283.0008 | -99585.632 | -101508.7325 | -105129.4944 | -106553.3746 | -103475.6596 | -109888.556 | -105007.5969 | -105196.8256 | -108715.4868 | -105718.9302 | -111467.3745 | -105689.7529 | -108679.8766 | -106920.0661 | -107541.873 | -107640.8046
P95 | -23024.7139 | -24599.3929 | -22625.4978 | -26048.2923 | -25741.6639 | -25162.7719 | -26534.2627 | -25219.8485 | -26159.1024 | -25112.9649 | -26177.7965 | -28213.6362 | -26133.8173 | -24947.4444 | -26019.2433 | -30390.2131 | -23551.5622 | -26659.5976 | -28000.6569 | -23634.7425
IRP_2018 Magpie Solar
NETPOS - Net Position (MWh)
MEAN | 1146.2447 | 1150.5279 | 1125.5477 | 1151.5085 | 1147.8843 | 1142.3333 | 1144.1867 | 1141.5094 | 1124.3887 | 1145.1851 | 1139.8579 | 1142.5544 | 1150.9747 | 1111.7255 | 1154.7713 | 1149.261 | 1150.2217 | 1148.2095 | 1140.7389 | 1112.0374
P5 | 514.1154 | 466.0756 | 426.378 | 447.8319 | 482.1912 | 443.3545 | 427.9723 | 492.2005 | 466.9505 | 465.7616 | 428.1705 | 487.258 | 390.6768 | 484.1235 | 475.6762 | 450.2994 | 443.0241 | 496.7266 | 484.2536 | 455.4123
P95 | 1806.1792 | 1820.2447 | 1763.5111 | 1816.029 | 1836.4018 | 1792.0552 | 1773.473 | 1806.4781 | 1797.8772 | 1792.5368 | 1823.6465 | 1793.0817 | 1837.8327 | 1752.2374 | 1846.4919 | 1787.1772 | 1829.0267 | 1824.6435 | 1771.9638 | 1767.0381
NETREVENUE - Net Revenue $
MEAN | -59270.4306 | -60472.7408 | -58163.3613 | -59837.3202 | -60111.713 | -60783.6982 | -62165.3064 | -62972.9814 | -62503.1804 | -63499.6904 | -63032.5304 | -63321.8232 | -63961.2509 | -61440.2812 | -64298.611 | -63726.5458 | -64133.5385 | -64361.5116 | -63906.6047 | -62091.627
P5 | -94431.5329 | -98115.428 | -96824.2393 | -93904.8341 | -94752.2182 | -98490.5609 | -100342.4971 | -101980.4746 | -101535.5678 | -100993.0528 | -100483.5345 | -101407.2517 | -105055.9607 | -100647.9914 | -106759.1965 | -101121.2291 | -105936.9088 | -103984.2645 | -103356.5664 | -103234.0486
P95 | -26273.7603 | -24379.8425 | -23287.7212 | -23138.7009 | -25576.0298 | -21415.3052 | -22300.2324 | -26614.7588 | -24329.6779 | -24922.5747 | -23252.5434 | -26050.0968 | -21447.5608 | -24891.1125 | -25805.8656 | -24145.9986 | -22064.2586 | -25420.1831 | -26794.9936 | -24556.6905
IRP_2018 River Bend Solar
NETPOS - Net Position (MWh)
MEAN | 652.5065 | 672.6146 | 639.0379 | 657.4812 | 665.4992 | 656.9057 | 664.7827 | 656.188 | 640.3678 | 663.7979 | 655.9269 | 655.8175 | 664.1093 | 648.2386 | 667.5595 | 660.1231 | 650.6556 | 659.8907 | 661.6463 | 635.3836
P5 | 320.3513 | 291.6117 | 331.8807 | 298.2107 | 350.7433 | 301.2842 | 285.3093 | 321.3229 | 317.3209 | 316.6402 | 332.2409 | 320.7801 | 347.1442 | 316.1665 | 326.4494 | 326.7254 | 296.6579 | 336.1746 | 348.9076 | 296.311
P95 | 977.1796 | 1023.7841 | 940.6919 | 975.4874 | 999.2902 | 1004.8196 | 1007.5554 | 995.6158 | 946.3354 | 1003.6775 | 989.4692 | 974.3022 | 985.2085 | 960.3321 | 1000.2907 | 978.8666 | 969.2666 | 985.3559 | 972.3092 | 958.7792
NETREVENUE - Net Revenue $
MEAN | -33291.8816 | -35130.7993 | -32649.1417 | -33793.6875 | -34392.4873 | -34417.9938 | -35624.4595 | -35755.8081 | -35046.7936 | -36358.7851 | -35746.9669 | -35743.2447 | -36340.0201 | -35272.3407 | -36598.3013 | -36053.4291 | -35643.4897 | -36376.9389 | -36583.7602 | -34917.1381
P5 | -50852.1772 | -53609.2777 | -49294.6268 | -49217.3169 | -52005.6419 | -52008.5676 | -54047.313 | -53949.1794 | -52759.6144 | -55620.9876 | -53213.6452 | -52938.9848 | -52656.4472 | -52637.1706 | -56029.6792 | -54121.5062 | -54168.1508 | -53949.5292 | -53795.9159 | -52931.202
P95 | -15888.0844 | -15326.5992 | -16148.7794 | -15446.9503 | -17608.5409 | -14246.1619 | -14609.3194 | -17388.7041 | -17520.6434 | -16722.4622 | -18627.2591 | -17145.9691 | -19170.0695 | -16765.1559 | -17482.9628 | -17558.3344 | -15258.4473 | -16794.3171 | -18433.8682 | -15812.9082
IRP_2018 South Mills Solar
NETPOS - Net Position (MWh)
MEAN | 1007.9819 | 1021.6026 | 975.6705 | 1004.5178 | 1001.5106 | 1006.3299 | 1016.3759 | 1015.4603 | 981.0173 | 1006.3419 | 992.5226 | 1008.671 | 1004.5362 | 987.6617 | 997.4904 | 999.5294 | 994.7323 | 1003.0352 | 1015.3734 | 976.1221
P5 | 442.8412 | 380.0104 | 395.1268 | 425.2491 | 425.2565 | 396.9287 | 385.2515 | 370.5469 | 408.5973 | 374.3479 | 429.4941 | 432.4705 | 420.3202 | 402.2888 | 434.4507 | 413.5188 | 365.9863 | 395.929 | 448.4351 | 399.7992
P95 | 1653.615 | 1658.5146 | 1594.7979 | 1626.8519 | 1613.4987 | 1670.9485 | 1695.7824 | 1669.2573 | 1618.5132 | 1626.6437 | 1651.5314 | 1628.0131 | 1631.6514 | 1603.09 | 1640.9246 | 1632.5206 | 1632.1486 | 1649.8859 | 1649.0897 | 1610.5692
NETREVENUE - Net Revenue $
MEAN | -51277.8403 | -52885.4282 | -49407.0051 | -51102.5322 | -51150.3416 | -52201.2498 | -53849.0511 | -54507.1276 | -52938.9471 | -54171.565 | -53166.4721 | -54185.6326 | -54029.7797 | -52784.1471 | -53711.2602 | -53658.356 | -53630.9433 | -54229.3171 | -54980.9106 | -52641.3371
P5 | -87304.0395 | -87022.7564 | -84317.6 | -83606.8493 | -84845.8949 | -87079.2492 | -93960.1618 | -92577.7241 | -88951.033 | -88431.318 | -89710.2035 | -90503.5394 | -88322.2333 | -88019.6164 | -89074.9516 | -90519.461 | -90389.0774 | -89771.7047 | -90686.2276 | -89137.593
P95 | -21300.7491 | -19407.863 | -18857.0865 | -20989.8423 | -21060.7791 | -17844.9752 | -18705.883 | -19179.9549 | -21444.9124 | -19890.4089 | -22152.9016 | -22213.2509 | -22492.0207 | -20901.1666 | -22190.0721 | -21510.21 | -17536.4223 | -20823.2454 | -22902.3369 | -20300.5059
Wind Asset - Total
NETPOS - Net Position (MWh)
MEAN | 557830.5073 | 803965.3914 | 800104.0921 | 873826.4624 | 879753.8993 | 880564.2138 | 879687.1369 | 877622.0659 | 678446.7294 | 692908.8132 | 684496.0494 | 686111.5151 | 684770.6283 | 680654.3017 | 680526.1042 | 649952.2368 | 508458.3182 | 481983.6109 | 642410.7433 | 642641.5295
P5 | 508851.2288 | 750623.26 | 730209.1686 | 791768.2895 | 792977.784 | 798407.8158 | 790919.4009 | 788598.041 | 609036.086 | 614840.5246 | 610909.8987 | 613830.7998 | 610971.5373 | 610081.7385 | 616214.3805 | 572722.5928 | 454987.932 | 434152.4806 | 583601.7341 | 586619.0816
P95 | 599883.272 | 860901.8022 | 859469.5645 | 972114.7295 | 992481.1688 | 977678.0517 | 975906.8793 | 977683.1378 | 757726.4754 | 783926.405 | 769799.2948 | 775215.7217 | 766744.0252 | 763775.86 | 767193.6127 | 733116.8701 | 572328.8179 | 553361.6881 | 714335.8979 | 707355.9474
NETREVENUE - Net Revenue $
MEAN | -11840432.1393 | -14142358.3114 | -13807777.2904 | -13515291.6643 | -13995253.8451 | -14863631.8601 | -15683025.5105 | -16444415.8958 | -14664853.895 | -14704376.4067 | -14482410.1831 | -14550367.1211 | -14589345.7893 | -14519140.7811 | -14577107.3306 | -13747190.7995 | -11730104.3559 | -10127782.1759 | -7938670.2593 | -7911554.3404
P5 | -14072497.1482 | -18220042.9763 | -18164036.1592 | -18751340.545 | -18405481.8311 | -19343829.2737 | -19883656.6352 | -19967976.6531 | -17784608.1954 | -17532545.724 | -16956607.9355 | -16960677.4773 | -17078798.7927 | -17166214.4875 | -17449685.3943 | -15981217.4254 | -13676090.3853 | -11940608.7478 | -9782453.9867 | -10141199.3993
P95 | -9718642.4797 | -9963627.0924 | -8890391.9682 | -8660187.4085 | -8959589.3439 | -10845811.4247 | -11744041.6443 | -12319181.1613 | -10266010.223 | -11989337.6271 | -11115143.0792 | -11362375.9712 | -11767763.8433 | -11261043.1141 | -11935573.898 | -11358336.2874 | -9614164.7756 | -8046826.4585 | -5592073.018 | -5829263.5644
Total
Total - Total
Total - Total - Total
CAPACITYFACTOR - Net Generation Capacity Factor
MEAN | 0.40814 | 0.40152 | 0.39261 | 0.39495 | 0.35481 | 0.30514 | 0.24428 | 0.21751 | 0.19814 | 0.19398 | 0.1657 | 0.15747 | 0.15449 | 0.15247 | 0.14831 | 0.14832 | 0.14674 | 0.14033 | 0.13169 | 0.12482
P5 | 0.37219 | 0.35813 | 0.3433 | 0.33765 | 0.29848 | 0.2447 | 0.18651 | 0.17317 | 0.15852 | 0.16521 | 0.13322 | 0.12673 | 0.12502 | 0.11843 | 0.11786 | 0.11632 | 0.11957 | 0.11775 | 0.11203 | 0.10255
P95 | 0.44102 | 0.43554 | 0.42712 | 0.4435 | 0.41607 | 0.3562 | 0.2974 | 0.27559 | 0.25606 | 0.23498 | 0.20987 | 0.19276 | 0.18981 | 0.18701 | 0.18382 | 0.17655 | 0.17669 | 0.16509 | 0.15614 | 0.14928
CO2EMISSIONS - CO2 Emissions
MEAN | 554483.8553 | 540852.1713 | 543517.7402 | 637196.2711 | 714332.3564 | 773474.7736 | 752661.2496 | 695554.0963 | 660600.384 | 644600.9434 | 665839.6323 | 675517.9754 | 654986.1932 | 645050.52 | 653453.3399 | 639887.8112 | 638009.6624 | 644012.3077 | 603391.7015 | 584972.837
P5 | 473727.9793 | 445444.6794 | 441169.0244 | 501854.7785 | 552526.6287 | 596100.2117 | 554304.2045 | 540006.6347 | 513975.9296 | 533982.2556 | 540361.0167 | 556314.9032 | 544855.417 | 514298.5739 | 532571.9876 | 516765.0464 | 526511.4298 | 546654.1207 | 516264.0863 | 483969.8441
P95 | 625286.0547 | 612905.8764 | 615553.205 | 771770.4251 | 886282.4542 | 921114.7232 | 934427.1124 | 893191.0131 | 865391.9035 | 794989.9081 | 816211.6333 | 815379.6212 | 798119.2539 | 775094.5827 | 796277.4739 | 751669.5963 | 757995.0186 | 747326.714 | 694469.852 | 683175.7303
FUELCONSUMED - Fuel Consumed
MEAN | 5394272.2336 | 5340533.5443 | 5331199.8527 | 7116716.1474 | 8253864.0566 | 9141073.3955 | 8896983.8916 | 8120603.2475 | 7411592.3878 | 7302958.496 | 7584348.2219 | 7614560.5197 | 7472274.7149 | 7352727.3373 | 7358574.7895 | 7290648.3768 | 7205993.8741 | 7128171.1401 | 6696373.9772 | 6416529.9174
P5 | 4606903.9244 | 4370088.3107 | 4262697.1398 | 5632394.2288 | 6442031.3011 | 6978494.8315 | 6497850.5172 | 6185625.7955 | 5673933.9129 | 5990358.3731 | 6212705.2667 | 6254888.0981 | 6164285.2206 | 5831244.7298 | 5941376.1165 | 5863905.5606 | 5944539.8356 | 6071248.2241 | 5735483.2623 | 5302614.5181
P95 | 6097023.8099 | 6040798.9614 | 6107170.4611 | 8490995.0737 | 10229705.3543 | 10997778.6512 | 11150687.3352 | 10576360.3935 | 9899572.5468 | 9132502.6256 | 9417074.1219 | 9227013.2856 | 9066492.7182 | 8874583.3348 | 9003870.0917 | 8612647.0444 | 8562209.5974 | 8288023.966 | 7802383.0224 | 7572777.8988
FUELCOST - Fuel Cost
MEAN | 5507861.0856 | 5429690.4669 | 5676768.1752 | 9196013.0785 | 11066449.9242 | 12940071.5456 | 13289711.776 | 12369194.981 | 11320464.261 | 11346127.3305 | 12182855.0055 | 12358159.6311 | 12493524.7829 | 12585687.347 | 12717815.6924 | 12972569.213 | 12994331.9691 | 13012690.0601 | 12517268.1447 | 12199354.2035
P5 | 4491054.5762 | 4112456.0926 | 4248167.0284 | 6170475.3129 | 7286564.5038 | 8138733.6599 | 7777526.2296 | 8069001.0498 | 7282108.4697 | 8260724.4521 | 8449241.7303 | 8922993.3161 | 9165020.1774 | 8427088.5183 | 8735331.5865 | 8918278.2688 | 9352906.6736 | 9771184.7059 | 9617246.6208 | 8713375.2473
P95 | 6554076.7464 | 6634125.5987 | 7031280.863 | 12593880.8216 | 15997893.2176 | 17608084.2995 | 19309499.9553 | 20558193.0524 | 18795622.4236 | 16252005.5445 | 17676084.563 | 17363548.6382 | 17367758.2512 | 18379167.365 | 17824796.3742 | 17121635.5223 | 17733723.3366 | 16929275.2538 | 16164471.8998 | 15976623.7183
NETPOS - Net Position (MWh)
MEAN | 4945.6113 | 249671.2078 | 244994.6583 | 556632.4057 | 672350.5867 | 711445.1988 | 584985.7988 | 486337.682 | 201437.755 | 189090.4124 | 7758.3475 | -3133.4749 | -21583.7101 | -48732.941 | -79000.5269 | -138109.1157 | -297728.4881 | -339900.7255 | -263122.1192 | -311340.8553
P5 | -127477.4804 | 125652.9004 | 96117.7316 | 382674.3387 | 404051.8353 | 459621.1354 | 290710.1197 | 278142.3191 | -15366.8032 | 18223.1912 | -196228.0762 | -179115.4904 | -201756.7325 | -227334.8891 | -250616.9109 | -329085.6256 | -453719.2902 | -522441.7296 | -433426.5504 | -456859.6196
P95 | 130976.452 | 364037.8433 | 392617.5864 | 751165.8291 | 905089.6427 | 943962.6342 | 872522.5576 | 784417.7131 | 471534.1321 | 394230.5385 | 235285.6127 | 154202.585 | 171177.0201 | 178480.6373 | 103580.4673 | 59417.0631 | -145019.3024 | -182430.617 | -120783.4543 | -157581.4603
NETREVENUE - Net Revenue $
MEAN | -207126411.1651 | -208705928.6664 | -207316405.7574 | -206268025.8416 | -210170888.6057 | -205017395.748 | -199135172.0146 | -200718437.6916 | -198637266.2059 | -200116429.7336 | -179300677.2539 | -180464814.8634 | -180605421.0246 | -179214229.4009 | -180337169.854 | -180948927.8896 | -180563227.62 | -179124677.0314 | -175584396.2816 | -176316809.692
P5 | -209555470.8228 | -210643463.1497 | -209709665.4553 | -208932256.1773 | -212872510.7214 | -207579552.1045 | -201492836.032 | -203216368.5793 | -200629287.0858 | -201779373.7959 | -181301387.3553 | -182244370.7914 | -182700976.7437 | -181159649.1598 | -182246303.9538 | -183236219.0581 | -183538064.2298 | -181742666.2313 | -178387411.7523 | -179280666.4012
P95 | -204902121.3084 | -206737210.5106 | -204849079.3114 | -203313636.2114 | -206797102.9524 | -202030499.673 | -196038264.317 | -198237512.728 | -197037155.6848 | -198431450.8041 | -177369343.2932 | -178719068.7442 | -178367609.8636 | -177706250.6672 | -178587823.8885 | -178902849.9153 | -178218293.4466 | -176805531.3384 | -172783559.1857 | -173714574.3862
STARTS - Number Starts
MEAN | 2058.94 | 2114.38 | 2071.88 | 3211.11 | 4440.42 | 5952.94 | 7821.09 | 7354.52 | 6261.57 | 6430.55 | 6815.03 | 6392.31 | 6747.39 | 6687.8 | 6422.89 | 6468.32 | 6482.93 | 6019.89 | 6040.83 | 5702.72
P5 | 1909.5 | 1977.5 | 1944.5 | 2820 | 3829.5 | 4948.5 | 6777 | 6029.5 | 5144 | 5505 | 5693.5 | 5488 | 5765.5 | 5543.5 | 5176.5 | 5306.5 | 5438.5 | 4815.5 | 5099 | 4552
P95 | 2199.5 | 2232 | 2220 | 3600.5 | 5154 | 6959.5 | 8986.5 | 8546 | 7260.5 | 7351.5 | 8247.5 | 7419 | 7843.5 | 7733 | 7796 | 7508 | 7519.5 | 6880 | 7072.5 | 6836.5
VOMCOSTS - VOM Costs
MEAN | 1638942.8621 | 1686197.6315 | 1697759.7599 | 1650337.8494 | 1742914.0701 | 1828102.6647 | 1901362.4523 | 1789368.6624 | 1738988.9596 | 1758667.9478 | 1847430.509 | 1895676.0567 | 1875596.3358 | 1882154.0219 | 1932672.1604 | 1951916.8071 | 1966934.7154 | 2028662.5458 | 1943197.3379 | 1922152.0898
P5 | 1351495.0756 | 1301019.9186 | 1272087.0027 | 1221077.3397 | 1291676.7095 | 1358343.7779 | 1332622.1298 | 1345466.6061 | 1295886.7793 | 1409576.414 | 1430011.0662 | 1499378.6792 | 1507704.6433 | 1438825.0673 | 1508306.8801 | 1521494.0245 | 1558675.1578 | 1645093.7419 | 1606841.1079 | 1518684.0987
P95 | 1907429.8063 | 1991576.2475 | 2034805.2644 | 2076566.0621 | 2233703.8749 | 2241314.614 | 2480393.496 | 2403147.5627 | 2360790.3402 | 2214153.0124 | 2363780.93 | 2373416.8851 | 2351109.5181 | 2334931.2046 | 2437442.1908 | 2324285.406 | 2422914.8535 | 2427391.8231 | 2298986.437 | 2312683.2017

## Unconstrained
Books | Montana
Study Portfolios | 2019.01.17 IRP Base - ARS Unconstrained - IRP Planning MAIN load dispatch v7 Unconstrained
Date Intervals | Annual
Peak Period Label | Light Load
Value | Column Labels
Row Labels | 2019-01 | 2020-01 | 2021-01 | 2022-01 | 2023-01 | 2024-01 | 2025-01 | 2026-01 | 2027-01 | 2028-01 | 2029-01 | 2030-01 | 2031-01 | 2032-01 | 2033-01 | 2034-01 | 2035-01 | 2036-01 | 2037-01 | 2038-01
Ancillary Reserve
2018 IRP Anc Req v6 with candidate assets
15010: New 2022JAN 18V50DF_NG_B #1
NETREVENUE - Net Revenue $
MEAN | -21807.4922 | -96351.0189 | -71817.3656 | -14365.2717 | -13361.9175 | -4111.736 | -322524.7463 | -279873.9654 | -119957.351 | -148848.6773 | -167159.0497 | -165593.4307 | -169275.2249 | -171612.8111 | -171381.6338 | -185903.4193 | -137378.3998 | -122602.6235 | -116974.6671 | -103733.2288
P5 | -54974.3883 | -142749.9002 | -105790.469 | -30112.7137 | -31216.3293 | -15550.4174 | -533871.7646 | -503522.4263 | -235127.5299 | -240481.6592 | -293840.6898 | -252575.8125 | -235987.3438 | -264012.7044 | -276347.6482 | -264315.3116 | -221419.9905 | -183728.2406 | -170798.9385 | -157770.5463
P95 | -5860.4226 | -59042.8655 | -37917.97 | -4582.5182 | -3958.1192 | -138.1932 | -145173.3113 | -139139.1877 | -48263.8999 | -84602.6402 | -83025.8268 | -86098.4988 | -90214.2902 | -85381.1121 | -89148.3099 | -99690.5559 | -82836.2434 | -64448.5983 | -65140.3973 | -57216.9346
2018 IRP Anc Req v6 with candidate assets - Total
NETREVENUE - Net Revenue $
MEAN | -312083.1794 | -541537.7792 | -556493.9111 | -363798.4707 | -390803.1125 | -511281.9961 | -1171932.8567 | -1186069.6449 | -1109228.2877 | -1062822.4721 | -1086373.7073 | -1261873.7534 | -1170004.8361 | -1209255.9404 | -1376248.3823 | -1256243.3858 | -1331751.3227 | -1395625.949 | -1379413.8287 | -1419514.1848
P5 | -395769.9819 | -661631.3846 | -669660.8433 | -455578.889 | -476384.3506 | -585619.8521 | -1365063.9123 | -1357356.8313 | -1222010.6527 | -1159607.5688 | -1199813.855 | -1364365.8671 | -1271259.1649 | -1309196.1785 | -1485929.6484 | -1354913.5357 | -1414480.4763 | -1461621.8079 | -1445851.6392 | -1491303.7241
P95 | -252254.3517 | -436360.8156 | -467005.3515 | -279788.0699 | -308736.8275 | -430216.3452 | -1007485.7828 | -1056547.6221 | -1000766.1966 | -970923.4895 | -985083.1688 | -1149424.5498 | -1064200.2267 | -1115277.442 | -1263681.6218 | -1153310.765 | -1254152.1993 | -1328130.0392 | -1309303.9141 | -1352810.6661
2888218
NETREVENUE - Net Revenue $
MEAN | -290275.6871 | -445186.7604 | -484676.5455 | -349433.199 | -377441.195 | -507170.2601 | -849408.1104 | -906195.6795 | -989270.9367 | -913973.7948 | -919214.6576 | -1096280.3227 | -1000729.6112 | -1037643.1293 | -1204866.7485 | -1070339.9665 | -1194372.9229 | -1273023.3255 | -1262439.1615 | -1315780.956
P5 | -352398.9735 | -553430.5257 | -596012.0625 | -440128.5032 | -455828.49 | -580005.1413 | -957124.1925 | -1009325.3967 | -1056946.9841 | -970753.4377 | -977900.5781 | -1161582.24 | -1071152.6344 | -1099625.8915 | -1268379.0323 | -1143160.326 | -1234300.9728 | -1317992.261 | -1315411.8036 | -1369041.345
P95 | -234984.8072 | -354931.3367 | -394466.6249 | -271940.5095 | -303531.93 | -429849.9699 | -754620.9741 | -806555.9178 | -906580.0575 | -858558.9354 | -846742.9052 | -1014926.1695 | -921752.7764 | -977225.4228 | -1138061.3253 | -1008521.2462 | -1148169.7612 | -1244724.1235 | -1205046.6836 | -1266325.515
Ancillary Reserve - Total
NETREVENUE - Net Revenue $
MEAN | -312083.1794 | -541537.7792 | -556493.9111 | -363798.4707 | -390803.1125 | -511281.9961 | -1171932.8567 | -1186069.6449 | -1109228.2877 | -1062822.4721 | -1086373.7073 | -1261873.7534 | -1170004.8361 | -1209255.9404 | -1376248.3823 | -1256243.3858 | -1331751.3227 | -1395625.949 | -1379413.8287 | -1419514.1848
P5 | -395769.9819 | -661631.3846 | -669660.8433 | -455578.889 | -476384.3506 | -585619.8521 | -1365063.9123 | -1357356.8313 | -1222010.6527 | -1159607.5688 | -1199813.855 | -1364365.8671 | -1271259.1649 | -1309196.1785 | -1485929.6484 | -1354913.5357 | -1414480.4763 | -1461621.8079 | -1445851.6392 | -1491303.7241
P95 | -252254.3517 | -436360.8156 | -467005.3515 | -279788.0699 | -308736.8275 | -430216.3452 | -1007485.7828 | -1056547.6221 | -1000766.1966 | -970923.4895 | -985083.1688 | -1149424.5498 | -1064200.2267 | -1115277.442 | -1263681.6218 | -1153310.765 | -1254152.1993 | -1328130.0392 | -1309303.9141 | -1352810.6661
Battery Storage
NETPOS - Net Position (MWh)
MEAN
P5
P95
Financial Instrument
NETREVENUE - Net Revenue $
MEAN | -4468253.75 | -2197268.75
P5 | -4796800.3222 | -2430648.3252
P95 | -4108727.5897 | -1967674.9187
Fixed Cost
NETREVENUE - Net Revenue $
MEAN | -121157947.0263 | -121133735.2685 | -120725709.4923 | -120770799.5701 | -121487394.786 | -121569496.6134 | -121820161.4476 | -121668440.2689 | -121018910.6762 | -122140311.8572 | -121917087.0109 | -122126168.9306 | -122344148.5928 | -121981892.1233 | -122298385.0149 | -123056649.3173 | -123314662.1434 | -122287065.5493 | -121423591.8946 | -120975842.0177
P5 | -121157947.0263 | -121133735.2685 | -120725709.4923 | -120770799.5701 | -121487394.786 | -121569496.6134 | -121820161.4476 | -121668440.2689 | -121018910.6762 | -122140311.8572 | -121917087.0109 | -122126168.9306 | -122344148.5928 | -121981892.1233 | -122298385.0149 | -123056649.3173 | -123314662.1434 | -122287065.5493 | -121423591.8946 | -120975842.0177
P95 | -121157947.0263 | -121133735.2685 | -120725709.4923 | -120770799.5701 | -121487394.786 | -121569496.6134 | -121820161.4476 | -121668440.2689 | -121018910.6762 | -122140311.8572 | -121917087.0109 | -122126168.9306 | -122344148.5928 | -121981892.1233 | -122298385.0149 | -123056649.3173 | -123314662.1434 | -122287065.5493 | -121423591.8946 | -120975842.0177
Generation Asset
15612: New 2022JAN 18V50DF_NG_A #1
CAPACITYFACTOR - Net Generation Capacity Factor
MEAN |  |  |  | 0.36268 | 0.32373 | 0.23764 | 0.21961 | 0.16605 | 0.14011 | 0.12331 | 0.1445 | 0.1193 | 0.12371 | 0.11972 | 0.11301 | 0.11284 | 0.11069 | 0.099013 | 0.08861 | 0.076509
P5 |  |  |  | 0.28154 | 0.26169 | 0.1943 | 0.18129 | 0.1305 | 0.11076 | 0.10023 | 0.12046 | 0.098551 | 0.098995 | 0.096317 | 0.085842 | 0.086775 | 0.091272 | 0.079353 | 0.069631 | 0.059981
P95 |  |  |  | 0.42902 | 0.38632 | 0.28283 | 0.26631 | 0.21638 | 0.19179 | 0.15959 | 0.17568 | 0.14508 | 0.15385 | 0.15062 | 0.14246 | 0.13445 | 0.13778 | 0.12005 | 0.10795 | 0.091313
CO2EMISSIONS - CO2 Emissions
MEAN |  |  |  | 11622.2928 | 10478.9552 | 7625.3859 | 6992.1453 | 5283.5203 | 4443.0171 | 3954.9628 | 4589.5563 | 3785.6865 | 3964.9789 | 3773.0453 | 3598.8405 | 3617.2722 | 3530.8378 | 3166.8985 | 2824.6122 | 2429.5651
P5 |  |  |  | 8947.0425 | 8470.0522 | 6218.0468 | 5790.9172 | 4154.8095 | 3488.1259 | 3207.6064 | 3819.701 | 3127.6841 | 3189.7969 | 3002.802 | 2752.0944 | 2787.0078 | 2892.3195 | 2549.28 | 2217.004 | 1910.2505
P95 |  |  |  | 13767.2082 | 12625.2782 | 9173.3154 | 8499.3667 | 6944.0656 | 6089.7275 | 5116.6159 | 5619.4571 | 4619.5833 | 4963.2441 | 4770.5805 | 4543.9483 | 4282.957 | 4383.8247 | 3853.4443 | 3450.2154 | 2900.3908
FUELCONSUMED - Fuel Consumed
MEAN |  |  |  | 190217.5581 | 171504.9948 | 124801.7338 | 114437.73 | 86473.3269 | 72717.137 | 64729.3427 | 75115.487 | 61958.863 | 64893.2722 | 61751.9697 | 58900.8264 | 59202.491 | 57787.8529 | 51831.4001 | 46229.3317 | 39763.7504
P5 |  |  |  | 146432.7735 | 138626.0594 | 101768.3601 | 94777.6949 | 68000.1557 | 57088.8032 | 52497.6496 | 62515.5641 | 51189.5932 | 52206.1686 | 49145.6957 | 45042.4608 | 45613.8759 | 47337.4707 | 41723.0775 | 36284.8438 | 31264.3289
P95 |  |  |  | 225322.556 | 206633.0315 | 150136.0946 | 139105.8384 | 113650.8276 | 99668.2074 | 83741.6672 | 91971.4751 | 75606.9282 | 81231.4916 | 78078.2403 | 74369.0395 | 70097.4956 | 71748.3579 | 63067.8277 | 56468.3371 | 47469.572
FUELCOST - Fuel Cost
MEAN |  |  |  | 284469.4078 | 272780.6591 | 209655.8125 | 205131.4783 | 161132.9527 | 142627.445 | 128838.1523 | 153135.4426 | 128880.4459 | 138860.467 | 136162.5595 | 132207.3636 | 135391.3974 | 134277.0664 | 126286.7304 | 114620.9541 | 102844.6808
P5 |  |  |  | 151396.2407 | 159281.8738 | 124817.6416 | 116910.8136 | 99199.7561 | 81806.8974 | 85165.4185 | 99662.2261 | 83545.3795 | 90748.4304 | 79834.6555 | 78871.0857 | 81350.5178 | 87827.4334 | 84292.9881 | 79685.544 | 65250.5323
P95 |  |  |  | 421330.6721 | 412998.4178 | 300322.3806 | 301195.1223 | 296070.0861 | 273504.2462 | 203578.2802 | 237214.7849 | 191569.0174 | 219658.0265 | 222772.927 | 208630.1561 | 199370.2298 | 197022.4812 | 187401.3216 | 163444.0171 | 150857.3302
NETPOS - Net Position (MWh)
MEAN |  |  |  | 22183.5935 | 19946.1835 | 14569.951 | 13405.0852 | 10119.5652 | 8506.7738 | 7567.1006 | 8774.5671 | 7232.7116 | 7645.8092 | 7271.0342 | 6929.2217 | 6959.9664 | 6790.1451 | 6085.8371 | 5424.4108 | 4661.9757
P5 |  |  |  | 17128.7361 | 16182.5998 | 11914.4501 | 11107.195 | 7963.48 | 6680.96 | 6138.4666 | 7303.4106 | 5977.0771 | 6152.76 | 5787.975 | 5297.8313 | 5363.33 | 5562.57 | 4899.375 | 4257.785 | 3665.65
P95 |  |  |  | 26269.6553 | 24023.0109 | 17399.6647 | 16291.1423 | 13279.616 | 11648.6748 | 9785.4734 | 10737.2623 | 8821.7064 | 9570.1492 | 9188.8651 | 8749.0135 | 8239.98 | 8430.842 | 7404.9009 | 6625.0832 | 5565.1015
NETREVENUE - Net Revenue $
MEAN |  |  |  | 81726.8885 | 50310.6983 | 65133.9437 | 48933.1289 | 43463.0325 | 30991.7387 | 41546.3665 | 38737.1616 | 41642.6393 | 42441.1615 | 42519.7313 | 42575.7573 | 46912.132 | 41367.5354 | 35925.5146 | 36037.3173 | 31528.0079
P5 |  |  |  | 730.7966 | -12990.6101 | 13297.1032 | 1164.3639 | 12673.4946 | 2355.9322 | 16494.8753 | 11470.3845 | 15215.5409 | 16956.5292 | 19050.2761 | 18251.1581 | 21892.3125 | 19621.956 | 16207.6018 | 16361.298 | 13777.7076
P95 |  |  |  | 164659.2495 | 111602.6041 | 108941.6653 | 103646.7156 | 92369.2535 | 74248.2268 | 75728.4563 | 84150.8712 | 69524.3359 | 68219.9942 | 73885.6695 | 77034.1171 | 73433.5636 | 77143.924 | 60976.3007 | 58363.4735 | 52102.8094
STARTS - Number Starts
MEAN |  |  |  | 157.3 | 152.24 | 150.47 | 148.89 | 122.55 | 110.13 | 100.85 | 113.63 | 98.35 | 104.68 | 99.29 | 96.33 | 92.95 | 93.01 | 84.35 | 76.64 | 68.88
P5 |  |  |  | 122 | 120 | 123.5 | 123.5 | 103.5 | 94.5 | 84 | 94.5 | 81.5 | 86.5 | 79.5 | 76.5 | 73 | 77 | 66 | 58 | 53.5
P95 |  |  |  | 192.5 | 180 | 182.5 | 177.5 | 141 | 130.5 | 120 | 133 | 115.5 | 124.5 | 118.5 | 118.5 | 113.5 | 112 | 100 | 92.5 | 86
VOMCOSTS - VOM Costs
MEAN |  |  |  | 14863.0076 | 13563.4048 | 10198.9657 | 9517.6105 | 7387.2826 | 6295.0126 | 5750.9965 | 6756.4167 | 5713.8421 | 6116.6474 | 5962.2481 | 5751.254 | 5915.9714 | 5907.4262 | 5416.395 | 4881.9697 | 4289.0176
P5 |  |  |  | 11476.2532 | 11004.1679 | 8340.1151 | 7886.1084 | 5813.3404 | 4943.9104 | 4665.2346 | 5623.6262 | 4721.8909 | 4922.208 | 4746.1395 | 4397.1999 | 4558.8305 | 4839.4359 | 4360.4438 | 3832.0065 | 3372.398
P95 |  |  |  | 17600.669 | 16335.6474 | 12179.7653 | 11566.711 | 9694.1197 | 8620.0194 | 7436.9598 | 8267.6919 | 6969.1481 | 7656.1194 | 7534.8693 | 7261.6812 | 7003.983 | 7334.8325 | 6590.3618 | 5962.5749 | 5119.8933
15612: New 2022JAN 18V50DF_NG_A #2
CAPACITYFACTOR - Net Generation Capacity Factor
MEAN |  |  |  | 0.3691 | 0.33226 | 0.23841 | 0.22008 | 0.16681 | 0.14054 | 0.1237 | 0.14431 | 0.11955 | 0.12355 | 0.12005 | 0.11306 | 0.11277 | 0.11094 | 0.09907 | 0.088811 | 0.076333
P5 |  |  |  | 0.29012 | 0.27039 | 0.2 | 0.18008 | 0.13225 | 0.10861 | 0.10106 | 0.12016 | 0.0985 | 0.099116 | 0.092893 | 0.085991 | 0.086328 | 0.090871 | 0.080669 | 0.071523 | 0.056241
P95 |  |  |  | 0.42403 | 0.39087 | 0.28501 | 0.26781 | 0.21796 | 0.19524 | 0.15951 | 0.17458 | 0.14581 | 0.14967 | 0.15264 | 0.14331 | 0.13399 | 0.13926 | 0.11918 | 0.10659 | 0.091432
CO2EMISSIONS - CO2 Emissions
MEAN |  |  |  | 11801.1684 | 10744.1473 | 7641.9732 | 7006.9691 | 5308.61 | 4453.3891 | 3971.1957 | 4583.5495 | 3794.5496 | 3954.682 | 3786.8446 | 3600.0927 | 3621.0854 | 3542.6995 | 3163.7016 | 2830.6527 | 2424.2428
P5 |  |  |  | 9223.4097 | 8745.9029 | 6339.4178 | 5698.6306 | 4226.733 | 3422.9679 | 3255.8723 | 3807.8418 | 3128.1344 | 3172.2946 | 2915.3842 | 2731.2417 | 2764.8385 | 2905.4069 | 2562.3533 | 2291.0493 | 1784.0608
P95 |  |  |  | 13715.1521 | 12694.6754 | 9144.3934 | 8558.3973 | 6919.94 | 6206.1245 | 5133.0668 | 5552.2976 | 4643.8887 | 4809.4893 | 4824.8691 | 4604.9475 | 4342.4208 | 4422.0116 | 3792.3131 | 3411.9388 | 2902.3624
FUELCONSUMED - Fuel Consumed
MEAN |  |  |  | 193145.1457 | 175845.2906 | 125073.2109 | 114680.3448 | 86883.961 | 72886.8919 | 64995.0203 | 75017.1764 | 62103.9212 | 64724.746 | 61977.8175 | 58921.321 | 59264.9 | 57981.9879 | 51779.0766 | 46328.1951 | 39676.642
P5 |  |  |  | 150955.9689 | 143140.8002 | 103754.7929 | 93267.2767 | 69177.2999 | 56022.3872 | 53287.5989 | 62321.4703 | 51196.9622 | 51919.715 | 47714.9622 | 44701.1735 | 45251.0394 | 47551.6674 | 41937.042 | 37496.7148 | 29199.0315
P95 |  |  |  | 224470.5744 | 207768.8287 | 149662.7394 | 140071.9692 | 113255.9744 | 101573.2317 | 84010.9126 | 90872.3004 | 76004.7253 | 78715.0465 | 78966.7603 | 75367.3898 | 71070.7175 | 72373.3483 | 62067.3183 | 55841.8789 | 47501.8391
FUELCOST - Fuel Cost
MEAN |  |  |  | 288879.0064 | 279340.8814 | 210597.4592 | 205603.7193 | 162159.6564 | 143032.8255 | 129305.9228 | 153106.9317 | 129268.0219 | 138868.3372 | 136722.1236 | 132420.1763 | 135738.0734 | 134781.0432 | 125984.9663 | 114874.5698 | 102659.4863
P5 |  |  |  | 152716.8669 | 166964.3176 | 127622.9073 | 118997.4148 | 100732.9693 | 80423.0703 | 85271.7601 | 101435.3267 | 83505.5311 | 89234.555 | 81157.3417 | 76753.6191 | 80495.2598 | 88527.721 | 85732.8138 | 82706.7811 | 63706.4099
P95 |  |  |  | 435498.4231 | 412054.7405 | 302283.9001 | 301476.8212 | 295848.4222 | 272667.5741 | 208215.9525 | 240749.0217 | 193078.2031 | 214454.9762 | 226048.7415 | 211002.6075 | 195049.6324 | 196970.2597 | 179197.387 | 159534.8824 | 145708.0721
NETPOS - Net Position (MWh)
MEAN |  |  |  | 22512.2498 | 20430.959 | 14608.701 | 13435.5141 | 10170.8948 | 8527.2795 | 7598.6891 | 8763.4554 | 7249.8927 | 7626.0225 | 7297.5221 | 6931.9166 | 6967.3417 | 6813.0123 | 6079.8841 | 5435.9917 | 4651.7488
P5 |  |  |  | 17631.1624 | 16675.7215 | 12159.3635 | 10929.9228 | 8100.855 | 6556.16 | 6228.8477 | 7280.8083 | 5978.16 | 6119 | 5619.475 | 5259.23 | 5320.4391 | 5587.74 | 4924.5 | 4399.99 | 3423.5
P95 |  |  |  | 26079.4578 | 24121.5246 | 17461.8888 | 16406.6207 | 13250.7834 | 11873.5937 | 9815.7019 | 10610.466 | 8871.1632 | 9271.622 | 9295.0963 | 8866.1425 | 8352.6408 | 8503.055 | 7287.4833 | 6551.9216 | 5569.45
NETREVENUE - Net Revenue $
MEAN |  |  |  | 77243.8619 | 43341.3745 | 65969.5124 | 49048.1262 | 43697.3064 | 31215.4141 | 41711.3336 | 38741.6059 | 42075.6002 | 42458.8818 | 42849.7025 | 42326.6049 | 47569.1484 | 41664.1221 | 35797.7561 | 36287.1815 | 31600.165
P5 |  |  |  | 2838.0313 | -20343.6623 | 13826.6776 | 1508.0791 | 11633.8051 | 2606.9605 | 16028.1156 | 11699.8821 | 14392.5326 | 16333.6778 | 17498.8548 | 18079.6756 | 20961.0996 | 19257.3314 | 16629.6088 | 17916.7632 | 13799.72
P95 |  |  |  | 161509.744 | 105110.3297 | 110011.3681 | 104351.413 | 89127.5448 | 75193.8145 | 74196.945 | 81153.3216 | 70078.6825 | 70013.0097 | 74039.0012 | 76474.275 | 75629.6101 | 76639.5284 | 58424.7012 | 58376.2019 | 52493.4521
STARTS - Number Starts
MEAN |  |  |  | 158.01 | 153.26 | 150.57 | 150.54 | 122.4 | 110.62 | 102.17 | 114.62 | 99.22 | 104.53 | 100.38 | 96.73 | 93.18 | 93.09 | 84.52 | 77.45 | 69.33
P5 |  |  |  | 123.5 | 123 | 124.5 | 124 | 102.5 | 94.5 | 85 | 97 | 80.5 | 88 | 80.5 | 78.5 | 74 | 77 | 64.5 | 61 | 54
P95 |  |  |  | 192.5 | 182 | 180 | 179.5 | 143 | 130.5 | 118.5 | 133 | 117.5 | 124.5 | 120.5 | 119 | 112 | 110.5 | 101 | 94 | 85.5
VOMCOSTS - VOM Costs
MEAN |  |  |  | 15083.2074 | 13893.0521 | 10226.0907 | 9539.215 | 7424.7532 | 6310.1868 | 5775.0037 | 6747.8607 | 5727.4152 | 6100.818 | 5983.9681 | 5753.4908 | 5922.2405 | 5927.3207 | 5411.0968 | 4892.3925 | 4279.6089
P5 |  |  |  | 11812.8788 | 11339.4906 | 8511.5545 | 7760.2452 | 5913.6241 | 4851.5584 | 4733.9243 | 5606.2224 | 4722.7464 | 4895.2 | 4607.9695 | 4365.1609 | 4522.3732 | 4861.3338 | 4382.805 | 3959.991 | 3149.62
P95 |  |  |  | 17473.2367 | 16402.6368 | 12223.3222 | 11648.7007 | 9673.0719 | 8786.4593 | 7459.9335 | 8170.0588 | 7008.2189 | 7417.2976 | 7621.979 | 7358.8982 | 7099.7447 | 7397.6578 | 6485.8601 | 5896.7294 | 5123.894
15612: New 2022JAN 18V50DF_NG_A #3
CAPACITYFACTOR - Net Generation Capacity Factor
MEAN |  |  |  | 0.3686 | 0.3327 | 0.23922 | 0.22033 | 0.16736 | 0.14065 | 0.12354 | 0.14461 | 0.1191 | 0.1238 | 0.11962 | 0.11317 | 0.11285 | 0.11095 | 0.098776 | 0.088541 | 0.076603
P5 |  |  |  | 0.28965 | 0.27052 | 0.19954 | 0.17981 | 0.12922 | 0.11018 | 0.10053 | 0.1221 | 0.099547 | 0.098717 | 0.091491 | 0.085954 | 0.087566 | 0.090536 | 0.079783 | 0.07043 | 0.059756
P95 |  |  |  | 0.43258 | 0.39288 | 0.28867 | 0.272 | 0.21944 | 0.19282 | 0.16063 | 0.18182 | 0.14617 | 0.15265 | 0.15217 | 0.14197 | 0.13332 | 0.1349 | 0.1196 | 0.10762 | 0.09254
CO2EMISSIONS - CO2 Emissions
MEAN |  |  |  | 11798.4121 | 10760.9892 | 7665.5231 | 7011.822 | 5324.793 | 4452.6515 | 3971.3571 | 4592.1745 | 3776.95 | 3960.8011 | 3772.1998 | 3604.6493 | 3620.0232 | 3544.4842 | 3156.4937 | 2821.9491 | 2429.7344
P5 |  |  |  | 9256.8905 | 8726.509 | 6390.9593 | 5721.3043 | 4098.3111 | 3505.4274 | 3253.9799 | 3887.447 | 3147.5758 | 3150.4167 | 2871.6753 | 2745.9666 | 2793.083 | 2892.3195 | 2544.9223 | 2238.782 | 1901.5478
P95 |  |  |  | 13914.953 | 12697.2876 | 9310.6833 | 8568.7013 | 7002.8155 | 6161.4629 | 5141.5631 | 5770.6666 | 4657.2134 | 4885.3426 | 4788.4566 | 4544.502 | 4284.4936 | 4331.8646 | 3840.8683 | 3438.9651 | 2940.7885
FUELCONSUMED - Fuel Consumed
MEAN |  |  |  | 193100.0348 | 176120.9366 | 125458.6431 | 114759.7706 | 87148.822 | 72874.8196 | 64997.661 | 75158.339 | 61815.8764 | 64824.8946 | 61738.131 | 58995.8975 | 59247.5157 | 58011.1976 | 51661.1077 | 46185.7463 | 39766.5207
P5 |  |  |  | 151503.9369 | 142823.3881 | 104598.3526 | 93638.3688 | 67075.4674 | 57371.9703 | 53256.6269 | 63624.3376 | 51515.1519 | 51561.648 | 46999.5955 | 44942.1704 | 45713.3057 | 47337.4707 | 41651.756 | 36641.2764 | 31121.8946
P95 |  |  |  | 227740.6376 | 207811.5803 | 152384.3419 | 140240.6103 | 114612.3651 | 100842.2735 | 84149.9686 | 94446.2611 | 76222.8049 | 79956.5077 | 78370.8111 | 74378.1015 | 70122.6454 | 70897.9475 | 62862.0009 | 56284.2076 | 48130.7455
FUELCOST - Fuel Cost
MEAN |  |  |  | 288408.2878 | 280003.4524 | 210734.4185 | 205895.3043 | 162819.2601 | 142873.3918 | 129372.3156 | 153284.9123 | 128730.2088 | 138816.0919 | 136328.4531 | 132594.9397 | 135546.3883 | 135001.9755 | 125818.1848 | 114523.0674 | 102952.5027
P5 |  |  |  | 158768.0752 | 164945.9736 | 128438.1753 | 119958.1382 | 97595.8748 | 80521.9448 | 85652.0149 | 101803.4043 | 82536.2171 | 89427.8997 | 76572.2458 | 76551.5053 | 80255.8064 | 89756.9759 | 83985.5159 | 81016.0515 | 65742.1782
P95 |  |  |  | 427829.657 | 427386.2074 | 300152.3717 | 303425.1119 | 303483.095 | 271452.7595 | 208237.5941 | 239087.8699 | 192321.3303 | 216208.5681 | 228033.3618 | 218397.5226 | 197313.235 | 198413.7947 | 183406.9453 | 156446.8179 | 150509.1747
NETPOS - Net Position (MWh)
MEAN |  |  |  | 22513.1985 | 20466.5211 | 14651.1314 | 13444.7087 | 10203.1551 | 8526.1652 | 7599.5788 | 8780.5274 | 7217.0545 | 7638.0375 | 7269.5339 | 6940.6189 | 6965.5785 | 6816.5781 | 6066.1017 | 5419.3836 | 4662.3482
P5 |  |  |  | 17699.2388 | 16661.4353 | 12263.5687 | 10973.675 | 7855.19 | 6714.0154 | 6227.9624 | 7432.6093 | 6014.645 | 6076.8 | 5535.225 | 5286.6774 | 5375.3808 | 5562.57 | 4891 | 4299.61 | 3648.95
P95 |  |  |  | 26380.0422 | 23942.0849 | 17683.1304 | 16427.8327 | 13413.4995 | 11791.9601 | 9837.3911 | 11028.728 | 8897.7934 | 9420.2642 | 9226.9101 | 8751.455 | 8244.39 | 8331.1337 | 7380.7874 | 6604.095 | 5642.9114
NETREVENUE - Net Revenue $
MEAN |  |  |  | 78880.6306 | 44695.4203 | 65384.6964 | 49283.7674 | 44033.9975 | 30774.2737 | 41958.5626 | 38855.8647 | 41396.3935 | 42340.8174 | 42525.7691 | 42388.1521 | 47290.8457 | 41450.7788 | 35884.4322 | 36028.18 | 31786.9536
P5 |  |  |  | 6219.6597 | -15532.5206 | 14225.5471 | 1557.7716 | 12731.3473 | 2728.4946 | 17162.2265 | 11630.3475 | 14925.8277 | 16138.2699 | 18586.614 | 18722.1344 | 21197.6063 | 20558.7747 | 16179.2042 | 15584.9047 | 13736.8308
P95 |  |  |  | 150956.0935 | 99285.9008 | 110883.3938 | 106200.5189 | 93513.2969 | 74345.7356 | 74010.9535 | 84778.2746 | 68005.4729 | 69891.7345 | 72145.5156 | 74666.6782 | 76090.5632 | 77448.7231 | 59599.308 | 57902.9241 | 52976.1274
STARTS - Number Starts
MEAN |  |  |  | 157.11 | 152.81 | 152.57 | 151.59 | 125.08 | 111.61 | 101.23 | 115.45 | 99.16 | 104.74 | 100.17 | 97.61 | 93.83 | 93.04 | 85.05 | 76.49 | 69.79
P5 |  |  |  | 119 | 124 | 127 | 126 | 104.5 | 95 | 86 | 96.5 | 80 | 88 | 80 | 77.5 | 74 | 75 | 64 | 58 | 54
P95 |  |  |  | 192 | 181.5 | 183 | 183 | 143.5 | 131 | 119 | 135 | 116.5 | 124 | 119 | 117.5 | 113 | 112.5 | 99 | 93.5 | 88
VOMCOSTS - VOM Costs
MEAN |  |  |  | 15083.843 | 13917.2344 | 10255.792 | 9545.7432 | 7448.3032 | 6309.3622 | 5775.6799 | 6761.0061 | 5701.473 | 6110.43 | 5961.0178 | 5760.7137 | 5920.7417 | 5930.4229 | 5398.8305 | 4877.4452 | 4289.3603
P5 |  |  |  | 11858.49 | 11329.776 | 8584.4981 | 7791.3093 | 5734.2887 | 4968.3714 | 4733.2514 | 5723.1091 | 4751.5696 | 4861.44 | 4538.8845 | 4387.9422 | 4569.0737 | 4839.4359 | 4352.99 | 3869.649 | 3357.034
P95 |  |  |  | 17674.6282 | 16280.6177 | 12378.1913 | 11663.7612 | 9791.8546 | 8726.0504 | 7476.4172 | 8492.1205 | 7029.2568 | 7536.2114 | 7566.0663 | 7263.7077 | 7007.7315 | 7248.0863 | 6568.9008 | 5943.6855 | 5191.4785
15612: New 2022JAN 18V50DF_NG_A #4
CAPACITYFACTOR - Net Generation Capacity Factor
MEAN |  |  |  | 0.36968 | 0.3338 | 0.24127 | 0.22096 | 0.16675 | 0.14137 | 0.12364 | 0.1449 | 0.11933 | 0.12426 | 0.11998 | 0.11305 | 0.11296 | 0.11062 | 0.098566 | 0.088549 | 0.07667
P5 |  |  |  | 0.28096 | 0.27259 | 0.19892 | 0.18052 | 0.13354 | 0.1074 | 0.098913 | 0.12164 | 0.099089 | 0.09769 | 0.091425 | 0.084335 | 0.087582 | 0.088881 | 0.080255 | 0.07215 | 0.0582
P95 |  |  |  | 0.42878 | 0.38948 | 0.29127 | 0.27074 | 0.21807 | 0.19322 | 0.16035 | 0.1781 | 0.1465 | 0.15264 | 0.15436 | 0.14223 | 0.13438 | 0.13495 | 0.12154 | 0.1082 | 0.092992
CO2EMISSIONS - CO2 Emissions
MEAN |  |  |  | 11816.4734 | 10819.7007 | 7725.2861 | 7034.3998 | 5306.1787 | 4473.3539 | 3973.3157 | 4599.7697 | 3781.898 | 3978.6721 | 3782.784 | 3604.4207 | 3628.2271 | 3537.3987 | 3150.665 | 2822.6748 | 2429.7248
P5 |  |  |  | 8974.3414 | 8744.5552 | 6352.287 | 5725.0993 | 4241.4616 | 3396.9046 | 3158.1776 | 3886.833 | 3134.869 | 3146.0411 | 2884.788 | 2674.0128 | 2819.5271 | 2853.0341 | 2575.205 | 2304.1161 | 1849.3313
P95 |  |  |  | 13729.6105 | 12675.7428 | 9373.4478 | 8636.8177 | 6969.6374 | 6099.942 | 5138.9271 | 5680.1004 | 4635.9891 | 4887.1251 | 4872.8564 | 4565.6171 | 4310.5956 | 4312.6497 | 3928.0603 | 3453.9652 | 2950.2274
FUELCONSUMED - Fuel Consumed
MEAN |  |  |  | 193395.6367 | 177081.8451 | 126436.7604 | 115129.2934 | 86844.1691 | 73213.6483 | 65029.7176 | 75282.6458 | 61896.8579 | 65117.3829 | 61911.3592 | 58992.1557 | 59381.7855 | 57895.2328 | 51565.7124 | 46197.6243 | 39766.3629
P5 |  |  |  | 146879.5655 | 143118.7423 | 103965.4175 | 93700.4787 | 69418.3573 | 55595.8208 | 51688.6677 | 63614.2873 | 51307.1852 | 51490.0346 | 47214.2055 | 43764.53 | 46146.1056 | 46694.5018 | 42147.382 | 37710.5744 | 30267.2887
P95 |  |  |  | 224707.2101 | 207458.9658 | 153411.5842 | 141355.4454 | 114069.3519 | 99835.3846 | 84106.8265 | 92963.9997 | 75875.435 | 79985.6813 | 79752.1499 | 74723.6849 | 70549.8457 | 70583.4643 | 64289.04 | 56529.7091 | 48285.2277
FUELCOST - Fuel Cost
MEAN |  |  |  | 288739.2838 | 280964.6957 | 212841.2805 | 206522.6603 | 162064.4267 | 143642.1134 | 129618.565 | 153557.75 | 128868.5871 | 139595.8476 | 136704.2726 | 132516.7095 | 135802.5677 | 134759.1981 | 125615.5421 | 114651.4255 | 103005.3783
P5 |  |  |  | 150298.3386 | 166256.3106 | 128238.8432 | 117828.2382 | 101751.1467 | 79844.4644 | 84052.6064 | 101413.1854 | 82814.919 | 90744.6878 | 78266.303 | 72941.2339 | 81424.6374 | 87183.6596 | 84244.4177 | 80374.6287 | 65241.6263
P95 |  |  |  | 424132.0136 | 418576.5901 | 307807.4144 | 304910.3702 | 296756.6636 | 268421.0445 | 205920.8727 | 234789.5065 | 195672.9334 | 209575.1503 | 231717.392 | 204527.3429 | 199486.8696 | 199799.0274 | 183267.4771 | 157382.5766 | 152323.9519
NETPOS - Net Position (MWh)
MEAN |  |  |  | 22549.5885 | 20577.6693 | 14778.9395 | 13488.6896 | 10168.1038 | 8566.0701 | 7603.6459 | 8795.0859 | 7226.6779 | 7672.5404 | 7289.9832 | 6940.4116 | 6981.4472 | 6802.9911 | 6054.9674 | 5420.7707 | 4662.3514
P5 |  |  |  | 17180.7141 | 16707.9028 | 12185.1307 | 10980.735 | 8129.4081 | 6506.24 | 6044.4713 | 7431.2121 | 5990.5488 | 6068.36 | 5560.5 | 5149.98 | 5426.4 | 5486.8827 | 4949.119 | 4425.085 | 3548.75
P95 |  |  |  | 26120.3297 | 23902.304 | 17900.2375 | 16559.2292 | 13352.2269 | 11671.8865 | 9833.9686 | 10855.593 | 8857.5999 | 9419.9181 | 9387.9552 | 8791.3654 | 8293.1464 | 8293.7375 | 7548.5038 | 6633.301 | 5661.3
NETREVENUE - Net Revenue $
MEAN |  |  |  | 78552.8489 | 43034.5624 | 68021.9632 | 49180.4068 | 43750.2049 | 31032.3942 | 41661.47 | 38599.3718 | 41495.668 | 42609.5686 | 42544.8343 | 42688.0373 | 47336.2217 | 41608.648 | 35542.4509 | 35939.6104 | 31742.381
P5 |  |  |  | -219.027 | -18903.0904 | 15119.2218 | 707.3984 | 12902.7439 | 2552.6234 | 16783.405 | 12180.1181 | 15113.3722 | 17113.5821 | 18272.096 | 19018.2279 | 22103.2724 | 19199.9102 | 15529.6093 | 16705.0955 | 13351.7608
P95 |  |  |  | 160265.7182 | 99561.2181 | 115702.1942 | 104815.0798 | 91667.0942 | 75764.2716 | 76305.996 | 83096.1849 | 68549.7138 | 67004.9073 | 73136.5629 | 76514.7211 | 75728.2702 | 77091.6639 | 61324.2267 | 57802.0174 | 53713.7816
STARTS - Number Starts
MEAN |  |  |  | 155.47 | 151 | 151.96 | 151.04 | 125 | 111.82 | 101.96 | 115.72 | 99.83 | 104.97 | 101.13 | 97.44 | 93.93 | 93.56 | 84.82 | 77.39 | 69.82
P5 |  |  |  | 116.5 | 124 | 127.5 | 127.5 | 107 | 95 | 86 | 99 | 80.5 | 87.5 | 80.5 | 76 | 72.5 | 78.5 | 63.5 | 61 | 55
P95 |  |  |  | 191.5 | 176.5 | 181 | 179 | 144.5 | 129 | 120.5 | 132 | 117.5 | 124 | 118.5 | 117.5 | 111.5 | 112.5 | 100 | 95 | 86
VOMCOSTS - VOM Costs
MEAN |  |  |  | 15108.2243 | 13992.8151 | 10345.2576 | 9576.9696 | 7422.7158 | 6338.8918 | 5778.7708 | 6772.2161 | 5709.0756 | 6138.0323 | 5977.7862 | 5760.5416 | 5934.2301 | 5918.6023 | 5388.921 | 4878.6937 | 4289.3633
P5 |  |  |  | 11511.0785 | 11361.3739 | 8529.5915 | 7796.3219 | 5934.4679 | 4814.6176 | 4593.7982 | 5722.0333 | 4732.5336 | 4854.688 | 4559.61 | 4274.4834 | 4612.44 | 4773.5879 | 4404.7159 | 3982.5765 | 3264.85
P95 |  |  |  | 17500.6209 | 16253.5667 | 12530.1662 | 11757.0527 | 9747.1256 | 8637.196 | 7473.8162 | 8358.8066 | 6997.5039 | 7535.9345 | 7698.1233 | 7296.8333 | 7049.1745 | 7215.5516 | 6718.1684 | 5969.9709 | 5208.396
15612: New 2022JAN 18V50DF_NG_A #5
CAPACITYFACTOR - Net Generation Capacity Factor
MEAN |  |  |  | 0.36587 | 0.32719 | 0.24018 | 0.22044 | 0.16654 | 0.14154 | 0.12453 | 0.14371 | 0.11945 | 0.12415 | 0.11965 | 0.11305 | 0.11367 | 0.11069 | 0.098941 | 0.088553 | 0.076489
P5 |  |  |  | 0.28492 | 0.27349 | 0.19931 | 0.17741 | 0.1315 | 0.10946 | 0.10208 | 0.12121 | 0.098967 | 0.10046 | 0.09404 | 0.084799 | 0.085581 | 0.091847 | 0.080577 | 0.070766 | 0.056986
P95 |  |  |  | 0.42518 | 0.38544 | 0.2922 | 0.26965 | 0.217 | 0.19627 | 0.16294 | 0.17604 | 0.14347 | 0.15202 | 0.15309 | 0.14518 | 0.13367 | 0.13567 | 0.12128 | 0.10665 | 0.092154
CO2EMISSIONS - CO2 Emissions
MEAN |  |  |  | 11707.0967 | 10582.1866 | 7685.9407 | 7021.8903 | 5299.2331 | 4484.8449 | 4005.9759 | 4561.6516 | 3781.7703 | 3977.4528 | 3769.1156 | 3596.6622 | 3646.6865 | 3537.7241 | 3162.6343 | 2824.3669 | 2426.5641
P5 |  |  |  | 9068.7675 | 8905.5289 | 6383.7523 | 5607.5822 | 4167.8476 | 3455.4702 | 3271.667 | 3866.243 | 3123.8018 | 3233.5527 | 2963.464 | 2695.8593 | 2736.5998 | 2949.0316 | 2565.157 | 2251.8488 | 1814.5204
P95 |  |  |  | 13723.4644 | 12593.5797 | 9430.9186 | 8546.4996 | 6922.1452 | 6186.4815 | 5212.6297 | 5588.9693 | 4563.2386 | 4875.3891 | 4811.0794 | 4598.4591 | 4263.1488 | 4375.5602 | 3893.8603 | 3401.5409 | 2932.8219
FUELCONSUMED - Fuel Consumed
MEAN |  |  |  | 191605.5103 | 173194.5436 | 125792.8109 | 114924.5553 | 86730.4933 | 73401.7161 | 65564.2545 | 74658.7829 | 61894.7674 | 65097.4279 | 61687.6529 | 58865.1756 | 59683.9041 | 57900.5575 | 51761.6083 | 46225.3175 | 39714.6338
P5 |  |  |  | 148425.0005 | 145753.3375 | 104480.3975 | 91777.1225 | 68213.5453 | 56554.34 | 53546.1055 | 63277.2997 | 51126.0523 | 52922.3026 | 48501.8656 | 44122.0834 | 44788.8672 | 48265.6564 | 41982.9299 | 36855.136 | 29697.5516
P95 |  |  |  | 224606.6189 | 206114.2335 | 154352.1869 | 139877.2442 | 113292.0654 | 101251.7425 | 85313.0887 | 91472.4923 | 74684.756 | 79793.6027 | 78741.0706 | 75261.1958 | 69773.302 | 71613.0967 | 63729.3013 | 55671.7004 | 48000.3591
FUELCOST - Fuel Cost
MEAN |  |  |  | 286183.4628 | 274729.6766 | 211855.2231 | 206359.7234 | 161955.602 | 143876.9996 | 130426.2252 | 152138.2443 | 128876.1291 | 139530.0567 | 136153.4148 | 132110.8322 | 136665.6212 | 134538.9856 | 126093.4728 | 114623.1567 | 102830.6098
P5 |  |  |  | 150620.5302 | 168204.0053 | 126804.9232 | 114708.6664 | 97991.7614 | 80642.0958 | 86756.8498 | 100589.6311 | 83011.3193 | 90402.754 | 81145.9314 | 77195.6784 | 81339.7873 | 87599.6279 | 83750.5019 | 81241.6552 | 65053.9824
P95 |  |  |  | 414465.7907 | 415370.1102 | 305071.1068 | 306399.5426 | 291121.825 | 272072.0104 | 205750.6349 | 239637.5618 | 192757.5587 | 217456.2466 | 225953.5161 | 216371.4074 | 195333.1996 | 194354.6148 | 179972.2369 | 158773.0818 | 150104.8317
NETPOS - Net Position (MWh)
MEAN |  |  |  | 22343.5188 | 20136.4731 | 14706.4319 | 13465.4371 | 10154.9886 | 8588.1101 | 7665.7876 | 8722.1959 | 7226.7262 | 7670.4513 | 7263.86 | 6925.501 | 7017.1851 | 6803.6354 | 6078.0319 | 5424.052 | 4656.2572
P5 |  |  |  | 17351.1683 | 17024.4979 | 12248.0259 | 10755.3202 | 7988.47 | 6616.7617 | 6261.97 | 7393.1856 | 5969.88 | 6237.16 | 5712.15 | 5192.055 | 5266.8 | 5671.64 | 4929.3662 | 4324.705 | 3481.95
P95 |  |  |  | 26113.1946 | 23768.2652 | 17987.2974 | 16388.204 | 13256.232 | 11837.4889 | 9974.9888 | 10680.286 | 8718.9244 | 9396.5877 | 9269.6798 | 8854.5539 | 8201.9759 | 8415.17 | 7482.995 | 6531.5229 | 5627.9
NETREVENUE - Net Revenue $
MEAN |  |  |  | 80209.0994 | 47826.5446 | 67897.8677 | 49429.2961 | 43983.9006 | 30965.7304 | 41682.8483 | 38325.7769 | 41635.4362 | 42349.1761 | 42586.5105 | 42506.8963 | 47226.5566 | 41441.7634 | 35565.7547 | 35935.716 | 31400.9916
P5 |  |  |  | 4187.3139 | -15247.1149 | 14649.7342 | 2102.8214 | 13062.8504 | 1805.0667 | 16785.432 | 11050.5864 | 14809.1368 | 16651.4671 | 18314.1139 | 19015.6104 | 22201.9036 | 20360.2343 | 15871.2126 | 15886.2712 | 13611.1142
P95 |  |  |  | 158151.7487 | 101527.3791 | 118914.5237 | 105585.4824 | 91835.0072 | 75295.6045 | 75017.1158 | 81593.367 | 70883.7721 | 68636.3861 | 74498.1579 | 76020.7997 | 73972.5929 | 75737.3312 | 60025.5443 | 57806.0659 | 51948.6915
STARTS - Number Starts
MEAN |  |  |  | 155.48 | 151.53 | 151.41 | 150.32 | 124.11 | 112.09 | 102.05 | 115.18 | 99.03 | 105.13 | 100.12 | 97.13 | 94.03 | 92.6 | 85 | 77 | 69.03
P5 |  |  |  | 117 | 119 | 126 | 121 | 104 | 95 | 85.5 | 96 | 81 | 88.5 | 78.5 | 76.5 | 75 | 73.5 | 64 | 59.5 | 53
P95 |  |  |  | 190.5 | 181 | 183 | 183 | 144.5 | 130.5 | 121 | 131.5 | 115 | 124 | 118.5 | 117.5 | 111.5 | 112 | 100.5 | 95 | 85
VOMCOSTS - VOM Costs
MEAN |  |  |  | 14970.1576 | 13692.8017 | 10294.5023 | 9560.4603 | 7413.1416 | 6355.2015 | 5825.9986 | 6716.0908 | 5709.1137 | 6136.3611 | 5956.3652 | 5748.1658 | 5964.6073 | 5919.1628 | 5409.4484 | 4881.6468 | 4283.7566
P5 |  |  |  | 11625.2827 | 11576.6586 | 8573.6181 | 7636.2773 | 5831.5831 | 4896.4037 | 4759.0972 | 5692.7529 | 4716.2052 | 4989.728 | 4683.963 | 4309.4056 | 4476.78 | 4934.3268 | 4387.1359 | 3892.2345 | 3203.394
P95 |  |  |  | 17495.8404 | 16162.4203 | 12591.1082 | 11635.6249 | 9677.0493 | 8759.7418 | 7580.9915 | 8223.8202 | 6887.9503 | 7517.2702 | 7601.1375 | 7349.2798 | 6971.6796 | 7321.1979 | 6659.8656 | 5878.3706 | 5177.668
15612: New 2022JAN DGGS Build-out 18V50DF_NG_A Cumulative #1
CAPACITYFACTOR - Net Generation Capacity Factor
MEAN |  |  |  | 0.23944 | 0.20214 | 0.24691 | 0.19737 | 0.16032 | 0.13673 | 0.13587 | 0.13501 | 0.12004 | 0.10288 | 0.098899 | 0.094049 | 0.095709 | 0.093813 | 0.08382 | 0.091353 | 0.086276
P5 |  |  |  | 0.11681 | 0.11166 | 0.18718 | 0.14946 | 0.11304 | 0.089489 | 0.10044 | 0.10293 | 0.08826 | 0.081221 | 0.074699 | 0.066694 | 0.072145 | 0.07498 | 0.068 | 0.069729 | 0.065668
P95 |  |  |  | 0.32962 | 0.28555 | 0.29509 | 0.24914 | 0.22515 | 0.20974 | 0.17483 | 0.18485 | 0.15999 | 0.12907 | 0.12371 | 0.12111 | 0.11197 | 0.12098 | 0.10377 | 0.11424 | 0.10444
CO2EMISSIONS - CO2 Emissions
MEAN |  |  |  | 23267.2273 | 19729.1931 | 24147.0872 | 19012.5097 | 15448.351 | 13112.3233 | 13235.0798 | 12954.4051 | 11517.9328 | 9878.3648 | 9486.287 | 8948.6414 | 9188.9745 | 8968.9327 | 7971.2788 | 8819.9482 | 8300.9316
P5 |  |  |  | 11360.299 | 10906.155 | 18102.9906 | 14364.7582 | 10864.3923 | 8558.7147 | 9796.9057 | 9856.0774 | 8473.976 | 7810.9795 | 7173.8237 | 6328.9117 | 6935.9723 | 7152.637 | 6474.1127 | 6762.9998 | 6294.3926
P95 |  |  |  | 32125.9775 | 28020.5968 | 29083.3243 | 24129.0248 | 21620.5199 | 20213.6065 | 17070.4444 | 17777.613 | 15404.6582 | 12388.3079 | 11894.0316 | 11522.6129 | 10795.6491 | 11598.8653 | 9895.6104 | 11035.7075 | 10039.0953
FUELCONSUMED - Fuel Consumed
MEAN |  |  |  | 380805.6836 | 322900.051 | 395206.0099 | 311170.372 | 252837.1689 | 214604.3093 | 216613.4176 | 212019.7231 | 188509.539 | 161675.3657 | 155258.3795 | 146458.9434 | 150392.3813 | 146791.0431 | 130462.8279 | 144352.6704 | 135858.1283
P5 |  |  |  | 185929.6068 | 178496.8086 | 296284.6246 | 235102.4263 | 177813.2949 | 140077.1635 | 160342.1562 | 161310.5959 | 138690.2788 | 127839.2715 | 117411.1898 | 103582.843 | 113518.3683 | 117064.4348 | 105959.2921 | 110687.3942 | 103017.8823
P95 |  |  |  | 525793.4118 | 458602.2395 | 475995.4875 | 394910.3893 | 353854.6636 | 330828.2562 | 279385.342 | 290959.2955 | 252122.0662 | 202754.6304 | 194665.0015 | 188586.1352 | 176688.2013 | 189834.129 | 161957.6171 | 180617.1439 | 164305.9787
FUELCOST - Fuel Cost
MEAN |  |  |  | 605097.2582 | 542785.9795 | 656720.9478 | 567447.2011 | 481190.946 | 430859.4667 | 433004.6714 | 441136.9792 | 401829.8495 | 346399.2786 | 343649.0812 | 329644.968 | 344678.4699 | 342167.6139 | 318812.6815 | 363529.2743 | 351845.5338
P5 |  |  |  | 206841.1128 | 220566.0705 | 360134.3853 | 292269.6488 | 259533.139 | 199748.155 | 254244.6904 | 258530.6933 | 227542.2576 | 219240.9667 | 196936.3504 | 185971.9805 | 202887.3792 | 220177.2181 | 206400.5354 | 237182.8915 | 212104.12
P95 |  |  |  | 1061476.4715 | 942140.8079 | 890721.3009 | 885146.2959 | 925065.2269 | 883937.2986 | 677483.6719 | 762713.1667 | 659723.2118 | 530731.8503 | 564892.225 | 542112.695 | 499797.1521 | 518712.6271 | 466743.9754 | 530323.121 | 501962.4157
NETPOS - Net Position (MWh)
MEAN |  |  |  | 44602.1867 | 37791.4997 | 46043.103 | 36523.9648 | 29655.9825 | 25186.3687 | 25409.0977 | 24842.3492 | 22072.1867 | 18923.6692 | 18157.5011 | 17115.5198 | 17564.7271 | 17145.9848 | 15226.4876 | 17005.9735 | 15994.3787
P5 |  |  |  | 21781.41 | 20897.295 | 34780.3795 | 27665.6454 | 20911.3268 | 16459.9927 | 18825.6669 | 18929.9243 | 16256.0498 | 14980.8022 | 13742.0559 | 12117.4965 | 13259.3501 | 13677.906 | 12372.0605 | 13044.2831 | 12132.2569
P95 |  |  |  | 61620.82 | 53584.61 | 55178.1536 | 46292.7161 | 41395.872 | 38744.2162 | 32715.7889 | 34045.2248 | 29464.5521 | 23723.3384 | 22751.0283 | 22026.2263 | 20610.3098 | 22162.2549 | 18881.9223 | 21265.088 | 19342.3831
NETREVENUE - Net Revenue $
MEAN |  |  |  | 281974.7719 | 222959.2043 | 144682.31 | 157180.3664 | 135560.1928 | 95175.776 | 115617.9612 | 122043.9432 | 123535.7711 | 134900.5798 | 134584.302 | 132109.8525 | 145378.1197 | 126963.781 | 109805.9321 | 108697.0605 | 89943.8402
P5 |  |  |  | 88205.1151 | 57690.8039 | 42148.815 | 32999.1483 | 51963.2798 | 24474.5686 | 51796.9639 | 48345.0742 | 56008.3971 | 59400.9324 | 64394.5758 | 65345.5611 | 74601.9006 | 67134.3597 | 53596.2151 | 57315.347 | 34863.6978
P95 |  |  |  | 548366.8292 | 452004.8777 | 243757.9642 | 302268.8776 | 254989.4608 | 206651.1057 | 218773.9795 | 238497.5404 | 197422.0303 | 211704.8931 | 219255.4051 | 230209.1652 | 225878.5237 | 226738.3139 | 181161.2017 | 170559.7071 | 153852.1274
STARTS - Number Starts
MEAN |  |  |  | 450.33 | 421.68 | 488.78 | 418.55 | 376.08 | 335.95 | 336.19 | 325.15 | 302.51 | 276.37 | 266.68 | 257.34 | 248.45 | 245.94 | 223.42 | 246.24 | 232.97
P5 |  |  |  | 347.5 | 329 | 405 | 359 | 295 | 264.5 | 278.5 | 268 | 243.5 | 225 | 204 | 195.5 | 182.5 | 203 | 179.5 | 197.5 | 178.5
P95 |  |  |  | 543 | 506 | 586.5 | 479.5 | 438 | 399 | 394 | 387 | 365.5 | 339.5 | 320.5 | 318.5 | 299 | 295 | 261.5 | 301 | 287.5
VOMCOSTS - VOM Costs
MEAN |  |  |  | 29883.4651 | 25698.2198 | 37755.3445 | 30680.1304 | 25207.5851 | 21912.1408 | 22614.0969 | 22606.5377 | 20306.4118 | 17788.2491 | 17431.2011 | 16773.2095 | 17564.7271 | 17488.9045 | 15835.5471 | 18026.3319 | 17273.929
P5 |  |  |  | 14593.5447 | 14210.1606 | 28519.9112 | 23239.1421 | 17774.6278 | 14320.1937 | 16754.8436 | 17226.2311 | 14955.5658 | 14081.954 | 13192.3737 | 11875.1466 | 13259.3501 | 13951.4641 | 12866.9429 | 13826.9401 | 13102.8374
P95 |  |  |  | 41285.9494 | 36437.5348 | 45246.086 | 38885.8816 | 35186.4912 | 33707.4681 | 29117.0521 | 30981.1545 | 27107.3879 | 22299.9381 | 21840.9871 | 21585.7018 | 20610.3098 | 22605.5 | 19637.1992 | 22540.9933 | 20889.7738
15612: New 2022JAN J920_A #1
CAPACITYFACTOR - Net Generation Capacity Factor
MEAN |  |  |  | 0.77827 | 0.75261 | 0.64535 | 0.39728 | 0.33687 | 0.29573 | 0.2602 | 0.26765 | 0.21902 | 0.24594 | 0.23752 | 0.22643 | 0.21773 | 0.21491 | 0.19533 | 0.18515 | 0.17449
P5 |  |  |  | 0.74688 | 0.70242 | 0.60664 | 0.35689 | 0.30122 | 0.26676 | 0.23617 | 0.24327 | 0.18655 | 0.21612 | 0.21263 | 0.20302 | 0.19313 | 0.19532 | 0.17223 | 0.16441 | 0.15408
P95 |  |  |  | 0.80343 | 0.78511 | 0.68681 | 0.43618 | 0.36894 | 0.33794 | 0.29196 | 0.29585 | 0.25564 | 0.28129 | 0.26887 | 0.25505 | 0.24093 | 0.23847 | 0.21766 | 0.20863 | 0.1951
CO2EMISSIONS - CO2 Emissions
MEAN |  |  |  | 12648.415 | 12326.869 | 10557.998 | 6345.3348 | 5369.2589 | 4687.4203 | 4190.5001 | 4256.4975 | 3484.6847 | 3946.4103 | 3753.5432 | 3617.5085 | 3499.8203 | 3438.7942 | 3130.716 | 2960.9969 | 2776.3129
P5 |  |  |  | 12139.6655 | 11471.2821 | 9914.5754 | 5638.271 | 4830.9697 | 4201.4787 | 3772.8354 | 3863.5969 | 2941.6138 | 3490.3596 | 3364.4505 | 3225.2579 | 3114.7585 | 3120.9569 | 2753.1744 | 2625.213 | 2439.8264
P95 |  |  |  | 13096.9421 | 12936.7993 | 11212.4017 | 6975.7586 | 5882.5504 | 5394.5218 | 4651.8293 | 4691.1321 | 4078.382 | 4496.9108 | 4257.0444 | 4111.8641 | 3889.3393 | 3799.1894 | 3482.2347 | 3333.0127 | 3093.551
FUELCONSUMED - Fuel Consumed
MEAN |  |  |  | 214379.9154 | 208929.9827 | 178949.1188 | 107548.047 | 91004.3887 | 79447.8021 | 71025.4249 | 72144.0262 | 59062.4519 | 66888.311 | 63619.3758 | 61313.7034 | 59318.9878 | 58284.6473 | 53062.9833 | 50186.3883 | 47056.151
P5 |  |  |  | 205757.0429 | 194428.5097 | 168043.6503 | 95563.9158 | 81880.8419 | 71211.5029 | 63946.3635 | 65484.6933 | 49857.8612 | 59158.637 | 57024.5854 | 54665.3882 | 52792.5169 | 52897.5745 | 46663.9723 | 44495.1359 | 41352.9896
P95 |  |  |  | 221982.0692 | 219267.7844 | 190040.7063 | 118233.1963 | 99704.2446 | 91432.5723 | 78844.564 | 79510.7137 | 69125.1195 | 76218.8264 | 72153.2942 | 69692.6115 | 65921.0057 | 64393.0411 | 59020.9279 | 56491.7407 | 52433.0686
FUELCOST - Fuel Cost
MEAN |  |  |  | 302375.4301 | 312784.2423 | 287225.0486 | 187467.1245 | 164991.711 | 150281.2004 | 137311.1223 | 145024.9319 | 122457.8071 | 140502.7623 | 137163.6214 | 134759.5603 | 133291.3782 | 133354.7854 | 127285.5842 | 123720.7886 | 120239.597
P5 |  |  |  | 208692.8745 | 234521.1515 | 199317.4495 | 126836.2971 | 119798.6429 | 104585.4547 | 102956.3404 | 105057.8446 | 83017.3207 | 104773.9483 | 95321.0529 | 96971.0984 | 95780.0018 | 99729.0854 | 94044.5518 | 95823.6347 | 87952.6316
P95 |  |  |  | 414284.8024 | 406855.9692 | 375938.5116 | 250638.3485 | 244664.6331 | 240578.8533 | 194507.3749 | 208967.1437 | 178802.0836 | 196485.2762 | 204349.8631 | 185238.6362 | 178223.0055 | 178129.8049 | 168978.9268 | 165043.7035 | 158981.0995
NETPOS - Net Position (MWh)
MEAN |  |  |  | 25838.3375 | 25110.7321 | 21504.7388 | 13192.4518 | 11154.2948 | 9730.2539 | 8692.2225 | 8822.3932 | 7217.5258 | 8249.8295 | 7841.4535 | 7551.2672 | 7300.1516 | 7166.6669 | 6521.2893 | 6163.7001 | 5774.2931
P5 |  |  |  | 24708.9604 | 23373.9006 | 20145.5925 | 11723.8278 | 10037.6441 | 8723.997 | 7827.9495 | 8010.5581 | 6092.4929 | 7298.0304 | 7030.22 | 6731.2083 | 6498.6648 | 6507.2373 | 5736.8318 | 5464.2593 | 5074.2433
P95 |  |  |  | 26757.3344 | 26326.7954 | 22876.6351 | 14504.589 | 12221.9841 | 11184.3496 | 9651.8762 | 9724.4711 | 8444.8986 | 9395.7431 | 8884.6113 | 8584.465 | 8104.7695 | 7911.1345 | 7251.5782 | 6925.6768 | 6436.0852
NETREVENUE - Net Revenue $
MEAN |  |  |  | -55124.9674 | -94828.9265 | -83421.036 | 13822.0095 | 9283.0931 | -734.6793 | 9180.2856 | 9605.7288 | 17752.1664 | 11216.604 | 12760.0736 | 12467.4029 | 16241.1757 | 12992.3382 | 10614.5851 | 11057.7332 | 7073.9623
P5 |  |  |  | -126713.4014 | -155095.0152 | -126829.7056 | -24969.2007 | -19094.4561 | -25891.8107 | -9696.7484 | -12558.5966 | 1016.8478 | -8518.8726 | -5861.4155 | -7302.0157 | -4114.2847 | -4566.5964 | -5412.6301 | -1335.8119 | -7162.9567
P95 |  |  |  | 23056.8958 | -15258.7642 | -36380.5876 | 52630.5355 | 45914.1607 | 32677.9827 | 36656.3069 | 38683.3248 | 36065.443 | 32513.7332 | 34171.687 | 38945.6747 | 35406.674 | 36644.1168 | 28379.45 | 25065.3867 | 20568.7466
STARTS - Number Starts
MEAN |  |  |  | 34.73 | 34.27 | 68.26 | 185.5 | 181.85 | 170.15 | 177.05 | 178.7 | 142.34 | 176.7 | 171.07 | 168.19 | 161.61 | 162.22 | 149.86 | 145.56 | 142.28
P5 |  |  |  | 25.5 | 25 | 54 | 153 | 156 | 140.5 | 152.5 | 152 | 124 | 152.5 | 145.5 | 144 | 137 | 137 | 128 | 124.5 | 115
P95 |  |  |  | 46 | 45 | 85 | 219.5 | 207 | 200.5 | 202 | 204.5 | 161 | 203 | 196 | 192.5 | 186.5 | 185.5 | 169 | 169.5 | 168.5
VOMCOSTS - VOM Costs
MEAN |  |  |  | 13694.3189 | 13559.7953 | 11827.6063 | 7387.773 | 6357.9481 | 5643.5472 | 5128.4113 | 5293.4359 | 4474.866 | 5197.3926 | 5018.5302 | 4908.3237 | 4891.1016 | 4873.3335 | 4499.6897 | 4376.227 | 4157.4911
P5 |  |  |  | 13095.749 | 12621.9063 | 11080.0759 | 6565.3436 | 5721.4571 | 5059.9183 | 4618.4902 | 4806.3349 | 3777.3456 | 4597.7592 | 4499.3408 | 4375.2854 | 4354.1054 | 4424.9214 | 3958.414 | 3879.6241 | 3653.4552
P95 |  |  |  | 14181.3872 | 14216.4695 | 12582.1493 | 8122.5699 | 6966.5309 | 6486.9227 | 5694.6069 | 5834.6826 | 5235.8371 | 5919.3182 | 5686.1512 | 5579.9023 | 5430.1956 | 5379.5715 | 5003.589 | 4917.2306 | 4633.9814
15612: New 2022JAN J920_A #2
CAPACITYFACTOR - Net Generation Capacity Factor
MEAN |  |  |  | 0.77977 | 0.75358 | 0.65323 | 0.39952 | 0.33861 | 0.29519 | 0.26008 | 0.26832 | 0.21947 | 0.24685 | 0.23965 | 0.22786 | 0.21824 | 0.21804 | 0.19747 | 0.18563 | 0.17512
P5 |  |  |  | 0.75021 | 0.71167 | 0.61603 | 0.35237 | 0.30474 | 0.2621 | 0.23287 | 0.23891 | 0.18386 | 0.22028 | 0.21163 | 0.20654 | 0.1955 | 0.1961 | 0.17371 | 0.161 | 0.15348
P95 |  |  |  | 0.80851 | 0.78423 | 0.69464 | 0.43906 | 0.37806 | 0.33615 | 0.29442 | 0.2987 | 0.25555 | 0.27652 | 0.2678 | 0.25462 | 0.2429 | 0.24183 | 0.21836 | 0.21148 | 0.19345
CO2EMISSIONS - CO2 Emissions
MEAN |  |  |  | 12678.073 | 12364.3769 | 10695.7006 | 6379.4481 | 5393.6715 | 4687.1651 | 4188.2493 | 4267.8562 | 3486.6536 | 3966.3426 | 3789.193 | 3640.616 | 3508.066 | 3493.0466 | 3162.6285 | 2961.8415 | 2787.6871
P5 |  |  |  | 12237.5796 | 11672.5414 | 10116.6494 | 5580.27 | 4849.1376 | 4161.4152 | 3716.287 | 3825.5127 | 2915.7133 | 3537.9275 | 3334.5525 | 3288.8774 | 3143.6646 | 3142.8877 | 2774.8308 | 2548.9573 | 2428.2404
P95 |  |  |  | 13152.1725 | 12942.0759 | 11348.6484 | 7038.3337 | 6012.9486 | 5338.8298 | 4773.4023 | 4752.9551 | 4096.8742 | 4456.2881 | 4237.5395 | 4072.0736 | 3889.2827 | 3916.8334 | 3513.1481 | 3355.523 | 3097.3541
FUELCONSUMED - Fuel Consumed
MEAN |  |  |  | 214882.5928 | 209565.7103 | 181283.0603 | 108126.2397 | 91418.1605 | 79443.4764 | 70987.276 | 72336.5462 | 59095.8245 | 67226.1463 | 64223.6098 | 61705.3557 | 59458.7465 | 59204.1796 | 53603.8731 | 50200.7034 | 47248.9339
P5 |  |  |  | 207416.6042 | 197839.6844 | 171468.6339 | 94580.8469 | 82188.7724 | 70532.4607 | 62987.9153 | 64839.1984 | 49418.8702 | 59964.8724 | 56517.8396 | 55743.6855 | 53282.4504 | 53269.2826 | 47031.031 | 43202.6663 | 41156.6176
P95 |  |  |  | 222918.1786 | 219357.2186 | 192349.9734 | 119293.7911 | 101914.383 | 90488.6412 | 80905.1244 | 80558.561 | 69438.5461 | 75530.3066 | 71822.7029 | 69018.1964 | 65920.0463 | 66387.0072 | 59544.883 | 56873.2716 | 52497.5265
FUELCOST - Fuel Cost
MEAN |  |  |  | 302859.2217 | 313775.1547 | 291310.6401 | 188596.9291 | 165718.5532 | 150269.5166 | 137275.9847 | 145487.3244 | 122484.947 | 141166.6191 | 138404.7255 | 135550.6948 | 133525.4491 | 135277.0411 | 128401.9688 | 123752.9455 | 120671.9703
P5 |  |  |  | 208576.0849 | 232815.9594 | 202426.5598 | 127097.2238 | 115356.0032 | 105491.2709 | 102166.6982 | 107120.1351 | 83070.6811 | 106295.5911 | 98957.0065 | 99199.8738 | 95787.3744 | 101184.2672 | 94364.7704 | 94909.8186 | 88442.3278
P95 |  |  |  | 408955.8601 | 409406.038 | 378993.5769 | 254148.4817 | 247871.1053 | 236814.1156 | 193654.037 | 208352.9836 | 175368.6242 | 193465.4708 | 204275.7575 | 184921.3772 | 178226.0633 | 177526.7987 | 168089.7633 | 163798.4683 | 161390.1122
NETPOS - Net Position (MWh)
MEAN |  |  |  | 25900.092 | 25188.1837 | 21781.8847 | 13262.8431 | 11204.6872 | 9729.807 | 8687.5403 | 8846.0526 | 7221.4728 | 8291.3635 | 7915.872 | 7599.6233 | 7317.3412 | 7279.5187 | 6587.535 | 6165.1762 | 5797.5177
P5 |  |  |  | 24987.2772 | 23814.0382 | 20575.9096 | 11601.6468 | 10073.7526 | 8641.1154 | 7710.1271 | 7932.2255 | 6041.21 | 7390.1451 | 6967.5208 | 6867.3286 | 6559.3808 | 6552.48 | 5780.495 | 5307.3429 | 5049.8899
P95 |  |  |  | 26916.013 | 26371.3439 | 23137.6218 | 14631.7976 | 12492.4197 | 11075.9651 | 9888.563 | 9846.3361 | 8485.2414 | 9317.2157 | 8848.9567 | 8495.5382 | 8112.1306 | 8158.7273 | 7312.8754 | 6980.8296 | 6438.79
NETREVENUE - Net Revenue $
MEAN |  |  |  | -55317.1595 | -94394.0427 | -85343.1644 | 13545.0965 | 8605.4872 | -648.9165 | 9204.8041 | 9592.7963 | 17565.3815 | 11198.0254 | 12028.6099 | 12146.0131 | 15896.1291 | 12461.0102 | 9706.1307 | 10873.4682 | 6576.308
P5 |  |  |  | -128569.5177 | -152405.9743 | -129725.527 | -24695.3026 | -17986.3871 | -25975.4077 | -10190.096 | -11519.5078 | 550.7407 | -8921.1418 | -9179.7927 | -8019.2958 | -5188.1326 | -7087.7217 | -5046.8428 | -3656.6965 | -7593.9362
P95 |  |  |  | 23495.9379 | -16729.3598 | -45408.2533 | 51379.7845 | 45212.9067 | 33865.242 | 36332.6859 | 36666.6379 | 35958.6756 | 33236.7793 | 35158.6986 | 37718.2949 | 35662.5815 | 37210.1219 | 25705.9667 | 24845.5718 | 19436.1689
STARTS - Number Starts
MEAN |  |  |  | 35.3 | 34.27 | 64.76 | 183.87 | 182.74 | 168.34 | 177.67 | 180.41 | 143.07 | 179.41 | 174.22 | 170.32 | 162.92 | 166.42 | 153.57 | 147.51 | 143.55
P5 |  |  |  | 25.5 | 22.5 | 50 | 155.5 | 158 | 140.5 | 154 | 153 | 123 | 152 | 149.5 | 146.5 | 140.5 | 134.5 | 133 | 125.5 | 117
P95 |  |  |  | 46 | 45 | 83 | 217.5 | 206.5 | 193 | 202.5 | 203 | 163 | 204 | 197 | 192 | 186 | 191 | 174 | 168 | 167.5
VOMCOSTS - VOM Costs
MEAN |  |  |  | 13727.0488 | 13601.6192 | 11980.0366 | 7427.1922 | 6386.6717 | 5643.2881 | 5125.6488 | 5307.6316 | 4477.3131 | 5223.559 | 5066.1581 | 4939.7551 | 4902.6186 | 4950.0727 | 4545.3992 | 4377.2751 | 4174.2127
P5 |  |  |  | 13243.2569 | 12859.5807 | 11316.7503 | 6496.9222 | 5742.039 | 5011.8469 | 4548.975 | 4759.3353 | 3745.5502 | 4655.7914 | 4459.2133 | 4463.7636 | 4394.7851 | 4455.6864 | 3988.5415 | 3768.2134 | 3635.9208
P95 |  |  |  | 14265.4869 | 14240.5257 | 12725.692 | 8193.8067 | 7120.6792 | 6424.0598 | 5834.2522 | 5907.8016 | 5260.8496 | 5869.8459 | 5663.3323 | 5522.0999 | 5435.1275 | 5547.9346 | 5045.884 | 4956.389 | 4635.9288
15612: New 2022JAN J920_A #3
CAPACITYFACTOR - Net Generation Capacity Factor
MEAN |  |  |  | 0.77867 | 0.75415 | 0.65423 | 0.39727 | 0.33939 | 0.29592 | 0.26025 | 0.26858 | 0.21958 | 0.24646 | 0.23914 | 0.2268 | 0.21875 | 0.21771 | 0.19812 | 0.18866 | 0.1746
P5 |  |  |  | 0.74562 | 0.7134 | 0.61175 | 0.35593 | 0.3051 | 0.26721 | 0.23293 | 0.24205 | 0.18471 | 0.21896 | 0.21264 | 0.20357 | 0.19359 | 0.19792 | 0.17589 | 0.16971 | 0.15493
P95 |  |  |  | 0.8023 | 0.78569 | 0.69061 | 0.44451 | 0.3725 | 0.3409 | 0.29002 | 0.29951 | 0.25872 | 0.27489 | 0.26785 | 0.25866 | 0.24587 | 0.239 | 0.21882 | 0.21256 | 0.19747
CO2EMISSIONS - CO2 Emissions
MEAN |  |  |  | 12658.4694 | 12375.8908 | 10698.6335 | 6343.8538 | 5407.1689 | 4695.1074 | 4199.064 | 4273.6668 | 3496.7216 | 3953.3302 | 3783.4786 | 3615.1115 | 3518.9715 | 3482.1422 | 3170.3926 | 3016.9492 | 2779.0946
P5 |  |  |  | 12035.3733 | 11688.3626 | 9932.9237 | 5660.0528 | 4824.3788 | 4196.1705 | 3764.8785 | 3855.5057 | 2954.4581 | 3534.5007 | 3364.4207 | 3234.3411 | 3135.4824 | 3181.9733 | 2797.7721 | 2729.1548 | 2460.3414
P95 |  |  |  | 13068.7894 | 12891.8027 | 11353.647 | 7127.0171 | 5924.9948 | 5399.2908 | 4668.0964 | 4736.3784 | 4135.9408 | 4442.6966 | 4221.1955 | 4094.1328 | 3914.9656 | 3807.9912 | 3508.7098 | 3382.0203 | 3145.1031
FUELCONSUMED - Fuel Consumed
MEAN |  |  |  | 214550.3289 | 209760.8603 | 181332.7707 | 107522.945 | 91646.9312 | 79578.0912 | 71170.5756 | 72435.0313 | 59266.4683 | 67005.5958 | 64126.756 | 61273.0756 | 59643.5842 | 59019.3599 | 53735.4673 | 51134.7314 | 47103.2982
P5 |  |  |  | 203989.3787 | 198107.8404 | 168354.6387 | 95933.0977 | 81769.1327 | 71121.5347 | 63811.5 | 65347.5535 | 50075.5614 | 59906.7915 | 57024.0794 | 54819.3411 | 53143.769 | 53931.7501 | 47419.8658 | 46256.8616 | 41700.702
P95 |  |  |  | 221504.9059 | 218505.1299 | 192434.6949 | 120796.9001 | 100423.6403 | 91513.4041 | 79120.2786 | 80277.6007 | 70100.6922 | 75299.9432 | 71545.6865 | 69392.0807 | 66355.3486 | 64542.2231 | 59469.6579 | 57322.3779 | 53306.8317
FUELCOST - Fuel Cost
MEAN |  |  |  | 302454.7828 | 314230.3642 | 291617.6344 | 187581.2982 | 166127.4812 | 150707.4101 | 137614.0579 | 145897.3877 | 122833.0308 | 140762.385 | 138273.2445 | 134775.2321 | 134171.1882 | 134973.4561 | 128728.794 | 125894.3652 | 120525.8159
P5 |  |  |  | 203906.518 | 232671.2208 | 198759.7259 | 122377.437 | 117970.2533 | 103131.2327 | 102731.0255 | 105835.5352 | 83483.1208 | 105284.7948 | 97263.0449 | 96512.1876 | 95185.9409 | 100288.3487 | 93061.3341 | 94245.8481 | 87273.8422
P95 |  |  |  | 412874.4534 | 417671.5222 | 386008.6207 | 249320.6768 | 247596.9718 | 241325.2755 | 192597.3574 | 208867.5987 | 180573.3525 | 195002.0924 | 207425.4981 | 186633.5056 | 180024.9569 | 178637.6761 | 169602.9812 | 163738.2016 | 159671.7963
NETPOS - Net Position (MWh)
MEAN |  |  |  | 25863.4812 | 25211.7594 | 21789.449 | 13189.0025 | 11233.2816 | 9746.1903 | 8709.8036 | 8857.9871 | 7242.3967 | 8264.1673 | 7903.8523 | 7546.1688 | 7339.9552 | 7257.5727 | 6603.7959 | 6279.8542 | 5779.744
P5 |  |  |  | 24612.1375 | 23800.1296 | 20180.0071 | 11769.1278 | 10024.9071 | 8712.7407 | 7810.6098 | 7989.6974 | 6119.54 | 7389.8835 | 7029.4058 | 6753.0032 | 6541.561 | 6633.9095 | 5826.0846 | 5680.91 | 5116.1591
P95 |  |  |  | 26709.632 | 26269.3124 | 23149.9766 | 14815.2613 | 12306.1839 | 11200.5921 | 9672.7392 | 9811.6727 | 8567.6 | 9284.9827 | 8814.3491 | 8547.3663 | 8164.7627 | 7938.1192 | 7303.625 | 7022.3521 | 6541.74
NETREVENUE - Net Revenue $
MEAN |  |  |  | -54554.9577 | -95439.9598 | -86038.7229 | 13860.09 | 8435.8344 | -630.0698 | 9004.6473 | 9145.867 | 17722.367 | 11006.2525 | 12133.6092 | 12087.1698 | 15825.5691 | 12167.3818 | 9732.294 | 10019.0951 | 6980.4965
P5 |  |  |  | -125773.3625 | -155923.6299 | -130388.4272 | -24952.5093 | -18644.9345 | -23687.5425 | -9943.4516 | -11300.4914 | -902.4947 | -7000.5342 | -7875.5269 | -7034.8501 | -4192.3278 | -5504.9642 | -6307.2236 | -4746.1331 | -7164.6232
P95 |  |  |  | 23499.2378 | -21104.0716 | -38289.8299 | 51317.4086 | 48231.7867 | 32669.9339 | 35415.1146 | 36912.9058 | 36394.3053 | 32390.0728 | 33311.0622 | 38074.5832 | 37403.5305 | 37851.0247 | 28720.8562 | 24185.7716 | 20306.2151
STARTS - Number Starts
MEAN |  |  |  | 34.99 | 33.81 | 63.45 | 185 | 182.02 | 167.14 | 176.13 | 180.93 | 143.6 | 178.67 | 173.56 | 170.75 | 162.12 | 166.26 | 153.53 | 151.62 | 143.35
P5 |  |  |  | 24 | 24 | 50.5 | 156.5 | 156 | 135.5 | 151.5 | 159.5 | 123 | 153 | 150 | 145 | 142.5 | 140 | 133 | 130.5 | 115
P95 |  |  |  | 47.5 | 46 | 77.5 | 219 | 209 | 191.5 | 201 | 202.5 | 160.5 | 202.5 | 196 | 194 | 185.5 | 191.5 | 175.5 | 173 | 165.5
VOMCOSTS - VOM Costs
MEAN |  |  |  | 13707.645 | 13614.3501 | 11984.197 | 7385.8414 | 6402.9705 | 5652.7903 | 5138.7841 | 5314.7923 | 4490.286 | 5206.4254 | 5058.4655 | 4905.0098 | 4917.77 | 4935.1494 | 4556.6191 | 4458.6965 | 4161.4157
P5 |  |  |  | 13044.4329 | 12852.07 | 11099.0039 | 6590.7116 | 5714.197 | 5053.3896 | 4608.2598 | 4793.8185 | 3794.1148 | 4655.6266 | 4498.8197 | 4389.4521 | 4382.8459 | 4511.0584 | 4019.9984 | 4033.4461 | 3683.6345
P95 |  |  |  | 14156.1049 | 14185.4287 | 12732.4871 | 8296.5463 | 7014.5248 | 6496.3434 | 5706.9161 | 5887.0036 | 5311.912 | 5849.5391 | 5641.1834 | 5555.7881 | 5470.391 | 5397.9211 | 5039.5013 | 4985.87 | 4710.0528
15612: New 2022JAN J920_A #4
CAPACITYFACTOR - Net Generation Capacity Factor
MEAN |  |  |  | 0.78073 | 0.75367 | 0.6496 | 0.39842 | 0.33915 | 0.29689 | 0.26078 | 0.26877 | 0.21922 | 0.24752 | 0.24054 | 0.22903 | 0.21988 | 0.21869 | 0.20108 | 0.19026 | 0.17633
P5 |  |  |  | 0.74939 | 0.71541 | 0.60864 | 0.35718 | 0.30761 | 0.2648 | 0.23334 | 0.2439 | 0.18357 | 0.22207 | 0.21474 | 0.20267 | 0.19592 | 0.19637 | 0.17588 | 0.16712 | 0.15489
P95 |  |  |  | 0.80508 | 0.78709 | 0.68722 | 0.44416 | 0.37909 | 0.34166 | 0.29653 | 0.29446 | 0.25655 | 0.27795 | 0.27181 | 0.25701 | 0.24392 | 0.24366 | 0.22268 | 0.2145 | 0.19925
CO2EMISSIONS - CO2 Emissions
MEAN |  |  |  | 12693.0204 | 12363.0129 | 10626.5135 | 6371.1534 | 5404.8391 | 4712.2472 | 4197.8507 | 4275.0863 | 3488.3626 | 3962.2135 | 3798.047 | 3660.8602 | 3536.9925 | 3501.6399 | 3221.8157 | 3035.7429 | 2804.2644
P5 |  |  |  | 12188.2749 | 11641.4864 | 9969.9232 | 5723.8165 | 4921.1342 | 4184.1927 | 3725.3098 | 3858.7258 | 2945.4606 | 3548.8462 | 3348.8636 | 3241.2969 | 3109.5671 | 3151.3729 | 2831.1963 | 2684.1374 | 2453.5848
P95 |  |  |  | 13118.0705 | 12937.7001 | 11208.2305 | 7094.547 | 5974.9905 | 5434.7628 | 4802.6602 | 4663.9215 | 4066.1117 | 4507.6821 | 4333.8492 | 4118.2848 | 3957.6465 | 3897.5197 | 3583.4062 | 3415.3995 | 3144.2441
FUELCONSUMED - Fuel Consumed
MEAN |  |  |  | 215135.9395 | 209542.5913 | 180110.3981 | 107985.6509 | 91607.4426 | 79868.5971 | 71150.012 | 72459.0898 | 59124.7896 | 67156.1616 | 64373.6782 | 62048.478 | 59949.0251 | 59349.8291 | 54607.0464 | 51453.2703 | 47529.9049
P5 |  |  |  | 206580.9304 | 197313.3287 | 168981.749 | 97013.8386 | 83409.0551 | 70918.5204 | 63140.8443 | 65402.1329 | 49923.0603 | 60149.9353 | 56760.3996 | 54937.2359 | 52704.528 | 53413.0997 | 47986.3783 | 45493.8538 | 41586.1833
P95 |  |  |  | 222340.1784 | 219283.0518 | 189970.0088 | 120246.5592 | 101271.0247 | 92114.6229 | 81401.0197 | 79049.5166 | 68917.1481 | 76401.3913 | 73455.072 | 69801.4367 | 67078.7536 | 66059.6563 | 60735.6977 | 57888.1263 | 53292.2724
FUELCOST - Fuel Cost
MEAN |  |  |  | 303272.0364 | 313867.3886 | 289362.5223 | 188396.1608 | 166075.3609 | 151248.7037 | 137722.976 | 145768.6595 | 122426.0902 | 141266.5683 | 138929.9701 | 136571.9974 | 134961.6364 | 135781.5288 | 130921.6269 | 126843.7941 | 121521.3897
P5 |  |  |  | 206651.73 | 236066.307 | 205245.418 | 128805.0743 | 119126.675 | 102409.9372 | 101442.9733 | 105920.3096 | 83822.2826 | 104266.7716 | 95733.0951 | 97699.7927 | 95273.0082 | 99539.7763 | 95486.6795 | 96953.5145 | 90466.6284
P95 |  |  |  | 405199.6136 | 405355.0145 | 376539.9868 | 251066.2853 | 245530.8004 | 241003.7548 | 197312.8988 | 206161.876 | 177410.6233 | 195241.5789 | 208703.887 | 186603.3385 | 180193.7184 | 183523.9617 | 170748.3008 | 170060.1709 | 164189.57
NETPOS - Net Position (MWh)
MEAN |  |  |  | 25936.2828 | 25190.9939 | 21649.5325 | 13245.9184 | 11228.1412 | 9781.5851 | 8707.5092 | 8860.8984 | 7225.2251 | 8282.6507 | 7934.036 | 7641.5062 | 7377.2875 | 7297.5616 | 6710.9832 | 6318.976 | 5832.2036
P5 |  |  |  | 24927.481 | 23769.7091 | 20272.471 | 11900.0467 | 10225.4394 | 8687.0125 | 7729.3079 | 8000.805 | 6101.8261 | 7420.5908 | 6996.9188 | 6766.5244 | 6487.9363 | 6568.7213 | 5899.2495 | 5585.4678 | 5102.72
P95 |  |  |  | 26825.5516 | 26346.1358 | 22889.9202 | 14752.3898 | 12411.5207 | 11270.1237 | 9957.8671 | 9658.055 | 8409.239 | 9421.155 | 9049.0099 | 8595.3555 | 8245.5361 | 8122.8 | 7460.7739 | 7102.3549 | 6542.14
NETREVENUE - Net Revenue $
MEAN |  |  |  | -54839.1094 | -94283.9424 | -83376.2062 | 13711.1547 | 8493.9325 | -787.2881 | 9041.4093 | 8686.1169 | 17878.9385 | 10591.1109 | 11848.872 | 11608.2766 | 15508.9357 | 11765.947 | 9043.3377 | 9347.3199 | 6480.7788
P5 |  |  |  | -125220.2115 | -156897.9077 | -128783.4095 | -24520.1808 | -18929.7169 | -25610.061 | -11587.939 | -12562.3694 | -56.0449 | -8071.0364 | -8303.8015 | -6460.7901 | -2170.2591 | -5759.7961 | -6740.3339 | -3905.8778 | -7851.7876
P95 |  |  |  | 24137.0943 | -15784.8938 | -34272.1507 | 50170.7705 | 46566.2085 | 32617.189 | 34628.8196 | 38087.8976 | 35384.0476 | 29470.4697 | 31834.8688 | 34889.8648 | 35271.0454 | 37972.9146 | 27227.1149 | 23943.5264 | 20267.9943
STARTS - Number Starts
MEAN |  |  |  | 33.97 | 33.59 | 65.58 | 181.83 | 181.95 | 166.52 | 176.2 | 181.01 | 143.85 | 179.91 | 174.86 | 171.66 | 164.29 | 168.47 | 155.76 | 153.11 | 143.33
P5 |  |  |  | 25.5 | 24 | 52.5 | 154 | 157.5 | 137.5 | 151.5 | 156.5 | 124.5 | 153.5 | 150.5 | 151 | 142 | 141.5 | 130 | 130 | 117.5
P95 |  |  |  | 42.5 | 46 | 82 | 215 | 206 | 188 | 201.5 | 202.5 | 163.5 | 204 | 201 | 196.5 | 185.5 | 194 | 174.5 | 175 | 166.5
VOMCOSTS - VOM Costs
MEAN |  |  |  | 13746.2299 | 13603.1367 | 11907.2429 | 7417.7143 | 6400.0405 | 5673.3193 | 5137.4304 | 5316.5391 | 4479.6396 | 5218.0699 | 5077.783 | 4966.979 | 4942.7826 | 4962.3419 | 4630.5784 | 4486.473 | 4199.1866
P5 |  |  |  | 13211.5649 | 12835.6429 | 11149.8591 | 6664.0262 | 5828.5004 | 5038.4672 | 4560.2916 | 4800.483 | 3783.1322 | 4674.9722 | 4478.028 | 4398.2408 | 4346.9173 | 4466.7305 | 4070.4822 | 3965.6821 | 3673.9584
P95 |  |  |  | 14217.5424 | 14226.9133 | 12589.4561 | 8261.3383 | 7074.5668 | 6536.6718 | 5875.1416 | 5794.833 | 5213.7282 | 5935.3277 | 5791.3664 | 5586.9811 | 5524.5092 | 5523.504 | 5147.934 | 5042.672 | 4710.3408
15612: New 2022JAN LM2500_A #1
CAPACITYFACTOR - Net Generation Capacity Factor
MEAN |  |  |  | 0.20623 | 0.16256 | 0.13365 | 0.09583 | 0.076187 | 0.055351 | 0.058354 | 0.059803 | 0.054803 | 0.052933 | 0.050855 | 0.048449 | 0.050805 | 0.047155 | 0.039757 | 0.042558 | 0.036657
P5 |  |  |  | 0.12018 | 0.098892 | 0.085796 | 0.063703 | 0.051269 | 0.035316 | 0.04267 | 0.04347 | 0.040048 | 0.03831 | 0.036393 | 0.034254 | 0.036889 | 0.036134 | 0.029175 | 0.032311 | 0.027082
P95 |  |  |  | 0.28943 | 0.23771 | 0.18174 | 0.13092 | 0.10614 | 0.083964 | 0.078203 | 0.081481 | 0.068819 | 0.069032 | 0.064887 | 0.067363 | 0.063253 | 0.064755 | 0.050951 | 0.053828 | 0.047296
CO2EMISSIONS - CO2 Emissions
MEAN |  |  |  | 11633.6078 | 9217.0061 | 7557.6706 | 5402.0347 | 4288.3015 | 3099.3724 | 3315.2308 | 3356.8741 | 3072.7974 | 2966.6283 | 2800.9774 | 2693.2359 | 2844.6754 | 2629.4979 | 2217.0332 | 2418.7038 | 2072.5555
P5 |  |  |  | 6774.6793 | 5608.3266 | 4861.5303 | 3595.5792 | 2885.1887 | 1971.7074 | 2424.7437 | 2444.2523 | 2244.7384 | 2143.823 | 1997.8978 | 1905.0231 | 2076.4054 | 1998.4184 | 1620.6822 | 1838.6194 | 1530.4648
P95 |  |  |  | 16277.0946 | 13381.3338 | 10236.2931 | 7373.5979 | 5990.5628 | 4701.7638 | 4478.1985 | 4600.9456 | 3847.0432 | 3864.9203 | 3581.1376 | 3734.7489 | 3558.4774 | 3613.6814 | 2836.1938 | 3064.3656 | 2670.6611
FUELCONSUMED - Fuel Consumed
MEAN |  |  |  | 197179.7937 | 156220.442 | 128096.1125 | 91559.9093 | 72683.0756 | 52531.7355 | 56190.3523 | 56896.1715 | 52081.3117 | 50281.8348 | 47474.1928 | 45648.0659 | 48214.8374 | 44567.761 | 37576.8343 | 40994.9791 | 35128.059
P5 |  |  |  | 114825.0731 | 95056.3835 | 82398.8186 | 60942.02 | 48901.5027 | 33418.7698 | 41097.3504 | 41428.0058 | 38046.4128 | 36335.9824 | 33862.6752 | 32288.5279 | 35193.312 | 33871.4984 | 27469.1898 | 31163.04 | 25940.082
P95 |  |  |  | 275882.9591 | 226802.2682 | 173496.4929 | 124976.2356 | 101534.9622 | 79690.9126 | 75901.669 | 77982.1286 | 65204.1216 | 65507.1232 | 60697.248 | 63300.8294 | 60313.176 | 61248.8373 | 48071.0822 | 51938.4 | 45265.4431
FUELCOST - Fuel Cost
MEAN |  |  |  | 311603.9748 | 264207.1181 | 223276.7266 | 168703.912 | 138551.0082 | 105166.8679 | 112907.0589 | 117282.4459 | 109694.7117 | 107850.2087 | 105298.0091 | 102934.3122 | 110831.3351 | 103854.2087 | 92327.2544 | 102563.3993 | 90879.0721
P5 |  |  |  | 123971.8195 | 117734.318 | 102028.571 | 79203.8212 | 75421.9819 | 51122.8661 | 66141.6512 | 69892.2771 | 59803.9139 | 63414.0817 | 58130.7368 | 55059.4275 | 66373.3296 | 65123.0953 | 57827.3791 | 65370.866 | 53118.4469
P95 |  |  |  | 538782.507 | 475779.3966 | 351442.8107 | 283342.3515 | 259674.6536 | 197236.3175 | 186858.7867 | 197129.8842 | 166385.9762 | 162690.3192 | 165443.8474 | 169658.3939 | 161846.3408 | 169187.0014 | 144537.9262 | 145867.5833 | 139931.7968
NETPOS - Net Position (MWh)
MEAN |  |  |  | 19485.9964 | 15417.2029 | 12626.0432 | 9010.9152 | 7141.896 | 5153.707 | 5504.0016 | 5564.962 | 5086.0656 | 4902.675 | 4621.7088 | 4437.0204 | 4679.235 | 4319 | 3635.8814 | 4079.1024 | 3489.7734
P5 |  |  |  | 11342.25 | 9369.611 | 8118.52 | 5997.64 | 4805.1 | 3278.6 | 4025.6 | 4052.035 | 3715.47 | 3542.9 | 3296.6 | 3138.465 | 3415.5 | 3282.44 | 2657.88 | 3100.8 | 2577
P95 |  |  |  | 27272.52 | 22379.8315 | 17101.675 | 12299.6 | 9976.905 | 7818.2 | 7434.78 | 7627.36 | 6367.59 | 6387.2 | 5909 | 6152.88 | 5853.375 | 5935.54 | 4651.29 | 5168 | 4496.865
NETREVENUE - Net Revenue $
MEAN |  |  |  | 148424.4495 | 120613.4575 | 101271.8483 | 72862.8215 | 60973.5144 | 45674.4816 | 55381.41 | 56494.823 | 55700.9055 | 54739.6229 | 53377.1932 | 52387.1069 | 57265.272 | 50503.1879 | 43302.0758 | 48539.1819 | 41001.6984
P5 |  |  |  | 53891.2443 | 39380.9799 | 42876.8343 | 28117.6749 | 30909.2711 | 18199.4956 | 30892.2745 | 28005.2672 | 28845.586 | 27488.3102 | 27685.329 | 27199.3105 | 32684.7833 | 28016.7069 | 23904.4873 | 26238.8985 | 18546.2315
P95 |  |  |  | 264491.8603 | 223633.9093 | 162259.1196 | 127537.1704 | 104120.6534 | 91967.9424 | 89740.9626 | 106725.0469 | 85355.1967 | 82844.551 | 85819.5216 | 86604.2795 | 88044.9595 | 82352.1232 | 66578.8228 | 73153.5305 | 62531.5694
STARTS - Number Starts
MEAN |  |  |  | 105.79 | 94.35 | 92 | 78.37 | 63.85 | 50.44 | 50.95 | 56.06 | 51.07 | 51.19 | 48.96 | 48.25 | 46.53 | 47.71 | 40.68 | 43.68 | 38.55
P5 |  |  |  | 80.5 | 71.5 | 68 | 63 | 45.5 | 36.5 | 39 | 41.5 | 39 | 37 | 37 | 34 | 32 | 36 | 28.5 | 35 | 29
P95 |  |  |  | 129 | 124 | 117 | 98.5 | 80.5 | 68.5 | 62.5 | 71 | 64.5 | 62 | 65 | 63 | 59 | 63 | 51.5 | 55.5 | 48.5
VOMCOSTS - VOM Costs
MEAN |  |  |  | 15978.517 | 12950.4504 | 10732.1367 | 7839.4962 | 6356.2874 | 4689.8734 | 5063.6815 | 5231.0643 | 4882.623 | 4804.6215 | 4621.7088 | 4525.7608 | 4866.4044 | 4578.14 | 3926.7519 | 4487.0126 | 3943.4439
P5 |  |  |  | 9300.645 | 7870.4732 | 6900.742 | 5217.9468 | 4276.539 | 2983.526 | 3703.552 | 3808.9129 | 3566.8512 | 3472.042 | 3296.6 | 3201.2343 | 3552.12 | 3479.3864 | 2870.5104 | 3410.88 | 2912.01
P95 |  |  |  | 22363.4664 | 18799.0585 | 14536.4237 | 10700.652 | 8879.4454 | 7114.562 | 6839.9976 | 7169.7184 | 6112.8864 | 6259.456 | 5909 | 6275.9376 | 6087.51 | 6291.6724 | 5023.3932 | 5684.8 | 5081.4574
15612: New 2022JAN LM2500_A #10
CAPACITYFACTOR - Net Generation Capacity Factor
MEAN |  |  |  | 0.20806 | 0.1625 | 0.13303 | 0.095694 | 0.076159 | 0.055781 | 0.058193 | 0.059824 | 0.055023 | 0.052634 | 0.050894 | 0.048323 | 0.050967 | 0.047166 | 0.039842 | 0.042504 | 0.036676
P5 |  |  |  | 0.12514 | 0.096172 | 0.082711 | 0.06342 | 0.051431 | 0.03614 | 0.043881 | 0.042792 | 0.040929 | 0.037843 | 0.036524 | 0.034028 | 0.037291 | 0.035116 | 0.029728 | 0.033454 | 0.024755
P95 |  |  |  | 0.28763 | 0.23838 | 0.18243 | 0.13031 | 0.107 | 0.083592 | 0.078218 | 0.081232 | 0.06864 | 0.068498 | 0.065432 | 0.068895 | 0.063334 | 0.064867 | 0.050748 | 0.05356 | 0.047793
CO2EMISSIONS - CO2 Emissions
MEAN |  |  |  | 11724.7609 | 9217.7274 | 7515.6509 | 5389.4159 | 4288.3015 | 3121.9712 | 3305.9865 | 3356.7228 | 3086.8553 | 2945.6429 | 2803.0884 | 2684.9532 | 2852.3491 | 2628.8969 | 2220.3346 | 2416.2523 | 2072.0963
P5 |  |  |  | 7044.6897 | 5478.0064 | 4690.9633 | 3565.1726 | 2892.7813 | 2024.7918 | 2492.9396 | 2398.8483 | 2290.0866 | 2128.7256 | 2020.5155 | 1874.9042 | 2098.975 | 1953.3413 | 1650.6948 | 1899.9067 | 1392.723
P95 |  |  |  | 16211.554 | 13484.0676 | 10380.895 | 7373.5979 | 6005.748 | 4679.0134 | 4470.6211 | 4555.5415 | 3854.6012 | 3819.6282 | 3618.8338 | 3817.576 | 3535.9078 | 3598.6557 | 2821.1875 | 3033.7219 | 2693.6181
FUELCONSUMED - Fuel Consumed
MEAN |  |  |  | 198724.7602 | 156232.6672 | 127383.914 | 91346.0325 | 72683.0756 | 52914.766 | 56033.6687 | 56893.6063 | 52319.5822 | 49926.1516 | 47509.9722 | 45507.681 | 48344.8997 | 44557.5741 | 37632.79 | 40953.4284 | 35120.277
P5 |  |  |  | 119401.5208 | 92847.5655 | 79507.8518 | 60426.6541 | 49030.1909 | 34318.5059 | 42253.2134 | 40658.4454 | 38815.0272 | 36080.0952 | 34246.0262 | 31778.0374 | 35575.848 | 33107.4796 | 27977.8785 | 32201.808 | 23605.4746
P95 |  |  |  | 274772.1023 | 228543.5194 | 175947.3727 | 124976.2356 | 101792.3385 | 79305.3114 | 75773.2398 | 77212.5682 | 65332.224 | 64739.4616 | 61336.1664 | 64704.6785 | 59930.64 | 60994.1643 | 47816.7378 | 51419.016 | 45654.5443
FUELCOST - Fuel Cost
MEAN |  |  |  | 313504.7281 | 264379.4361 | 222534.9775 | 168660.8972 | 138910.4492 | 105914.9554 | 112531.2058 | 117360.745 | 110316.2309 | 107118.5929 | 105223.94 | 102771.2152 | 111206.1746 | 103936.8061 | 92482.4019 | 102525.9445 | 90960.0884
P5 |  |  |  | 128013.3543 | 112227.8185 | 103585.6879 | 77387.1666 | 73961.441 | 52334.1075 | 69085.108 | 68911.4692 | 62667.3131 | 60849.0278 | 59675.8533 | 55509.9584 | 65524.952 | 60880.4417 | 54733.0639 | 67779.6358 | 52150.9596
P95 |  |  |  | 540228.5122 | 481751.1706 | 358045.7609 | 290314.9714 | 270998.7961 | 195830.3585 | 184844.1204 | 198021.5383 | 169347.1553 | 160000.362 | 165217.9968 | 174436.5531 | 161554.1785 | 170521.4773 | 141477.8428 | 150959.9647 | 139458.9072
NETPOS - Net Position (MWh)
MEAN |  |  |  | 19638.786 | 15417.6643 | 12555.7324 | 8989.8664 | 7141.896 | 5191.2848 | 5488.654 | 5564.7111 | 5109.3342 | 4867.9945 | 4625.192 | 4423.3749 | 4691.8575 | 4318.0128 | 3641.2956 | 4074.968 | 3489.0003
P5 |  |  |  | 11795.94 | 9154.5 | 7835.0663 | 5946.92 | 4817.745 | 3366.87 | 4138.82 | 3976.765 | 3790.53 | 3517.95 | 3333.92 | 3088.845 | 3452.625 | 3208.4 | 2707.1 | 3204.16 | 2345.07
P95 |  |  |  | 27163.89 | 22555.8003 | 17343.26 | 12299.6 | 10002.195 | 7780.37 | 7422.2 | 7552.09 | 6380.1 | 6312.35 | 5971.2 | 6289.335 | 5816.25 | 5910.86 | 4626.68 | 5116.32 | 4535.52
NETREVENUE - Net Revenue $
MEAN |  |  |  | 148476.1005 | 120443.1135 | 101477.2712 | 72880.6755 | 60591.5976 | 45795.5368 | 55122.4755 | 56352.9279 | 55535.8366 | 54637.3466 | 53293.116 | 52364.9283 | 57420.8334 | 50705.4162 | 43281.1773 | 48400.3682 | 41388.9438
P5 |  |  |  | 52641.8994 | 42632.5515 | 42047.1946 | 28140.9215 | 31013.7272 | 18939.0192 | 30485.3483 | 28787.4319 | 28758.1025 | 27744.6103 | 28222.0298 | 27466.6691 | 32962.7024 | 28602.3003 | 22192.3071 | 26261.0486 | 18632.4084
P95 |  |  |  | 261811.9428 | 224525.9281 | 162380.1027 | 127812.8654 | 104668.1263 | 90788.1199 | 87716.2551 | 104601.9334 | 84029.6044 | 82447.9915 | 86461.3295 | 86667.8797 | 88044.2443 | 84539.741 | 67583.5718 | 72876.7838 | 63474.8174
STARTS - Number Starts
MEAN |  |  |  | 106.08 | 95.15 | 92.3 | 78.66 | 64.34 | 51.23 | 51.21 | 56.05 | 51.72 | 50.9 | 49.18 | 47.94 | 46.42 | 47.54 | 40.87 | 43.55 | 38.27
P5 |  |  |  | 82.5 | 71 | 68.5 | 62.5 | 44.5 | 36.5 | 41 | 41.5 | 38.5 | 37.5 | 37 | 32 | 31 | 34.5 | 29.5 | 34.5 | 27.5
P95 |  |  |  | 130 | 122.5 | 118.5 | 98.5 | 82.5 | 70.5 | 63.5 | 71 | 65.5 | 64 | 64.5 | 64 | 58 | 63 | 52 | 55.5 | 49
VOMCOSTS - VOM Costs
MEAN |  |  |  | 16103.8045 | 12950.838 | 10672.3726 | 7821.1838 | 6356.2874 | 4724.0692 | 5049.5617 | 5230.8284 | 4904.9608 | 4770.6346 | 4625.192 | 4511.8424 | 4879.5318 | 4577.0936 | 3932.5992 | 4482.4648 | 3942.5703
P5 |  |  |  | 9672.6708 | 7689.78 | 6659.8063 | 5173.8204 | 4287.7931 | 3063.8517 | 3807.7144 | 3738.1591 | 3638.9088 | 3447.591 | 3333.92 | 3150.6219 | 3590.73 | 3400.904 | 2923.668 | 3524.576 | 2649.9291
P95 |  |  |  | 22274.3898 | 18946.8723 | 14741.771 | 10700.652 | 8901.9536 | 7080.1367 | 6828.424 | 7098.9646 | 6124.896 | 6186.103 | 5971.2 | 6415.1217 | 6048.9 | 6265.5116 | 4996.8144 | 5627.952 | 5125.1376
15612: New 2022JAN LM2500_A #11
CAPACITYFACTOR - Net Generation Capacity Factor
MEAN |  |  |  | 0.20745 | 0.16265 | 0.1338 | 0.095687 | 0.076204 | 0.05556 | 0.057975 | 0.060046 | 0.054735 | 0.052743 | 0.050624 | 0.048301 | 0.050854 | 0.047135 | 0.039871 | 0.042673 | 0.036678
P5 |  |  |  | 0.12094 | 0.096511 | 0.082972 | 0.06069 | 0.05073 | 0.035456 | 0.043479 | 0.042768 | 0.040567 | 0.038092 | 0.036506 | 0.033401 | 0.036557 | 0.034742 | 0.029952 | 0.033675 | 0.025081
P95 |  |  |  | 0.28695 | 0.238 | 0.18601 | 0.12901 | 0.10874 | 0.083338 | 0.077668 | 0.082967 | 0.069416 | 0.068717 | 0.0653 | 0.066234 | 0.063804 | 0.065748 | 0.052334 | 0.05479 | 0.047456
CO2EMISSIONS - CO2 Emissions
MEAN |  |  |  | 11684.5347 | 9215.7173 | 7572.7055 | 5392.0005 | 4291.0348 | 3111.8093 | 3292.3473 | 3368.3765 | 3068.716 | 2951.8329 | 2787.256 | 2685.1038 | 2847.8352 | 2625.8917 | 2222.4355 | 2423.9132 | 2072.8616
P5 |  |  |  | 6824.3014 | 5428.9755 | 4705.6825 | 3420.7413 | 2847.2256 | 1979.2909 | 2470.2076 | 2391.2809 | 2282.5286 | 2121.1769 | 2020.5155 | 1852.315 | 2061.359 | 1938.3156 | 1680.7075 | 1907.5676 | 1415.68
P95 |  |  |  | 16244.9315 | 13431.9488 | 10525.4969 | 7305.1831 | 6142.4148 | 4656.2629 | 4432.7345 | 4669.0517 | 3892.3914 | 3872.4689 | 3603.7553 | 3697.1003 | 3566.0006 | 3681.2971 | 2911.2254 | 3110.3311 | 2685.9658
FUELCONSUMED - Fuel Consumed
MEAN |  |  |  | 198042.9614 | 156198.5979 | 128350.9409 | 91389.8386 | 72729.4033 | 52742.5308 | 55802.4961 | 57091.1268 | 52012.1364 | 50031.0653 | 47241.6265 | 45510.2334 | 48268.3925 | 44506.6395 | 37668.3982 | 41083.2744 | 35133.2471
P5 |  |  |  | 115666.1248 | 92016.5332 | 79757.3313 | 57978.666 | 48258.0619 | 33547.3035 | 41867.9257 | 40530.1853 | 38686.9248 | 35952.1516 | 34246.0262 | 31395.1694 | 34938.288 | 32852.8067 | 28486.5672 | 32331.654 | 23994.5759
P95 |  |  |  | 275337.8218 | 227660.1491 | 178398.2525 | 123816.6623 | 104108.7255 | 78919.7102 | 75131.0937 | 79136.4694 | 65972.736 | 65635.0668 | 61080.599 | 62662.7162 | 60440.688 | 62394.8654 | 49342.8039 | 52717.476 | 45524.8439
FUELCOST - Fuel Cost
MEAN |  |  |  | 312690.655 | 264229.1941 | 224113.7179 | 168759.6984 | 138844.3826 | 105665.1505 | 112083.3969 | 117959.1421 | 109680.9653 | 107329.4673 | 104716.5141 | 102610.2173 | 110912.1041 | 103798.0324 | 92575.1405 | 102756.3178 | 91053.4804
P5 |  |  |  | 123866.4464 | 112889.5309 | 100221.4066 | 74509.41 | 71956.8124 | 51388.7246 | 67730.1188 | 65102.6867 | 62498.7472 | 63001.7857 | 57512.7983 | 54990.8922 | 64125.9716 | 64385.3549 | 55904.0735 | 65314.6136 | 52857.4976
P95 |  |  |  | 539643.4661 | 476826.3104 | 363845.2007 | 285163.7957 | 276543.5234 | 199890.496 | 182724.0354 | 204273.6127 | 166259.6293 | 168067.2148 | 165230.3411 | 170375.6742 | 161130.4749 | 170307.2451 | 144036.8315 | 147150.8207 | 137248.2602
NETPOS - Net Position (MWh)
MEAN |  |  |  | 19571.3029 | 15414.8309 | 12650.9794 | 8994.1776 | 7146.4482 | 5174.3874 | 5466.01 | 5584.0304 | 5079.3102 | 4878.224 | 4599.068 | 4423.623 | 4684.4325 | 4313.0768 | 3644.741 | 4087.888 | 3490.2888
P5 |  |  |  | 11406.15 | 9065.25 | 7856.5884 | 5706 | 4741.875 | 3291.21 | 4101.08 | 3964.22 | 3778.02 | 3505.475 | 3333.92 | 3051.63 | 3390.75 | 3183.72 | 2756.32 | 3217.08 | 2383.725
P95 |  |  |  | 27215.01 | 22463.5257 | 17584.845 | 12185.48 | 10229.805 | 7742.54 | 7359.3 | 7740.265 | 6442.65 | 6399.675 | 5946.32 | 6090.855 | 5865.75 | 6046.6 | 4774.34 | 5245.52 | 4522.635
NETREVENUE - Net Revenue $
MEAN |  |  |  | 148481.7979 | 120349.8728 | 101871.1886 | 72683.8417 | 60804.923 | 45722.9998 | 55332.224 | 56979.9287 | 55181.3451 | 54602.156 | 53122.5978 | 52042.5456 | 57214.556 | 50359.4209 | 43233.1843 | 48444.9398 | 41226.0485
P5 |  |  |  | 52304.1479 | 40946.5226 | 43875.5547 | 27787.719 | 29955.9603 | 19575.4297 | 31330.7196 | 28965.0164 | 28167.5886 | 27684.8317 | 27862.5511 | 27501.9287 | 32699.0201 | 28111.8229 | 23620.9758 | 26320.4537 | 18303.7844
P95 |  |  |  | 262431.801 | 224116.1129 | 161818.8333 | 124468.8919 | 106194.7636 | 91431.3334 | 88565.9728 | 105749.9879 | 83109.3454 | 83636.9689 | 87325.312 | 85169.2842 | 86887.4564 | 83205.836 | 66404.0039 | 71234.1855 | 63104.8586
STARTS - Number Starts
MEAN |  |  |  | 106.28 | 94.53 | 92.56 | 78.38 | 64.06 | 51.1 | 51.06 | 55.69 | 51.42 | 50.83 | 48.96 | 48.17 | 46.34 | 47.77 | 40.81 | 43.81 | 38.29
P5 |  |  |  | 84 | 72 | 67.5 | 60.5 | 46 | 37 | 39 | 40 | 39 | 37.5 | 35.5 | 35 | 31.5 | 35 | 28.5 | 34 | 28
P95 |  |  |  | 129.5 | 123 | 120 | 98 | 80.5 | 67 | 63 | 72 | 64 | 63 | 64.5 | 64 | 59 | 63.5 | 52.5 | 55.5 | 49
VOMCOSTS - VOM Costs
MEAN |  |  |  | 16048.4684 | 12948.4579 | 10753.3325 | 7824.9345 | 6360.3389 | 4708.6925 | 5028.7292 | 5248.9886 | 4876.1378 | 4780.6595 | 4599.068 | 4512.0955 | 4871.8098 | 4571.8614 | 3936.3203 | 4496.6768 | 3944.0263
P5 |  |  |  | 9353.043 | 7614.81 | 6678.1002 | 4964.22 | 4220.2688 | 2995.0011 | 3772.9936 | 3726.3668 | 3626.8992 | 3435.3655 | 3333.92 | 3112.6626 | 3526.38 | 3374.7432 | 2976.8256 | 3538.788 | 2693.6092
P95 |  |  |  | 22316.3082 | 18869.3616 | 14947.1182 | 10601.3676 | 9104.5264 | 7045.7114 | 6770.556 | 7275.8491 | 6184.944 | 6271.6815 | 5946.32 | 6212.6721 | 6100.38 | 6409.396 | 5156.2872 | 5770.072 | 5110.5775
15612: New 2022JAN LM2500_A #12
CAPACITYFACTOR - Net Generation Capacity Factor
MEAN |  |  |  | 0.20803 | 0.16282 | 0.13382 | 0.096258 | 0.076308 | 0.055179 | 0.058173 | 0.059871 | 0.054921 | 0.05263 | 0.050619 | 0.048686 | 0.050959 | 0.047351 | 0.040016 | 0.042581 | 0.036453
P5 |  |  |  | 0.121 | 0.098554 | 0.084188 | 0.064179 | 0.05192 | 0.034505 | 0.043419 | 0.045257 | 0.040675 | 0.038978 | 0.036728 | 0.032572 | 0.036804 | 0.034654 | 0.029653 | 0.033007 | 0.025856
P95 |  |  |  | 0.28978 | 0.2386 | 0.18394 | 0.13136 | 0.10723 | 0.083512 | 0.07897 | 0.082674 | 0.068234 | 0.068756 | 0.06474 | 0.068115 | 0.062933 | 0.066295 | 0.05125 | 0.054307 | 0.047023
CO2EMISSIONS - CO2 Emissions
MEAN |  |  |  | 11711.5318 | 9239.814 | 7568.3505 | 5428.3364 | 4294.5274 | 3087.9972 | 3302.804 | 3363.8361 | 3082.1694 | 2948.5114 | 2791.0256 | 2707.9942 | 2855.8098 | 2637.3113 | 2228.5881 | 2419.3166 | 2060.0057
P5 |  |  |  | 6808.2788 | 5543.3052 | 4753.5515 | 3610.7825 | 2915.5591 | 1926.2065 | 2462.6303 | 2535.0605 | 2290.0866 | 2189.115 | 2035.594 | 1807.1366 | 2053.8358 | 1930.8027 | 1650.6948 | 1876.9239 | 1453.9416
P95 |  |  |  | 16217.5217 | 13533.1486 | 10464.6119 | 7388.8012 | 6028.5258 | 4679.0134 | 4500.9304 | 4638.7823 | 3839.4851 | 3849.8229 | 3558.5199 | 3825.1058 | 3543.431 | 3703.8356 | 2866.2065 | 3095.0093 | 2670.6611
FUELCONSUMED - Fuel Consumed
MEAN |  |  |  | 198500.5396 | 156607.0161 | 128277.1276 | 92005.7009 | 72788.5999 | 52338.9349 | 55979.7284 | 57014.1708 | 52240.1587 | 49974.7702 | 47305.5183 | 45898.2062 | 48403.5552 | 44700.1909 | 37772.6794 | 41005.3668 | 34915.3504
P5 |  |  |  | 115394.5562 | 93954.3262 | 80568.6691 | 61199.703 | 49416.2554 | 32647.5674 | 41739.4965 | 42967.1268 | 38815.0272 | 37103.644 | 34501.5936 | 30629.4336 | 34810.776 | 32725.4702 | 27977.8785 | 31812.27 | 24643.0779
P95 |  |  |  | 274873.2496 | 229375.3999 | 177366.3031 | 125233.9186 | 102178.403 | 79305.3114 | 76286.9567 | 78623.429 | 65076.0192 | 65251.236 | 60313.897 | 64832.3011 | 60058.152 | 62776.8748 | 48579.7709 | 52457.784 | 45265.4431
FUELCOST - Fuel Cost
MEAN |  |  |  | 312996.6799 | 264782.8803 | 223913.7392 | 169652.7355 | 138941.9471 | 104997.1219 | 112545.7673 | 117683.7455 | 110109.8804 | 107167.7566 | 104825.4748 | 103588.7648 | 111245.3689 | 104294.2008 | 92734.7161 | 102667.3135 | 90466.7321
P5 |  |  |  | 124610.6855 | 114069.824 | 102643.4731 | 77755.8828 | 72000.6385 | 49449.6935 | 66530.0858 | 69432.3611 | 60963.9096 | 63454.5822 | 56634.065 | 54285.6042 | 64284.6108 | 63725.2643 | 56322.4747 | 67558.703 | 50754.1303
P95 |  |  |  | 531610.5513 | 480832.6602 | 355489.2924 | 287804.4251 | 261961.5538 | 194496.5247 | 187236.2629 | 200380.8133 | 173078.0264 | 164020.1544 | 168605.5583 | 170976.7321 | 160569.8881 | 170902.0266 | 141930.7658 | 148579.285 | 137518.326
NETPOS - Net Position (MWh)
MEAN |  |  |  | 19616.8883 | 15454.9439 | 12643.7948 | 9054.788 | 7152.2649 | 5134.792 | 5483.3704 | 5576.5034 | 5101.578 | 4872.735 | 4605.288 | 4461.3342 | 4697.55 | 4331.8336 | 3654.8311 | 4080.136 | 3468.642
P5 |  |  |  | 11399.76 | 9268.2727 | 7940.515 | 6023 | 4855.68 | 3202.94 | 4088.5 | 4202.575 | 3790.53 | 3617.75 | 3358.8 | 2977.2 | 3378.375 | 3171.38 | 2707.1 | 3165.4 | 2448.15
P95 |  |  |  | 27170.28 | 22636.7093 | 17483.125 | 12324.96 | 10040.13 | 7780.37 | 7472.52 | 7690.085 | 6355.08 | 6362.25 | 5871.68 | 6301.74 | 5828.625 | 6083.62 | 4700.51 | 5219.68 | 4496.865
NETREVENUE - Net Revenue $
MEAN |  |  |  | 148058.1762 | 120215.5937 | 101548.9541 | 72515.0778 | 60775.9136 | 45522.1556 | 55374.2459 | 56794.2919 | 55470.2931 | 54419.76 | 53235.4939 | 52623.4989 | 57173.0776 | 50713.8032 | 43108.2922 | 48377.8547 | 40960.4419
P5 |  |  |  | 51115.6832 | 40065.9554 | 42254.0742 | 27855.6915 | 30451.9194 | 19379.6988 | 31322.4258 | 28753.2361 | 28777.3209 | 28078.6119 | 27938.6697 | 26578.9664 | 32603.0478 | 28347.2859 | 23498.4568 | 25983.7499 | 19167.818
P95 |  |  |  | 267024.1609 | 224075.0022 | 163492.939 | 126154.5862 | 105691.9589 | 90144.0233 | 87243.058 | 104232.2017 | 84836.8031 | 82190.5952 | 88437.4628 | 86954.0511 | 88137.3542 | 84055.058 | 67584.817 | 73029.5129 | 63530.3752
STARTS - Number Starts
MEAN |  |  |  | 106.23 | 95 | 92.68 | 78.63 | 63.98 | 50.75 | 51.06 | 55.99 | 51.18 | 50.91 | 48.79 | 48.29 | 46.38 | 47.81 | 40.95 | 43.66 | 38.45
P5 |  |  |  | 85 | 72 | 69.5 | 60.5 | 46.5 | 36 | 39.5 | 40.5 | 40 | 37 | 36.5 | 34 | 31.5 | 35.5 | 28 | 34 | 28
P95 |  |  |  | 129 | 123 | 117.5 | 99.5 | 81 | 68.5 | 65.5 | 73 | 64 | 62.5 | 65 | 64 | 58.5 | 63 | 51.5 | 55 | 49
VOMCOSTS - VOM Costs
MEAN |  |  |  | 16085.8484 | 12982.1528 | 10747.2256 | 7877.6656 | 6365.5158 | 4672.6607 | 5044.7008 | 5241.9132 | 4897.5149 | 4775.2803 | 4605.288 | 4550.5609 | 4885.452 | 4591.7436 | 3947.2176 | 4488.1496 | 3919.5655
P5 |  |  |  | 9347.8032 | 7785.349 | 6749.4378 | 5240.01 | 4321.5552 | 2914.6754 | 3761.42 | 3950.4205 | 3638.9088 | 3545.395 | 3358.8 | 3036.744 | 3513.51 | 3361.6628 | 2923.668 | 3481.94 | 2766.4095
P95 |  |  |  | 22279.6296 | 19014.8358 | 14860.6562 | 10722.7152 | 8935.7157 | 7080.1367 | 6874.7184 | 7228.6799 | 6100.8768 | 6235.005 | 5871.68 | 6427.7748 | 6061.77 | 6448.6372 | 5076.5508 | 5741.648 | 5081.4574
15612: New 2022JAN LM2500_A #13
CAPACITYFACTOR - Net Generation Capacity Factor
MEAN |  |  |  | 0.208 | 0.16252 | 0.13399 | 0.096031 | 0.076222 | 0.055083 | 0.05816 | 0.060301 | 0.055129 | 0.052943 | 0.050716 | 0.04852 | 0.051015 | 0.047552 | 0.040204 | 0.042472 | 0.036569
P5 |  |  |  | 0.1204 | 0.098115 | 0.083197 | 0.061816 | 0.050732 | 0.03653 | 0.04229 | 0.043565 | 0.041499 | 0.039138 | 0.035603 | 0.033445 | 0.037945 | 0.03486 | 0.030134 | 0.032262 | 0.025942
P95 |  |  |  | 0.28896 | 0.23514 | 0.18523 | 0.12906 | 0.11055 | 0.082639 | 0.077602 | 0.082328 | 0.069483 | 0.069138 | 0.066307 | 0.066521 | 0.063581 | 0.065599 | 0.051351 | 0.053929 | 0.047644
CO2EMISSIONS - CO2 Emissions
MEAN |  |  |  | 11704.9905 | 9218.7731 | 7572.4226 | 5404.3151 | 4293.0089 | 3085.2671 | 3303.1071 | 3385.0246 | 3089.4251 | 2964.0617 | 2793.7397 | 2699.5609 | 2858.3676 | 2647.9795 | 2240.8933 | 2415.6394 | 2065.0562
P5 |  |  |  | 6779.9053 | 5590.8642 | 4677.4452 | 3489.1561 | 2839.633 | 2047.5423 | 2409.589 | 2436.685 | 2335.4349 | 2181.5663 | 1960.2017 | 1859.8447 | 2121.5447 | 1930.8027 | 1673.2043 | 1838.6194 | 1469.2462
P95 |  |  |  | 16235.8689 | 13353.9574 | 10418.9481 | 7312.7847 | 6241.1186 | 4595.595 | 4387.2706 | 4638.7823 | 3892.3914 | 3887.5663 | 3626.3731 | 3704.63 | 3566.0006 | 3658.7585 | 2866.2065 | 3072.0265 | 2685.9658
FUELCONSUMED - Fuel Consumed
MEAN |  |  |  | 198389.6691 | 156250.3921 | 128346.1463 | 91598.5618 | 72762.8623 | 52292.6627 | 55984.8656 | 57373.299 | 52363.137 | 50238.334 | 47351.5205 | 45755.2689 | 48446.9093 | 44881.0087 | 37981.2418 | 40943.0407 | 35000.9526
P5 |  |  |  | 114913.6498 | 94760.4098 | 79278.7323 | 59138.2393 | 48129.3737 | 34704.1071 | 40840.492 | 41299.7458 | 39583.6416 | 36975.7004 | 33223.7568 | 31522.7921 | 35958.384 | 32725.4702 | 28359.395 | 31163.04 | 24902.4787
P95 |  |  |  | 275184.219 | 226338.2612 | 176592.3411 | 123945.5038 | 105781.6716 | 77891.4404 | 74360.5184 | 78623.429 | 65972.736 | 65890.954 | 61463.9501 | 62790.3389 | 60440.688 | 62012.856 | 48579.7709 | 52068.246 | 45524.8439
FUELCOST - Fuel Cost
MEAN |  |  |  | 313008.9238 | 264241.9634 | 224052.591 | 168978.5793 | 139033.6113 | 104864.1998 | 112605.4766 | 118328.0933 | 110398.3429 | 107675.0409 | 104976.8841 | 103225.4337 | 111354.8018 | 104684.0967 | 93210.2399 | 102616.002 | 90738.2882
P5 |  |  |  | 122797.161 | 115372.9545 | 101422.001 | 77266.2506 | 72539.2556 | 52670.8737 | 66074.1577 | 65509.1331 | 63999.6329 | 65788.5289 | 59444.0075 | 55028.2773 | 65195.1251 | 63828.521 | 58152.3734 | 64501.9394 | 51949.8744
P95 |  |  |  | 543639.1174 | 473547.5931 | 359613.9284 | 287873.9027 | 277113.5452 | 191109.5663 | 186118.4838 | 198991.4681 | 165395.091 | 165537.5047 | 166297.6799 | 170483.2077 | 162459.9853 | 173927.2158 | 144387.0421 | 148681.3824 | 136584.997
NETPOS - Net Position (MWh)
MEAN |  |  |  | 19606.0099 | 15420.0439 | 12650.6992 | 9014.7192 | 7149.7359 | 5130.2524 | 5483.8736 | 5611.6294 | 5113.5876 | 4898.4335 | 4609.7664 | 4447.4406 | 4701.7575 | 4349.3564 | 3675.0113 | 4073.9344 | 3477.1461
P5 |  |  |  | 11350.0172 | 9345.75 | 7813.365 | 5820.12 | 4729.23 | 3404.7 | 4000.44 | 4039.49 | 3865.59 | 3605.275 | 3234.4 | 3064.035 | 3489.75 | 3171.38 | 2744.015 | 3100.8 | 2473.92
P95 |  |  |  | 27202.23 | 22335.2215 | 17406.835 | 12198.16 | 10394.19 | 7641.66 | 7283.82 | 7690.085 | 6442.65 | 6424.625 | 5983.64 | 6103.26 | 5865.75 | 6009.58 | 4700.51 | 5180.92 | 4522.635
NETREVENUE - Net Revenue $
MEAN |  |  |  | 148443.7199 | 120481.574 | 101802.7517 | 73129.7184 | 60580.4666 | 45601.769 | 55262.8131 | 56798.4313 | 55435.9081 | 54293.5417 | 53205.6588 | 52489.7147 | 57279.806 | 50635.9256 | 43303.5065 | 48425.3805 | 40957.2429
P5 |  |  |  | 50240.6656 | 41656.2274 | 42834.0106 | 27741.7106 | 28795.9034 | 17950.8757 | 30449.6252 | 28903.6157 | 28917.9625 | 26394.1908 | 28314.8196 | 27247.1063 | 32585.2691 | 28631.7911 | 23614.4063 | 26544.1722 | 19289.5604
P95 |  |  |  | 267765.6176 | 222316.8778 | 163231.6469 | 126233.3562 | 105834.1268 | 91002.4156 | 89538.541 | 104624.2616 | 84949.8028 | 82841.7228 | 87693.8948 | 87737.3198 | 86584.3816 | 83347.7819 | 67607.3254 | 72634.0904 | 62418.3097
STARTS - Number Starts
MEAN |  |  |  | 105.69 | 94.83 | 92.19 | 78.3 | 64.44 | 50.76 | 51.09 | 56.27 | 51.5 | 50.84 | 48.93 | 48.16 | 46.6 | 47.96 | 41.03 | 43.51 | 38.47
P5 |  |  |  | 81 | 70 | 69.5 | 62 | 45 | 36.5 | 40 | 41 | 39.5 | 37 | 36.5 | 33 | 32 | 35.5 | 29.5 | 33 | 28.5
P95 |  |  |  | 127.5 | 120.5 | 117 | 97.5 | 83.5 | 67 | 63.5 | 71.5 | 65.5 | 62.5 | 65.5 | 65.5 | 59 | 63 | 52.5 | 54.5 | 49
VOMCOSTS - VOM Costs
MEAN |  |  |  | 16076.9281 | 12952.8369 | 10753.0943 | 7842.8057 | 6363.265 | 4668.5297 | 5045.1637 | 5274.9316 | 4909.0441 | 4800.4648 | 4609.7664 | 4536.3894 | 4889.8278 | 4610.3178 | 3969.0122 | 4481.3278 | 3929.1751
P5 |  |  |  | 9307.0141 | 7850.43 | 6641.3602 | 5063.5044 | 4209.0147 | 3098.277 | 3680.4048 | 3797.1206 | 3710.9664 | 3533.1695 | 3234.4 | 3125.3157 | 3629.34 | 3361.6628 | 2963.5362 | 3410.88 | 2795.5296
P95 |  |  |  | 22305.8286 | 18761.5861 | 14795.8098 | 10612.3992 | 9250.8291 | 6953.9106 | 6701.1144 | 7228.6799 | 6184.944 | 6296.1325 | 5983.64 | 6225.3252 | 6100.38 | 6370.1548 | 5076.5508 | 5699.012 | 5110.5775
15612: New 2022JAN LM2500_A #14
CAPACITYFACTOR - Net Generation Capacity Factor
MEAN |  |  |  | 0.2078 | 0.16231 | 0.13315 | 0.09521 | 0.076435 | 0.055595 | 0.058218 | 0.060234 | 0.055143 | 0.05292 | 0.051041 | 0.048905 | 0.051069 | 0.047793 | 0.040404 | 0.042605 | 0.036866
P5 |  |  |  | 0.12586 | 0.097362 | 0.083664 | 0.063669 | 0.051224 | 0.036077 | 0.044032 | 0.045089 | 0.040954 | 0.037866 | 0.037066 | 0.033311 | 0.03715 | 0.034983 | 0.029109 | 0.032778 | 0.025748
P95 |  |  |  | 0.28714 | 0.23588 | 0.18756 | 0.12948 | 0.10973 | 0.082814 | 0.078451 | 0.080484 | 0.070275 | 0.070156 | 0.065854 | 0.067951 | 0.062785 | 0.064788 | 0.052084 | 0.053396 | 0.048117
CO2EMISSIONS - CO2 Emissions
MEAN |  |  |  | 11715.9209 | 9216.2002 | 7526.32 | 5365.3947 | 4305.4607 | 3112.2643 | 3305.3803 | 3377.9113 | 3091.6925 | 2958.8673 | 2814.3972 | 2719.4394 | 2863.333 | 2662.5544 | 2250.6474 | 2422.381 | 2083.4218
P5 |  |  |  | 7112.1108 | 5526.1963 | 4752.9702 | 3565.1726 | 2877.5961 | 2024.7918 | 2492.9396 | 2542.6278 | 2290.0866 | 2121.1769 | 2043.1333 | 1852.315 | 2098.975 | 1938.3156 | 1620.6822 | 1869.263 | 1461.5939
P95 |  |  |  | 16133.9449 | 13405.4203 | 10563.55 | 7297.5814 | 6180.3778 | 4648.6794 | 4455.4665 | 4525.2721 | 3945.2977 | 3925.3096 | 3626.3731 | 3772.3976 | 3528.3846 | 3628.7071 | 2881.2128 | 3026.061 | 2716.5751
FUELCONSUMED - Fuel Consumed
MEAN |  |  |  | 198574.9298 | 156206.7836 | 127564.7455 | 90938.8934 | 72973.9108 | 52750.2428 | 56023.3943 | 57252.7345 | 52401.5677 | 50150.2933 | 47701.6477 | 46092.1927 | 48531.0672 | 45128.0414 | 38146.5656 | 41057.3052 | 35312.2336
P5 |  |  |  | 120544.2508 | 93664.3442 | 80558.8169 | 60426.6541 | 48772.8145 | 34318.5059 | 42253.2134 | 43095.3869 | 38815.0272 | 35952.1516 | 34629.3773 | 31395.1694 | 35575.848 | 32852.8067 | 27469.1898 | 31682.424 | 24772.7783
P95 |  |  |  | 273456.6932 | 227210.5144 | 179043.2209 | 123687.8208 | 104752.1663 | 78791.1765 | 75516.3814 | 76699.5278 | 66869.4528 | 66530.672 | 61463.9501 | 63938.9426 | 59803.128 | 61503.5102 | 48834.1152 | 51289.17 | 46043.6456
FUELCOST - Fuel Cost
MEAN |  |  |  | 313282.851 | 263869.8377 | 222709.118 | 167981.2689 | 139394.0665 | 105684.2388 | 112691.4976 | 118184.4868 | 110500.8103 | 107505.9915 | 105828.5807 | 103944.1437 | 111561.8881 | 105408.3507 | 93615.5129 | 102839.9815 | 91646.473
P5 |  |  |  | 129641.8723 | 111377.2994 | 101169.522 | 75791.7792 | 74445.8078 | 51719.5229 | 68123.9509 | 66358.6508 | 60913.1865 | 62854.8237 | 59742.4962 | 56051.9423 | 67155.6584 | 64483.3515 | 55355.8754 | 65979.2388 | 51294.3012
P95 |  |  |  | 542479.508 | 471593.8995 | 360275.7428 | 283026.3381 | 278343.3948 | 198406.6163 | 188256.1635 | 198463.3275 | 168652.6291 | 166234.0912 | 169077.1443 | 172774.2647 | 159549.5881 | 172769.8893 | 143964.3959 | 148354.1906 | 141838.5507
NETPOS - Net Position (MWh)
MEAN |  |  |  | 19623.7112 | 15415.4292 | 12573.7842 | 8949.7976 | 7170.4737 | 5175.144 | 5487.6476 | 5599.8371 | 5117.3406 | 4889.8257 | 4643.852 | 4480.1898 | 4709.925 | 4373.296 | 3691.0078 | 4085.304 | 3508.0701
P5 |  |  |  | 11917.35 | 9235.9128 | 7939.1845 | 5946.92 | 4792.455 | 3366.87 | 4138.82 | 4215.12 | 3790.53 | 3505.475 | 3371.24 | 3051.63 | 3452.625 | 3183.72 | 2657.88 | 3152.48 | 2461.035
P95 |  |  |  | 27030.2742 | 22420.875 | 17648.42 | 12172.8 | 10293.03 | 7729.93 | 7397.04 | 7501.91 | 6530.22 | 6487 | 5983.64 | 6214.905 | 5803.875 | 5960.22 | 4725.12 | 5103.4 | 4574.175
NETREVENUE - Net Revenue $
MEAN |  |  |  | 148822.953 | 120237.7445 | 101381.3913 | 72832.7899 | 61051.0668 | 45765.7733 | 55367.1475 | 56918.1046 | 55397.2123 | 54243.4552 | 53335.6019 | 52711.4094 | 57047.3643 | 50367.5395 | 43246.1242 | 48417.7411 | 41007.4498
P5 |  |  |  | 52200.3974 | 41890.5654 | 43526.8967 | 27053.9706 | 30360.0612 | 19399.1418 | 30598.7859 | 29344.6501 | 28903.1657 | 27110.9599 | 28105.6215 | 27591.0993 | 32739.7139 | 28317.7369 | 22341.3876 | 26390.5397 | 18746.0341
P95 |  |  |  | 265954.0278 | 221688.3486 | 161459.1101 | 126845.2877 | 106266.2448 | 89484.5677 | 89051.2148 | 107465.5191 | 83876.4255 | 81888.7765 | 87241.0842 | 84992.7208 | 85053.2697 | 83534.5683 | 67070.0589 | 72874.8645 | 62846.3332
STARTS - Number Starts
MEAN |  |  |  | 106.21 | 94.75 | 92.46 | 78.12 | 64.03 | 50.98 | 50.8 | 56.01 | 51.57 | 50.88 | 49.16 | 48.16 | 46.67 | 47.9 | 41 | 43.68 | 38.48
P5 |  |  |  | 82 | 71 | 70 | 60 | 46 | 36.5 | 39 | 40.5 | 39.5 | 36.5 | 37.5 | 34 | 31.5 | 35 | 29 | 34 | 28
P95 |  |  |  | 130 | 120 | 115.5 | 98.5 | 82 | 69.5 | 63 | 70.5 | 65.5 | 62.5 | 64.5 | 63.5 | 58.5 | 62.5 | 52 | 54 | 48
VOMCOSTS - VOM Costs
MEAN |  |  |  | 16091.4432 | 12948.9606 | 10687.7166 | 7786.3239 | 6381.7216 | 4709.381 | 5048.6358 | 5263.8469 | 4912.647 | 4792.0292 | 4643.852 | 4569.7936 | 4898.322 | 4635.6938 | 3986.2884 | 4493.8344 | 3964.1192
P5 |  |  |  | 9772.227 | 7758.1667 | 6748.3069 | 5173.8204 | 4265.285 | 3063.8517 | 3807.7144 | 3962.2128 | 3638.9088 | 3435.3655 | 3371.24 | 3112.6626 | 3590.73 | 3374.7432 | 2870.5104 | 3467.728 | 2780.9695
P95 |  |  |  | 22164.8248 | 18833.535 | 15001.157 | 10590.336 | 9160.7967 | 7034.2363 | 6805.2768 | 7051.7954 | 6269.0112 | 6357.26 | 5983.64 | 6339.2031 | 6036.03 | 6317.8332 | 5103.1296 | 5613.74 | 5168.8178
15612: New 2022JAN LM2500_A #15
CAPACITYFACTOR - Net Generation Capacity Factor
MEAN |  |  |  | 0.20774 | 0.16215 | 0.13367 | 0.09553 | 0.076171 | 0.05547 | 0.058291 | 0.059797 | 0.055328 | 0.053194 | 0.051398 | 0.048736 | 0.051174 | 0.047792 | 0.040401 | 0.042839 | 0.036675
P5 |  |  |  | 0.12504 | 0.098895 | 0.082109 | 0.062745 | 0.05061 | 0.035042 | 0.042993 | 0.044431 | 0.041436 | 0.038377 | 0.036895 | 0.032616 | 0.036372 | 0.035626 | 0.030339 | 0.033193 | 0.025472
P95 |  |  |  | 0.28925 | 0.23547 | 0.18503 | 0.12913 | 0.11126 | 0.08487 | 0.077733 | 0.082853 | 0.071472 | 0.069289 | 0.066311 | 0.068794 | 0.063756 | 0.065176 | 0.051879 | 0.054627 | 0.047699
CO2EMISSIONS - CO2 Emissions
MEAN |  |  |  | 11697.9358 | 9205.5518 | 7560.9729 | 5380.598 | 4284.0496 | 3106.0459 | 3309.3205 | 3353.9985 | 3102.4249 | 2976.8944 | 2830.9835 | 2709.9519 | 2866.3422 | 2662.5544 | 2251.9979 | 2436.1707 | 2070.2598
P5 |  |  |  | 6975.3881 | 5618.4717 | 4657.7036 | 3542.3677 | 2839.633 | 1964.1239 | 2447.4756 | 2482.0891 | 2320.3188 | 2143.823 | 2028.0548 | 1814.6663 | 2038.7894 | 1968.367 | 1688.2106 | 1892.2458 | 1430.9846
P95 |  |  |  | 16359.5459 | 13467.812 | 10472.2225 | 7289.9798 | 6248.7112 | 4747.2648 | 4417.5799 | 4646.3497 | 4005.762 | 3872.4689 | 3648.9908 | 3832.6355 | 3581.047 | 3636.22 | 2911.2254 | 3095.0093 | 2701.2704
FUELCONSUMED - Fuel Consumed
MEAN |  |  |  | 198270.0988 | 156026.3025 | 128152.0834 | 91196.5764 | 72611.0102 | 52644.8451 | 56090.1775 | 56847.4327 | 52583.4732 | 50455.8381 | 47982.7718 | 45931.3881 | 48582.072 | 45128.0414 | 38169.4566 | 41291.028 | 35089.1489
P5 |  |  |  | 118226.9174 | 95228.3347 | 78944.1291 | 60040.1297 | 48129.3737 | 33290.2361 | 41482.6381 | 42069.3062 | 39327.4368 | 36335.9824 | 34373.8099 | 30757.0562 | 34555.752 | 33362.1525 | 28613.7394 | 32071.962 | 24253.9767
P95 |  |  |  | 277280.4393 | 228267.9994 | 177495.2968 | 123558.9793 | 105910.3598 | 80462.115 | 74874.2353 | 78751.6891 | 67894.272 | 65635.0668 | 61847.3011 | 64959.9238 | 60695.712 | 61630.8466 | 49342.8039 | 52457.784 | 45784.2447
FUELCOST - Fuel Cost
MEAN |  |  |  | 313005.0121 | 263903.6913 | 223708.9397 | 168384.7436 | 138767.1218 | 105562.647 | 112800.1408 | 117549.0229 | 110957.3414 | 108278.1681 | 106293.5332 | 103757.0741 | 111704.0389 | 105344.793 | 93910.3162 | 103491.1694 | 91037.1353
P5 |  |  |  | 124763.7139 | 114637.2473 | 100765.4989 | 76153.0115 | 70810.4481 | 50213.6531 | 66584.2601 | 68893.5454 | 61928.1665 | 63123.9748 | 60677.1224 | 54073.2829 | 65728.7597 | 62955.1536 | 56621.2874 | 66584.4848 | 51863.8683
P95 |  |  |  | 536360.0807 | 480080.1002 | 357629.4006 | 284721.0775 | 274987.6128 | 197816.294 | 185894.5851 | 201001.7035 | 172187.1709 | 168098.3673 | 162958.4687 | 171944.938 | 163527.2858 | 172574.7624 | 141705.6287 | 148155.4279 | 139674.8869
NETPOS - Net Position (MWh)
MEAN |  |  |  | 19593.8228 | 15398.0797 | 12631.5503 | 8975.1576 | 7134.8148 | 5164.8038 | 5494.1892 | 5560.1949 | 5135.1048 | 4919.641 | 4671.22 | 4464.5595 | 4714.875 | 4373.296 | 3693.2227 | 4108.56 | 3485.9079
P5 |  |  |  | 11661.75 | 9396.75 | 7781.58 | 5908.88 | 4729.23 | 3265.99 | 4063.34 | 4114.76 | 3840.57 | 3542.9 | 3346.36 | 2989.605 | 3353.625 | 3233.08 | 2768.625 | 3191.24 | 2409.495
P95 |  |  |  | 27413.1 | 22522.875 | 17495.84 | 12160.12 | 10406.835 | 7893.86 | 7334.14 | 7702.63 | 6630.3 | 6399.675 | 6020.96 | 6314.145 | 5890.5 | 5972.56 | 4774.34 | 5219.68 | 4548.405
NETREVENUE - Net Revenue $
MEAN |  |  |  | 148732.4818 | 120620.2194 | 101699.8276 | 73089.2766 | 60802.1309 | 45649.769 | 55197.0204 | 56387.9206 | 55379.6435 | 54488.7012 | 53315.3994 | 52490.0465 | 57136.7643 | 50421.9855 | 43286.3091 | 48322.085 | 40895.4146
P5 |  |  |  | 50738.1339 | 39210.6574 | 43277.2816 | 27428.5799 | 29793.7437 | 18375.2212 | 31032.8952 | 29116.4589 | 29129.318 | 27675.3584 | 28571.3884 | 26907.9567 | 32570.6063 | 29103.7632 | 24084.112 | 26431.5653 | 18762.5164
P95 |  |  |  | 264598.2121 | 223499.0654 | 160590.4703 | 126972.5692 | 106400.9022 | 90831.2075 | 89168.7796 | 107481.5299 | 85693.1271 | 82711.0033 | 87120.5428 | 88005.3317 | 87655.9136 | 84138.0405 | 67435.6632 | 73116.7054 | 63764.5449
STARTS - Number Starts
MEAN |  |  |  | 105.44 | 94.46 | 93 | 78.37 | 64.08 | 50.88 | 51.38 | 55.96 | 51.8 | 51.17 | 49.41 | 48.43 | 46.9 | 47.96 | 41.22 | 43.92 | 38.23
P5 |  |  |  | 81.5 | 71 | 69.5 | 62 | 45 | 35.5 | 38.5 | 41 | 40 | 36.5 | 35.5 | 34 | 33 | 35 | 29.5 | 35 | 28
P95 |  |  |  | 128 | 122.5 | 118.5 | 97.5 | 81 | 68.5 | 64.5 | 74 | 66.5 | 63 | 65.5 | 66 | 59 | 63.5 | 53 | 55 | 49
VOMCOSTS - VOM Costs
MEAN |  |  |  | 16066.9347 | 12934.3869 | 10736.8178 | 7808.3871 | 6349.9852 | 4699.9715 | 5054.6541 | 5226.5832 | 4929.7006 | 4821.2482 | 4671.22 | 4553.8507 | 4903.47 | 4635.6938 | 3988.6805 | 4519.416 | 3939.0759
P5 |  |  |  | 9562.635 | 7893.27 | 6614.343 | 5140.7256 | 4209.0147 | 2972.0509 | 3738.2728 | 3867.8744 | 3686.9472 | 3472.042 | 3346.36 | 3049.3971 | 3487.77 | 3427.0648 | 2990.115 | 3510.364 | 2722.7294
P95 |  |  |  | 22478.742 | 18919.215 | 14871.464 | 10579.3044 | 9262.0832 | 7183.4126 | 6747.4088 | 7240.4722 | 6365.088 | 6271.6815 | 6020.96 | 6440.4279 | 6126.12 | 6330.9136 | 5156.2872 | 5741.648 | 5139.6977
15612: New 2022JAN LM2500_A #16
CAPACITYFACTOR - Net Generation Capacity Factor
MEAN |  |  |  | 0.20778 | 0.16186 | 0.13354 | 0.095145 | 0.075907 | 0.055209 | 0.058122 | 0.059544 | 0.055233 | 0.052865 | 0.050969 | 0.048532 | 0.0511 | 0.047523 | 0.040034 | 0.042716 | 0.03651
P5 |  |  |  | 0.12532 | 0.091676 | 0.085768 | 0.064001 | 0.050907 | 0.035787 | 0.043117 | 0.043142 | 0.041538 | 0.040064 | 0.038124 | 0.033318 | 0.037181 | 0.036087 | 0.028623 | 0.033777 | 0.025079
P95 |  |  |  | 0.28656 | 0.23751 | 0.18526 | 0.12934 | 0.10921 | 0.083854 | 0.07828 | 0.083086 | 0.069396 | 0.068163 | 0.066289 | 0.068282 | 0.06327 | 0.064641 | 0.052175 | 0.053646 | 0.048561
CO2EMISSIONS - CO2 Emissions
MEAN |  |  |  | 11712.8776 | 9189.3651 | 7550.5801 | 5366.611 | 4273.42 | 3090.7272 | 3299.3184 | 3341.5881 | 3094.4134 | 2959.5325 | 2809.1197 | 2699.7115 | 2863.6339 | 2648.7308 | 2229.4885 | 2425.7518 | 2063.8318
P5 |  |  |  | 7069.0046 | 5224.6832 | 4823.4772 | 3610.7825 | 2854.8183 | 1979.2909 | 2439.8983 | 2413.983 | 2312.7607 | 2241.9557 | 2095.9079 | 1844.7853 | 2076.4054 | 2013.4441 | 1605.6759 | 1915.2285 | 1408.0276
P95 |  |  |  | 16146.0135 | 13528.9382 | 10563.55 | 7312.7847 | 6157.6 | 4694.1804 | 4440.3119 | 4653.917 | 3892.3914 | 3804.5309 | 3686.687 | 3787.4571 | 3550.9542 | 3613.6814 | 2903.7223 | 3049.0438 | 2754.8367
FUELCONSUMED - Fuel Consumed
MEAN |  |  |  | 198523.3499 | 155751.9502 | 127975.934 | 90959.5081 | 72430.8468 | 52385.207 | 55920.651 | 56637.0861 | 52447.6846 | 50161.5678 | 47612.1992 | 45757.8213 | 48536.1677 | 44893.7423 | 37787.9401 | 41114.4374 | 34980.2006
P5 |  |  |  | 119813.6374 | 88553.952 | 81753.8502 | 61199.703 | 48386.75 | 33547.3035 | 41354.2088 | 40914.9655 | 39199.3344 | 37999.2492 | 35523.863 | 31267.5468 | 35193.312 | 34126.1713 | 27214.8455 | 32461.5 | 23864.8754
P95 |  |  |  | 273661.2455 | 229304.0365 | 179043.2209 | 123945.5038 | 104366.1018 | 79562.3789 | 75259.5229 | 78879.9492 | 65972.736 | 64483.5744 | 62486.2195 | 64194.1879 | 60185.664 | 61248.8373 | 49215.6317 | 51678.708 | 46692.1476
FUELCOST - Fuel Cost
MEAN |  |  |  | 313098.4874 | 263735.1278 | 223275.1066 | 167949.7967 | 138200.0213 | 105014.4555 | 112480.0033 | 117071.7704 | 110527.0705 | 107556.681 | 105507.4991 | 103322.6503 | 111549.7154 | 104694.4204 | 92860.0244 | 102910.389 | 90759.5582
P5 |  |  |  | 127759.0497 | 108310.0771 | 103011.9393 | 76590.8848 | 74334.6172 | 51251.4033 | 67224.948 | 68128.8977 | 62038.1962 | 64908.2561 | 59578.3847 | 55304.8381 | 65576.7555 | 66849.6297 | 56018.6802 | 67331.891 | 51064.156
P95 |  |  |  | 538894.4825 | 477115.3644 | 361815.4049 | 285047.4656 | 274199.3024 | 196490.9062 | 188027.6425 | 199832.6034 | 165023.6957 | 160404.675 | 167315.6402 | 173321.8598 | 161447.8619 | 173702.601 | 141260.2772 | 149622.2929 | 140033.9051
NETPOS - Net Position (MWh)
MEAN |  |  |  | 19618.9474 | 15370.1647 | 12614.1087 | 8951.8264 | 7117.1118 | 5139.3316 | 5477.5836 | 5539.6211 | 5121.8442 | 4890.9485 | 4635.144 | 4447.6887 | 4710.42 | 4350.5904 | 3656.3077 | 4090.9888 | 3475.0845
P5 |  |  |  | 11834.28 | 8721 | 8054.945 | 6023 | 4754.52 | 3291.21 | 4050.76 | 4001.855 | 3828.06 | 3705.075 | 3458.32 | 3039.225 | 3415.5 | 3307.12 | 2633.27 | 3230 | 2370.84
P95 |  |  |  | 27055.26 | 22625.1142 | 17648.42 | 12198.16 | 10255.095 | 7805.59 | 7371.88 | 7715.175 | 6442.65 | 6287.4 | 6083.16 | 6239.715 | 5841 | 5935.54 | 4762.035 | 5142.16 | 4638.6
NETREVENUE - Net Revenue $
MEAN |  |  |  | 148458.8123 | 120675.4904 | 101912.2178 | 73350.4316 | 60871.5168 | 45737.4868 | 55593.6805 | 56862.4962 | 55326.5622 | 54253.139 | 52941.3187 | 52479.2297 | 57329.2624 | 50310.6671 | 43119.4287 | 48278.2532 | 41140.2517
P5 |  |  |  | 51444.8192 | 42010.3583 | 43330.4996 | 28686.1345 | 29974.5434 | 19251.2612 | 31004.8537 | 28629.3898 | 28751.0819 | 26705.3683 | 28740.7971 | 27837.2246 | 32913.3 | 28776.3633 | 23075.3562 | 26917.8917 | 18890.3368
P95 |  |  |  | 265901.073 | 223039.7021 | 160891.9226 | 129925.0765 | 105748.023 | 90278.7492 | 89894.2504 | 107161.4731 | 84245.5312 | 82243.0764 | 83947.3079 | 87248.689 | 87124.1129 | 84839.609 | 67062.3564 | 72767.8003 | 63656.0538
STARTS - Number Starts
MEAN |  |  |  | 105.85 | 94.65 | 92.67 | 78.34 | 63.68 | 50.74 | 50.96 | 55.82 | 51.69 | 50.75 | 49.05 | 47.85 | 46.75 | 47.74 | 40.95 | 43.72 | 38.41
P5 |  |  |  | 85 | 69.5 | 68.5 | 59 | 46 | 37 | 40 | 42 | 39 | 36 | 37.5 | 34.5 | 32 | 35 | 28 | 34 | 27
P95 |  |  |  | 130 | 123 | 120.5 | 97.5 | 81.5 | 68.5 | 64 | 70.5 | 66 | 63 | 64 | 63.5 | 58.5 | 63 | 52.5 | 55 | 50
VOMCOSTS - VOM Costs
MEAN |  |  |  | 16087.5369 | 12910.9384 | 10721.9924 | 7788.089 | 6334.2295 | 4676.7918 | 5039.3769 | 5207.2438 | 4916.9704 | 4793.1295 | 4635.144 | 4536.6425 | 4898.8368 | 4611.6258 | 3948.8123 | 4500.0877 | 3926.8455
P5 |  |  |  | 9704.1096 | 7325.64 | 6846.7032 | 5240.01 | 4231.5228 | 2995.0011 | 3726.6992 | 3761.7437 | 3674.9376 | 3630.9735 | 3458.32 | 3100.0095 | 3552.12 | 3505.5472 | 2843.9316 | 3553 | 2679.0492
P95 |  |  |  | 22185.3132 | 19005.0959 | 15001.157 | 10612.3992 | 9127.0346 | 7103.0869 | 6782.1296 | 7252.2645 | 6184.944 | 6161.652 | 6083.16 | 6364.5093 | 6074.64 | 6291.6724 | 5142.9978 | 5656.376 | 5241.618
15612: New 2022JAN LM2500_A #17
CAPACITYFACTOR - Net Generation Capacity Factor
MEAN |  |  |  | 0.20675 | 0.1622 | 0.1333 | 0.0949 | 0.075481 | 0.054868 | 0.057822 | 0.059392 | 0.054808 | 0.052842 | 0.050695 | 0.048502 | 0.050933 | 0.047453 | 0.040045 | 0.042476 | 0.036697
P5 |  |  |  | 0.11835 | 0.095442 | 0.081939 | 0.06154 | 0.049661 | 0.034884 | 0.042505 | 0.043247 | 0.040712 | 0.039795 | 0.036727 | 0.032058 | 0.03767 | 0.034895 | 0.029423 | 0.033143 | 0.026544
P95 |  |  |  | 0.28722 | 0.23902 | 0.1829 | 0.12863 | 0.10822 | 0.083444 | 0.078314 | 0.083962 | 0.070231 | 0.068863 | 0.066224 | 0.066501 | 0.063279 | 0.066567 | 0.051026 | 0.052432 | 0.047465
CO2EMISSIONS - CO2 Emissions
MEAN |  |  |  | 11640.1412 | 9202.7119 | 7538.9834 | 5344.1101 | 4247.9088 | 3071.4036 | 3281.4359 | 3329.783 | 3070.9835 | 2956.815 | 2792.5334 | 2697.6031 | 2853.2519 | 2644.5236 | 2232.0395 | 2413.3411 | 2073.7799
P5 |  |  |  | 6676.0503 | 5421.5775 | 4660.5637 | 3473.9528 | 2786.4848 | 1956.5404 | 2409.589 | 2429.1177 | 2282.5286 | 2234.407 | 2020.5155 | 1784.5474 | 2106.4982 | 1953.3413 | 1643.1917 | 1869.263 | 1492.2032
P95 |  |  |  | 16161.0437 | 13565.772 | 10358.0631 | 7229.1666 | 6089.2666 | 4679.0134 | 4463.0438 | 4706.8884 | 3930.1816 | 3872.4689 | 3641.4515 | 3682.0408 | 3535.9078 | 3718.8613 | 2836.1938 | 2972.4346 | 2678.3135
FUELCONSUMED - Fuel Consumed
MEAN |  |  |  | 197290.5284 | 155978.1681 | 127779.3801 | 90578.1373 | 71998.4546 | 52057.6881 | 55617.558 | 56437.0004 | 52050.5672 | 50115.5081 | 47331.0751 | 45722.087 | 48360.2011 | 44822.4339 | 37831.1786 | 40904.0869 | 35148.8111
P5 |  |  |  | 113153.3952 | 91891.1434 | 78992.6053 | 58880.5564 | 47228.5566 | 33161.7023 | 40840.492 | 41171.4857 | 38686.9248 | 37871.3056 | 34246.0262 | 30246.5657 | 35703.36 | 33107.4796 | 27850.7063 | 31682.424 | 25291.5799
P95 |  |  |  | 273915.9957 | 229928.3391 | 175560.3917 | 122528.2475 | 103207.9083 | 79305.3114 | 75644.8106 | 79777.7698 | 66613.248 | 65635.0668 | 61719.5174 | 62407.471 | 59930.64 | 63031.5477 | 48071.0822 | 50380.248 | 45395.1435
FUELCOST - Fuel Cost
MEAN |  |  |  | 311542.3783 | 264020.0417 | 223069.024 | 167172.0261 | 137574.2831 | 104386.7527 | 111760.0016 | 116705.411 | 109799.1518 | 107482.2007 | 104933.5993 | 103108.3815 | 111149.3707 | 104710.5778 | 92849.9998 | 102408.6549 | 91006.6591
P5 |  |  |  | 121845.3668 | 111637.7472 | 101535.3839 | 74051.631 | 71693.1898 | 50128.4514 | 67194.0946 | 65780.9959 | 59773.5515 | 65501.8706 | 59075.1536 | 54618.282 | 64518.4701 | 64447.8673 | 54813.6934 | 65518.3892 | 51870.5601
P95 |  |  |  | 535210.87 | 473895.0788 | 355413.5877 | 279118.7471 | 272072.169 | 196836.012 | 190043.8058 | 201891.7796 | 166180.1691 | 166639.7129 | 169838.5766 | 165684.3098 | 158802.5734 | 175228.0884 | 142042.4209 | 145201.0046 | 136959.5128
NETPOS - Net Position (MWh)
MEAN |  |  |  | 19497.1534 | 15392.8972 | 12594.7885 | 8914.2936 | 7074.6246 | 5107.1761 | 5447.8948 | 5520.0509 | 5083.0632 | 4886.4575 | 4607.776 | 4444.2153 | 4693.3425 | 4343.68 | 3660.4914 | 4070.0584 | 3491.835
P5 |  |  |  | 11177.0993 | 9058.875 | 7781.57 | 5794.76 | 4640.715 | 3253.38 | 4000.44 | 4026.945 | 3778.02 | 3692.6 | 3333.92 | 2939.985 | 3465 | 3208.4 | 2694.795 | 3152.48 | 2512.575
P95 |  |  |  | 27074.43 | 22692.07 | 17305.115 | 12058.68 | 10141.29 | 7780.37 | 7409.62 | 7802.99 | 6505.2 | 6399.675 | 6008.52 | 6066.045 | 5816.25 | 6108.3 | 4651.29 | 5012.96 | 4509.75
NETREVENUE - Net Revenue $
MEAN |  |  |  | 148751.1278 | 120969.2313 | 101795.8603 | 73327.8248 | 60811.6481 | 45702.145 | 55243.6765 | 56973.9792 | 55662.4099 | 54417.3877 | 53180.3135 | 52442.5735 | 57199.964 | 50816.2494 | 43064.6228 | 48254.2275 | 40988.8133
P5 |  |  |  | 54931.967 | 42082.1469 | 44256.8579 | 28545.6554 | 30299.8745 | 19721.3683 | 30871.579 | 29261.7029 | 28786.9926 | 27826.8249 | 27608.645 | 28008.3435 | 32731.3106 | 29030.4391 | 23424.4404 | 26889.1043 | 19415.4323
P95 |  |  |  | 265827.0576 | 223370.5528 | 163839.4026 | 124051.0658 | 104101.0062 | 90603.8244 | 89094.483 | 104523.9547 | 81573.0572 | 81057.6879 | 87566.5509 | 85653.319 | 83216.0807 | 84420.5846 | 66885.6333 | 72340.9641 | 63474.4272
STARTS - Number Starts
MEAN |  |  |  | 105.62 | 94.58 | 92.07 | 77.76 | 63.84 | 50.62 | 51.05 | 55.82 | 51.31 | 50.76 | 49.19 | 48.09 | 46.59 | 47.65 | 41.07 | 43.62 | 38.55
P5 |  |  |  | 83.5 | 70 | 68 | 61 | 46.5 | 37 | 40.5 | 41 | 39 | 38 | 35.5 | 35 | 31.5 | 35.5 | 30 | 34 | 28.5
P95 |  |  |  | 127 | 123.5 | 119.5 | 96.5 | 82.5 | 68.5 | 63.5 | 72 | 66.5 | 62 | 65.5 | 64 | 58.5 | 62 | 51 | 54.5 | 49
VOMCOSTS - VOM Costs
MEAN |  |  |  | 15987.6658 | 12930.0336 | 10705.5702 | 7755.4354 | 6296.4159 | 4647.5303 | 5012.0632 | 5188.8478 | 4879.7407 | 4788.7284 | 4607.776 | 4533.0996 | 4881.0762 | 4604.3008 | 3953.3307 | 4477.0642 | 3945.7735
P5 |  |  |  | 9165.2214 | 7609.455 | 6614.3345 | 5041.4412 | 4130.2364 | 2960.5758 | 3680.4048 | 3785.3283 | 3626.8992 | 3618.748 | 3333.92 | 2998.7847 | 3603.6 | 3400.904 | 2910.3786 | 3467.728 | 2839.2097
P95 |  |  |  | 22201.0326 | 19061.3388 | 14709.3478 | 10491.0516 | 9025.7481 | 7080.1367 | 6816.8504 | 7334.8106 | 6244.992 | 6271.6815 | 6008.52 | 6187.3659 | 6048.9 | 6474.798 | 5023.3932 | 5514.256 | 5096.0175
15612: New 2022JAN LM2500_A #18
CAPACITYFACTOR - Net Generation Capacity Factor
MEAN |  |  |  | 0.20609 | 0.1608 | 0.13251 | 0.094614 | 0.075684 | 0.054973 | 0.05774 | 0.059228 | 0.054563 | 0.052756 | 0.050513 | 0.048524 | 0.051184 | 0.04726 | 0.039826 | 0.042574 | 0.036627
P5 |  |  |  | 0.12627 | 0.095654 | 0.083761 | 0.06199 | 0.050322 | 0.034842 | 0.041542 | 0.043407 | 0.041338 | 0.03894 | 0.034779 | 0.032412 | 0.036921 | 0.034866 | 0.02962 | 0.033271 | 0.026173
P95 |  |  |  | 0.28484 | 0.23344 | 0.18175 | 0.12821 | 0.10683 | 0.083998 | 0.078728 | 0.080817 | 0.068176 | 0.068699 | 0.065246 | 0.067338 | 0.063644 | 0.06555 | 0.050756 | 0.052909 | 0.047613
CO2EMISSIONS - CO2 Emissions
MEAN |  |  |  | 11617.7057 | 9127.1787 | 7496.5956 | 5333.9239 | 4265.9792 | 3077.9869 | 3276.1318 | 3323.2751 | 3056.0185 | 2956.0601 | 2783.6371 | 2697.7537 | 2866.4927 | 2631.4512 | 2220.4847 | 2418.5505 | 2068.7293
P5 |  |  |  | 7083.4396 | 5439.412 | 4736.67 | 3496.7578 | 2839.633 | 1948.9569 | 2364.1251 | 2421.5503 | 2312.7607 | 2174.0177 | 1914.9662 | 1792.0771 | 2068.8822 | 1953.3413 | 1643.1917 | 1884.5848 | 1484.5509
P95 |  |  |  | 16037.1364 | 13203.9111 | 10297.1781 | 7251.9715 | 6036.1184 | 4709.3473 | 4478.1985 | 4532.8395 | 3809.253 | 3842.2743 | 3603.7553 | 3727.2192 | 3550.9542 | 3673.7842 | 2836.1938 | 3003.0783 | 2678.3135
FUELCONSUMED - Fuel Consumed
MEAN |  |  |  | 196910.266 | 154697.9436 | 127060.9422 | 90405.4897 | 72304.7324 | 52169.2703 | 55527.6576 | 56326.6967 | 51796.9244 | 50102.7138 | 47180.2903 | 45724.6395 | 48584.6222 | 44600.8685 | 37635.3335 | 40992.3822 | 35063.2088
P5 |  |  |  | 120058.2985 | 92193.4237 | 80282.542 | 59267.0808 | 48129.3737 | 33033.1686 | 40069.9166 | 41043.2256 | 39199.3344 | 36847.7568 | 32457.0547 | 30374.1883 | 35065.8 | 33107.4796 | 27850.7063 | 31942.116 | 25161.8795
P95 |  |  |  | 271815.8712 | 223795.1032 | 174528.4423 | 122914.7719 | 102307.0912 | 79819.4463 | 75901.669 | 76827.7879 | 64563.6096 | 65123.2924 | 61080.599 | 63173.2068 | 60185.664 | 62267.5289 | 48071.0822 | 50899.632 | 45395.1435
FUELCOST - Fuel Cost
MEAN |  |  |  | 310971.127 | 262040.8788 | 221891.687 | 166882.4495 | 138078.2719 | 104562.4371 | 111616.235 | 116374.1418 | 109217.8705 | 107470.2832 | 104709.311 | 103281.5719 | 111702.5902 | 104200.9724 | 92414.8028 | 102595.7676 | 90811.9168
P5 |  |  |  | 127000.0134 | 110838.3992 | 101171.7652 | 75398.8714 | 74022.0539 | 49247.1783 | 66739.7437 | 65180.5042 | 59218.5434 | 61510.5482 | 55388.349 | 54212.3483 | 62563.6339 | 63738.7289 | 54285.625 | 66592.0264 | 53763.2814
P95 |  |  |  | 537464.7151 | 476621.65 | 353553.5043 | 282971.1233 | 268381.2318 | 196234.968 | 187500.0094 | 199945.5486 | 165062.3055 | 165904.1854 | 164841.8747 | 167051.1326 | 162435.4362 | 171878.2668 | 141828.5291 | 146584.5157 | 135373.7294
NETPOS - Net Position (MWh)
MEAN |  |  |  | 19459.3064 | 15266.4913 | 12524.0064 | 8897.3024 | 7104.7197 | 5118.1468 | 5439.0888 | 5509.2622 | 5058.2934 | 4885.21 | 4593.0968 | 4444.4634 | 4715.1225 | 4322.2084 | 3641.5417 | 4078.844 | 3483.3309
P5 |  |  |  | 11860.9873 | 9089.4858 | 7908.72 | 5832.8 | 4729.23 | 3240.77 | 3924.96 | 4014.4 | 3828.06 | 3592.8 | 3159.76 | 2952.39 | 3403.125 | 3208.4 | 2694.795 | 3178.32 | 2499.69
P95 |  |  |  | 26865.8161 | 22085.1319 | 17203.395 | 12096.72 | 10052.775 | 7830.81 | 7434.78 | 7514.455 | 6305.04 | 6349.775 | 5946.32 | 6140.475 | 5841 | 6034.26 | 4651.29 | 5064.64 | 4509.75
NETREVENUE - Net Revenue $
MEAN |  |  |  | 148934.8544 | 121126.2537 | 101967.1731 | 73190.3387 | 61131.8764 | 45650.0001 | 55353.525 | 56911.8433 | 55500.4084 | 54759.8909 | 53111.4519 | 52722.1671 | 57566.7657 | 50664.3061 | 42957.8604 | 48554.4366 | 41369.2278
P5 |  |  |  | 53110.4879 | 42293.7622 | 43551.0947 | 28077.8218 | 30616.3279 | 18356.7811 | 31164.2489 | 29034.5103 | 28864.285 | 27632.0195 | 26789.6114 | 27573.4664 | 32919.0058 | 28334.5488 | 22097.925 | 26191.8165 | 19078.6366
P95 |  |  |  | 265964.5416 | 222360.0766 | 162906.6109 | 127283.3183 | 105604.5013 | 91403.6997 | 90268.1022 | 104490.5143 | 85281.6407 | 82564.977 | 86994.8276 | 87548.7525 | 86722.6648 | 83757.1176 | 66478.9952 | 72608.005 | 64296.1254
STARTS - Number Starts
MEAN |  |  |  | 105.26 | 93.79 | 92.11 | 77.83 | 63.7 | 50.44 | 50.96 | 55.87 | 51.06 | 50.65 | 48.87 | 47.89 | 46.71 | 47.45 | 40.99 | 43.63 | 38.23
P5 |  |  |  | 87 | 70 | 68.5 | 61.5 | 45.5 | 36.5 | 40 | 41 | 39.5 | 37.5 | 35 | 33.5 | 31.5 | 35 | 29 | 35 | 28.5
P95 |  |  |  | 131 | 120.5 | 118 | 98 | 82 | 68 | 63 | 72.5 | 65.5 | 63 | 65 | 63 | 60 | 61.5 | 52 | 54 | 48
VOMCOSTS - VOM Costs
MEAN |  |  |  | 15956.6312 | 12823.8527 | 10645.4055 | 7740.6531 | 6323.2005 | 4657.5136 | 5003.9617 | 5178.7065 | 4855.9617 | 4787.5058 | 4593.0968 | 4533.3527 | 4903.7274 | 4581.5409 | 3932.865 | 4486.7284 | 3936.1639
P5 |  |  |  | 9726.0096 | 7635.168 | 6722.412 | 5074.536 | 4209.0147 | 2949.1007 | 3610.9632 | 3773.536 | 3674.9376 | 3520.944 | 3159.76 | 3011.4378 | 3539.25 | 3400.904 | 2910.3786 | 3496.152 | 2824.6497
P95 |  |  |  | 22029.9692 | 18551.5108 | 14622.8857 | 10524.1464 | 8946.9698 | 7126.0371 | 6839.9976 | 7063.5877 | 6052.8384 | 6222.7795 | 5946.32 | 6263.2845 | 6074.64 | 6396.3156 | 5023.3932 | 5571.104 | 5096.0175
15612: New 2022JAN LM2500_A #19
CAPACITYFACTOR - Net Generation Capacity Factor
MEAN |  |  |  | 0.20651 | 0.16074 | 0.13229 | 0.0941 | 0.075711 | 0.055149 | 0.057736 | 0.059064 | 0.054603 | 0.052379 | 0.050351 | 0.048231 | 0.051005 | 0.047373 | 0.039966 | 0.042325 | 0.036431
P5 |  |  |  | 0.1259 | 0.095749 | 0.083333 | 0.060069 | 0.05148 | 0.035007 | 0.042931 | 0.042308 | 0.041056 | 0.037638 | 0.035731 | 0.032251 | 0.036841 | 0.035387 | 0.030142 | 0.031808 | 0.025779
P95 |  |  |  | 0.28599 | 0.23555 | 0.18424 | 0.12786 | 0.10687 | 0.084311 | 0.078734 | 0.081486 | 0.069773 | 0.068555 | 0.065077 | 0.067173 | 0.062239 | 0.066179 | 0.050808 | 0.053433 | 0.047071
CO2EMISSIONS - CO2 Emissions
MEAN |  |  |  | 11629.3929 | 9122.3997 | 7476.8994 | 5303.5173 | 4260.2088 | 3089.6655 | 3278.1019 | 3313.1349 | 3059.6464 | 2935.3767 | 2772.4791 | 2681.6401 | 2855.8098 | 2640.0159 | 2228.288 | 2403.2287 | 2056.9447
P5 |  |  |  | 7067.7903 | 5443.2223 | 4713.8381 | 3405.538 | 2877.5961 | 1956.5404 | 2455.053 | 2368.5789 | 2312.7607 | 2106.0796 | 1967.7409 | 1784.5474 | 2061.359 | 1975.8798 | 1680.7075 | 1800.3148 | 1461.5939
P95 |  |  |  | 16066.435 | 13387.665 | 10426.5588 | 7221.565 | 6005.748 | 4739.6813 | 4485.7758 | 4593.3782 | 3930.1816 | 3834.7256 | 3581.1376 | 3712.1597 | 3483.2453 | 3703.8356 | 2851.2002 | 3033.7219 | 2663.0088
FUELCONSUMED - Fuel Consumed
MEAN |  |  |  | 197108.3547 | 154616.9436 | 126727.1083 | 89890.1238 | 72206.9294 | 52367.2123 | 55561.0492 | 56154.8282 | 51858.4136 | 49752.1483 | 46991.1705 | 45451.527 | 48403.5552 | 44746.032 | 37767.5925 | 40732.6902 | 34863.4702
P5 |  |  |  | 119793.0552 | 92258.0055 | 79895.561 | 57720.983 | 48772.8145 | 33161.7023 | 41611.0673 | 40145.405 | 39199.3344 | 35696.2644 | 33351.5405 | 30246.5657 | 34938.288 | 33489.489 | 28486.5672 | 30513.81 | 24772.7783
P95 |  |  |  | 272312.4571 | 226909.5759 | 176721.3348 | 122399.406 | 101792.3385 | 80333.5813 | 76030.0982 | 77853.8686 | 66613.248 | 64995.3488 | 60697.248 | 62917.9615 | 59038.056 | 62776.8748 | 48325.4265 | 51419.016 | 45135.7427
FUELCOST - Fuel Cost
MEAN |  |  |  | 311485.9268 | 261964.3214 | 221391.344 | 165961.2632 | 137817.7347 | 104993.9237 | 111665.7827 | 115981.731 | 109336.4444 | 106768.604 | 104262.0499 | 102568.9945 | 111162.2313 | 104412.4821 | 92869.2493 | 102027.0355 | 90384.1554
P5 |  |  |  | 124199.5864 | 109773.5824 | 99965.666 | 72153.9941 | 72138.8431 | 49631.111 | 65297.3075 | 65544.4042 | 62298.4529 | 61989.5654 | 56142.5716 | 52989.8488 | 65226.1713 | 65147.6199 | 58798.0797 | 65141.5809 | 51225.9435
P95 |  |  |  | 533498.3546 | 472210.8147 | 357541.3609 | 277989.5883 | 266347.1862 | 195237.5806 | 186837.2727 | 202565.5009 | 165163.1299 | 159781.6256 | 165413.6015 | 169622.6129 | 161191.983 | 173488.0646 | 143136.5962 | 147451.5689 | 138796.1903
NETPOS - Net Position (MWh)
MEAN |  |  |  | 19478.7599 | 15258.5925 | 12490.9604 | 8846.5824 | 7095.1095 | 5137.5662 | 5442.3596 | 5492.4519 | 5064.2982 | 4851.0285 | 4574.6856 | 4417.9167 | 4697.55 | 4336.276 | 3654.3389 | 4053.004 | 3463.488
P5 |  |  |  | 11840.67 | 9103.5 | 7870.575 | 5680.64 | 4792.455 | 3253.38 | 4075.92 | 3926.585 | 3828.06 | 3480.525 | 3246.84 | 2939.985 | 3390.75 | 3245.42 | 2756.32 | 3036.2 | 2461.035
P95 |  |  |  | 26914.68 | 22390.082 | 17419.55 | 12046 | 10002.195 | 7881.25 | 7447.36 | 7614.815 | 6505.2 | 6337.3 | 5909 | 6115.665 | 5729.625 | 6083.62 | 4675.9 | 5116.32 | 4483.98
NETREVENUE - Net Revenue $
MEAN |  |  |  | 149225.6717 | 120740.8877 | 101839.2837 | 73495.6023 | 60986.1728 | 45830.5218 | 55260.0972 | 56880.9478 | 55374.6338 | 54750.6712 | 53329.7355 | 52414.7848 | 57383.7164 | 50581.4821 | 43156.7381 | 48503.4181 | 41060.0096
P5 |  |  |  | 52676.5337 | 41694.7329 | 43071.3092 | 28027.9592 | 29429.1277 | 20091.0539 | 30788.7217 | 29008.9478 | 29302.9658 | 27462.2611 | 28875.5342 | 27142.5054 | 32720.6408 | 28272.6768 | 22615.9207 | 26494.1861 | 19496.5203
P95 |  |  |  | 263520.3639 | 222114.7855 | 162392.5757 | 125299.2691 | 106279.908 | 91384.8168 | 88796.0947 | 106691.8995 | 82976.3629 | 82250.2241 | 88483.9721 | 85627.6195 | 87337.5179 | 82708.3596 | 65983.2968 | 72695.8516 | 63116.63
STARTS - Number Starts
MEAN |  |  |  | 104.81 | 93.99 | 92.05 | 77.5 | 63.73 | 50.68 | 50.93 | 55.55 | 51.11 | 50.7 | 48.67 | 47.9 | 46.47 | 47.73 | 40.8 | 43.37 | 38.19
P5 |  |  |  | 81 | 69.5 | 68 | 59.5 | 45.5 | 36.5 | 39.5 | 41 | 39 | 36 | 35 | 34.5 | 32 | 35 | 29 | 34 | 28.5
P95 |  |  |  | 129 | 124 | 117 | 96 | 80 | 68.5 | 63.5 | 71.5 | 65 | 63 | 65.5 | 63 | 58 | 63 | 52 | 53.5 | 48
VOMCOSTS - VOM Costs
MEAN |  |  |  | 15972.5831 | 12817.2177 | 10617.3163 | 7696.5267 | 6314.6475 | 4675.1852 | 5006.9708 | 5162.9048 | 4861.7263 | 4754.0079 | 4574.6856 | 4506.275 | 4885.452 | 4596.4526 | 3946.686 | 4458.3044 | 3913.7414
P5 |  |  |  | 9709.3494 | 7646.94 | 6689.9888 | 4942.1568 | 4265.285 | 2960.5758 | 3749.8464 | 3690.9899 | 3674.9376 | 3410.9145 | 3246.84 | 2998.7847 | 3526.38 | 3440.1452 | 2976.8256 | 3339.82 | 2780.9695
P95 |  |  |  | 22070.0376 | 18807.6689 | 14806.6175 | 10480.02 | 8901.9536 | 7171.9375 | 6851.5712 | 7157.9261 | 6244.992 | 6210.554 | 5909 | 6237.9783 | 5958.81 | 6448.6372 | 5049.972 | 5627.952 | 5066.8974
15612: New 2022JAN LM2500_A #2
CAPACITYFACTOR - Net Generation Capacity Factor
MEAN |  |  |  | 0.2072 | 0.16191 | 0.13325 | 0.095505 | 0.075939 | 0.055265 | 0.058349 | 0.059872 | 0.054725 | 0.052609 | 0.050354 | 0.048493 | 0.050864 | 0.04713 | 0.039708 | 0.042444 | 0.036603
P5 |  |  |  | 0.11978 | 0.09659 | 0.082047 | 0.064153 | 0.052327 | 0.036667 | 0.043333 | 0.043717 | 0.04108 | 0.037957 | 0.036363 | 0.032801 | 0.037091 | 0.035961 | 0.029585 | 0.033136 | 0.026444
P95 |  |  |  | 0.2884 | 0.23581 | 0.1827 | 0.12764 | 0.10627 | 0.08494 | 0.077868 | 0.081618 | 0.06862 | 0.067505 | 0.065251 | 0.067782 | 0.062549 | 0.065253 | 0.052108 | 0.053412 | 0.047197
CO2EMISSIONS - CO2 Emissions
MEAN |  |  |  | 11672.027 | 9191.2124 | 7529.3262 | 5383.6188 | 4272.2051 | 3095.7323 | 3310.5328 | 3358.8416 | 3064.7859 | 2946.2468 | 2774.1377 | 2695.1936 | 2850.694 | 2624.3892 | 2211.3308 | 2410.8896 | 2068.2702
P5 |  |  |  | 6756.8469 | 5478.4747 | 4657.7036 | 3633.5874 | 2961.1147 | 2055.1258 | 2462.6303 | 2451.8197 | 2290.0866 | 2113.6283 | 1997.8978 | 1829.7258 | 2076.4054 | 1990.9056 | 1658.198 | 1876.9239 | 1499.8555
P95 |  |  |  | 16154.854 | 13428.3416 | 10365.6737 | 7213.9633 | 5982.9702 | 4747.2648 | 4425.1572 | 4570.6762 | 3816.811 | 3789.4335 | 3603.7553 | 3772.3976 | 3513.3381 | 3643.7328 | 2873.7096 | 3018.4001 | 2663.0088
FUELCONSUMED - Fuel Consumed
MEAN |  |  |  | 197830.9655 | 155783.2608 | 127615.6981 | 91247.7757 | 72410.2567 | 52470.0393 | 56110.7262 | 56929.5191 | 51945.5232 | 49936.3871 | 47019.2829 | 45681.2478 | 48316.847 | 44481.1722 | 37480.1834 | 40862.5362 | 35055.4268
P5 |  |  |  | 114522.8285 | 92855.5037 | 78944.1291 | 61586.2274 | 50188.3844 | 34832.6408 | 41739.4965 | 41556.2659 | 38815.0272 | 35824.208 | 33862.6752 | 31012.3015 | 35193.312 | 33744.1619 | 28105.0507 | 31812.27 | 25421.2804
P95 |  |  |  | 273811.0846 | 227599.01 | 175689.3853 | 122270.5645 | 101406.274 | 80462.115 | 75002.6645 | 77469.0883 | 64691.712 | 64227.6872 | 61080.599 | 63938.9426 | 59548.104 | 61758.1831 | 48706.943 | 51159.324 | 45135.7427
FUELCOST - Fuel Cost
MEAN |  |  |  | 312099.0498 | 263516.4045 | 222630.5687 | 168034.7086 | 138109.1619 | 104959.0582 | 112686.7909 | 117305.9761 | 109504.2343 | 107095.662 | 104206.1312 | 103059.0324 | 111006.7648 | 103815.4639 | 92142.3128 | 102354.01 | 90748.9051
P5 |  |  |  | 123507.167 | 110752.2369 | 101469.3834 | 76538.1398 | 74265.5522 | 51863.7399 | 66354.4402 | 67195.6663 | 61923.2369 | 64304.5977 | 56062.9751 | 54782.8136 | 64910.1317 | 64138.0254 | 56672.9156 | 66806.7458 | 53767.064
P95 |  |  |  | 535837.13 | 468454.428 | 349599.2591 | 278611.7462 | 268036.3262 | 196613.2691 | 185755.8554 | 197657.9186 | 165249.635 | 162788.25 | 164570.4464 | 172349.9733 | 162547.1062 | 171744.8918 | 144757.5318 | 145160.5085 | 133627.7384
NETPOS - Net Position (MWh)
MEAN |  |  |  | 19550.5428 | 15373.6838 | 12578.7344 | 8980.1838 | 7115.0886 | 5147.6542 | 5496.202 | 5568.2237 | 5072.805 | 4868.9925 | 4577.4224 | 4440.2457 | 4689.135 | 4310.6088 | 3626.5296 | 4065.924 | 3482.5578
P5 |  |  |  | 11311.0392 | 9151.9495 | 7781.58 | 6061.04 | 4931.55 | 3417.31 | 4088.5 | 4064.58 | 3790.53 | 3493 | 3296.6 | 3014.415 | 3415.5 | 3270.1 | 2719.405 | 3165.4 | 2525.46
P95 |  |  |  | 27061.65 | 22462.034 | 17317.83 | 12033.32 | 9964.26 | 7893.86 | 7346.72 | 7577.18 | 6317.55 | 6262.45 | 5946.32 | 6214.905 | 5779.125 | 5984.9 | 4712.815 | 5090.48 | 4483.98
NETREVENUE - Net Revenue $
MEAN |  |  |  | 148493.8413 | 120680.6109 | 101594.287 | 73124.6653 | 60557.6116 | 45616.2015 | 55322.2742 | 56866.6679 | 55588.7402 | 54599.9136 | 53126.3731 | 52460.3064 | 57233.9006 | 50752.7593 | 43220.1811 | 48555.4662 | 41044.0641
P5 |  |  |  | 53447.8338 | 43088.7648 | 41861.1031 | 28674.3692 | 29627.667 | 18673.0549 | 30284.2886 | 27891.4661 | 28255.642 | 27556.1262 | 27175.6129 | 27619.3049 | 30777.6295 | 28685.245 | 22769.6729 | 25953.8616 | 18572.4451
P95 |  |  |  | 262903.3006 | 221418.2593 | 163776.4097 | 122766.5649 | 105836.2719 | 89437.4561 | 89881.6826 | 105469.1449 | 85096.901 | 78229.8164 | 83750.9383 | 88220.5551 | 86176.7046 | 84594.7321 | 67619.5793 | 73338.9488 | 61535.9552
STARTS - Number Starts
MEAN |  |  |  | 105.76 | 94.39 | 92.1 | 77.86 | 64.11 | 50.49 | 51.13 | 55.98 | 51.25 | 50.79 | 48.69 | 48.01 | 46.57 | 47.44 | 40.74 | 43.51 | 38.4
P5 |  |  |  | 83.5 | 70 | 69.5 | 60.5 | 46.5 | 38 | 40 | 41 | 39 | 37 | 36.5 | 34 | 32 | 34.5 | 29 | 34 | 28
P95 |  |  |  | 129 | 122 | 117 | 95.5 | 80 | 68 | 63.5 | 72.5 | 65.5 | 61.5 | 65 | 63.5 | 58 | 61.5 | 52 | 54 | 48.5
VOMCOSTS - VOM Costs
MEAN |  |  |  | 16031.4451 | 12913.8944 | 10691.9242 | 7812.7599 | 6332.4289 | 4684.3653 | 5056.5058 | 5234.1303 | 4869.8928 | 4771.6127 | 4577.4224 | 4529.0506 | 4876.7004 | 4569.2453 | 3916.652 | 4472.5164 | 3935.2903
P5 |  |  |  | 9275.0521 | 7687.6376 | 6614.343 | 5273.1048 | 4389.0795 | 3109.7521 | 3761.42 | 3820.7052 | 3638.9088 | 3423.14 | 3296.6 | 3074.7033 | 3552.12 | 3466.306 | 2936.9574 | 3481.94 | 2853.7698
P95 |  |  |  | 22190.553 | 18868.1086 | 14720.1555 | 10468.9884 | 8868.1914 | 7183.4126 | 6758.9824 | 7122.5492 | 6064.848 | 6137.201 | 5946.32 | 6339.2031 | 6010.29 | 6343.994 | 5089.8402 | 5599.528 | 5066.8974
15612: New 2022JAN LM2500_A #20
CAPACITYFACTOR - Net Generation Capacity Factor
MEAN |  |  |  | 0.20623 | 0.16117 | 0.13203 | 0.094727 | 0.075258 | 0.05463 | 0.057426 | 0.05915 | 0.054493 | 0.052401 | 0.050402 | 0.048243 | 0.050824 | 0.046824 | 0.039812 | 0.042193 | 0.036425
P5 |  |  |  | 0.12171 | 0.096348 | 0.080847 | 0.062083 | 0.050365 | 0.034575 | 0.041905 | 0.043265 | 0.040378 | 0.037986 | 0.036691 | 0.032672 | 0.036778 | 0.034194 | 0.029158 | 0.032574 | 0.025673
P95 |  |  |  | 0.28578 | 0.23758 | 0.18235 | 0.12908 | 0.10698 | 0.083787 | 0.076943 | 0.080478 | 0.06958 | 0.067871 | 0.065184 | 0.066884 | 0.062775 | 0.064027 | 0.051666 | 0.052393 | 0.047849
CO2EMISSIONS - CO2 Emissions
MEAN |  |  |  | 11635.7832 | 9150.1186 | 7463.2138 | 5335.2922 | 4235.3051 | 3060.9999 | 3261.4318 | 3319.0374 | 3056.6232 | 2929.4888 | 2778.6612 | 2682.5437 | 2848.8884 | 2608.6122 | 2218.5339 | 2395.721 | 2061.23
P5 |  |  |  | 6896.6978 | 5435.3812 | 4607.2893 | 3511.9611 | 2839.633 | 1933.79 | 2371.7024 | 2413.983 | 2259.8544 | 2121.1769 | 2020.5155 | 1814.6663 | 2046.3126 | 1908.2642 | 1628.1854 | 1838.6194 | 1453.9416
P95 |  |  |  | 16092.8562 | 13551.8484 | 10297.1781 | 7244.3699 | 6013.3406 | 4694.1804 | 4379.6933 | 4532.8395 | 3922.6236 | 3781.8849 | 3603.7553 | 3712.1597 | 3535.9078 | 3576.1171 | 2873.7096 | 2949.4519 | 2724.2274
FUELCONSUMED - Fuel Consumed
MEAN |  |  |  | 197216.6647 | 155086.7557 | 126495.1484 | 90428.6812 | 71784.8322 | 51881.3548 | 55278.5049 | 56254.8711 | 51807.1726 | 49652.3523 | 47095.9531 | 45466.8417 | 48286.2442 | 44213.7656 | 37602.2687 | 40605.4411 | 34936.1024
P5 |  |  |  | 116893.1838 | 92125.1059 | 78089.6495 | 59524.7638 | 48129.3737 | 32776.1012 | 40198.3459 | 40914.9655 | 38302.6176 | 35952.1516 | 34246.0262 | 30757.0562 | 34683.264 | 32343.4608 | 27596.362 | 31163.04 | 24643.0779
P95 |  |  |  | 272760.2742 | 229692.3465 | 174528.4423 | 122785.9304 | 101921.0267 | 79562.3789 | 74232.0892 | 76827.7879 | 66485.1456 | 64099.7436 | 61080.599 | 62917.9615 | 59930.64 | 60612.155 | 48706.943 | 49990.71 | 46173.346
FUELCOST - Fuel Cost
MEAN |  |  |  | 311272.1177 | 262525.091 | 221077.7152 | 166966.3774 | 137046.3819 | 104032.6409 | 111053.5262 | 116132.855 | 109257.4045 | 106503.8067 | 104415.8826 | 102598.2597 | 110932.6814 | 103182.0742 | 92427.5567 | 101507.0265 | 90508.0987
P5 |  |  |  | 125663.903 | 113466.8917 | 99701.0247 | 75585.9759 | 72013.9438 | 51313.7928 | 67489.9843 | 64961.3004 | 59438.7408 | 60336.2075 | 58295.4097 | 55303.9197 | 66282.4555 | 62039.9482 | 54614.9949 | 65739.7477 | 52099.354
P95 |  |  |  | 534683.6967 | 477247.2926 | 356057.3857 | 278385.7182 | 265761.6256 | 192227.3776 | 181598.3261 | 200495.982 | 164193.3846 | 164089.1247 | 169147.9664 | 168505.342 | 158754.5741 | 167528.377 | 143061.9524 | 146406.7906 | 138401.8023
NETPOS - Net Position (MWh)
MEAN |  |  |  | 19489.5115 | 15304.4833 | 12468.092 | 8899.5848 | 7053.6339 | 5089.9004 | 5414.6836 | 5502.237 | 5059.2942 | 4841.298 | 4584.8864 | 4419.4053 | 4686.165 | 4284.6948 | 3638.3424 | 4040.3424 | 3470.7036
P5 |  |  |  | 11546.73 | 9084.375 | 7692.565 | 5858.16 | 4729.23 | 3215.55 | 3937.54 | 4001.855 | 3740.49 | 3505.475 | 3333.92 | 2989.605 | 3366 | 3134.36 | 2670.185 | 3100.8 | 2448.15
P95 |  |  |  | 26960.1812 | 22669.5 | 17203.395 | 12084.04 | 10014.84 | 7805.59 | 7271.24 | 7514.455 | 6492.69 | 6249.975 | 5946.32 | 6115.665 | 5816.25 | 5873.84 | 4712.815 | 4974.2 | 4587.06
NETREVENUE - Net Revenue $
MEAN |  |  |  | 148403.1899 | 120518.0571 | 102143.596 | 73507.1825 | 60813.348 | 45853.6629 | 55058.2603 | 57222.8988 | 55639.1077 | 54489.2321 | 53296.3897 | 52493.1873 | 57334.2888 | 50671.5146 | 43265.2608 | 48377.3981 | 41462.1908
P5 |  |  |  | 51801.7988 | 40221.2 | 44487.0595 | 29314.736 | 30910.2323 | 18732.6569 | 31118.2224 | 28960.807 | 28613.5229 | 27716.2382 | 28559.0612 | 27496.8915 | 30884.0772 | 28885.9895 | 22594.6555 | 26962.5871 | 19206.8385
P95 |  |  |  | 266716.7875 | 225831.7336 | 162283.7937 | 124062.6198 | 105345.3919 | 91635.523 | 88874.4941 | 107123.2179 | 84436.712 | 81791.4128 | 87105.3013 | 86387.4082 | 88356.9366 | 83129.2126 | 66822.5393 | 71781.3678 | 62835.4936
STARTS - Number Starts
MEAN |  |  |  | 105.53 | 94.35 | 91.43 | 78.13 | 63.7 | 50.49 | 50.58 | 55.52 | 51.11 | 50.74 | 48.91 | 47.75 | 46.53 | 47.31 | 40.61 | 43.45 | 38.19
P5 |  |  |  | 84.5 | 69.5 | 68 | 60.5 | 46.5 | 37 | 39 | 40.5 | 38 | 36.5 | 37 | 34 | 31.5 | 35 | 29 | 34 | 28.5
P95 |  |  |  | 127.5 | 122 | 117 | 98 | 81.5 | 67.5 | 63 | 71.5 | 64.5 | 62.5 | 65 | 61.5 | 58 | 64 | 51 | 55 | 49
VOMCOSTS - VOM Costs
MEAN |  |  |  | 15981.3994 | 12855.766 | 10597.8782 | 7742.6388 | 6277.7342 | 4631.8094 | 4981.5089 | 5172.1028 | 4856.9224 | 4744.472 | 4584.8864 | 4507.7934 | 4873.6116 | 4541.7765 | 3929.4098 | 4444.3766 | 3921.8951
P5 |  |  |  | 9468.3186 | 7630.875 | 6538.6803 | 5096.5992 | 4209.0147 | 2926.1505 | 3622.5368 | 3761.7437 | 3590.8704 | 3435.3655 | 3333.92 | 3049.3971 | 3500.64 | 3322.4216 | 2883.7998 | 3410.88 | 2766.4095
P95 |  |  |  | 22107.3486 | 19042.38 | 14622.8857 | 10513.1148 | 8913.2076 | 7103.0869 | 6689.5408 | 7063.5877 | 6232.9824 | 6124.9755 | 5946.32 | 6237.9783 | 6048.9 | 6226.2704 | 5089.8402 | 5471.62 | 5183.3778
15612: New 2022JAN LM2500_A #21
CAPACITYFACTOR - Net Generation Capacity Factor
MEAN |  |  |  | 0.20649 | 0.1609 | 0.13241 | 0.094336 | 0.075303 | 0.054785 | 0.057885 | 0.058973 | 0.054449 | 0.05226 | 0.050508 | 0.048479 | 0.050803 | 0.047201 | 0.039937 | 0.042521 | 0.036336
P5 |  |  |  | 0.12261 | 0.097962 | 0.082079 | 0.061417 | 0.050145 | 0.035991 | 0.041744 | 0.04367 | 0.040091 | 0.037868 | 0.036297 | 0.032705 | 0.036231 | 0.034798 | 0.029523 | 0.033582 | 0.024854
P95 |  |  |  | 0.28429 | 0.23766 | 0.18095 | 0.12969 | 0.10897 | 0.083614 | 0.077971 | 0.081722 | 0.068244 | 0.069475 | 0.065316 | 0.067662 | 0.063321 | 0.065335 | 0.052035 | 0.05436 | 0.046881
CO2EMISSIONS - CO2 Emissions
MEAN |  |  |  | 11630.2176 | 9139.7268 | 7486.1549 | 5310.3588 | 4239.7088 | 3065.2467 | 3286.1339 | 3312.3781 | 3051.3326 | 2925.7093 | 2781.8277 | 2694.5912 | 2844.6754 | 2630.0989 | 2227.8378 | 2414.5669 | 2050.5168
P5 |  |  |  | 6933.3922 | 5602.7676 | 4639.3921 | 3466.3512 | 2816.8552 | 2009.6249 | 2364.1251 | 2466.9544 | 2252.2964 | 2121.1769 | 1990.3586 | 1814.6663 | 2008.6965 | 1930.8027 | 1650.6948 | 1899.9067 | 1408.0276
P95 |  |  |  | 16002.3308 | 13520.9697 | 10266.7356 | 7305.1831 | 6134.8222 | 4694.1804 | 4432.7345 | 4600.9456 | 3801.6949 | 3895.115 | 3603.7553 | 3749.8084 | 3543.431 | 3643.7328 | 2896.2191 | 3079.6874 | 2640.0518
FUELCONSUMED - Fuel Consumed
MEAN |  |  |  | 197122.3315 | 154910.6237 | 126883.9822 | 90006.0811 | 71859.4713 | 51953.3337 | 55697.1841 | 56142.0022 | 51717.5009 | 49588.2936 | 47149.6222 | 45671.0379 | 48214.8374 | 44577.9479 | 37759.9622 | 40924.8623 | 34754.5219
P5 |  |  |  | 117515.1225 | 94962.163 | 78633.764 | 58751.7149 | 47743.3092 | 34061.4385 | 40069.9166 | 41812.7861 | 38174.5152 | 35952.1516 | 33734.8915 | 30757.0562 | 34045.704 | 32725.4702 | 27977.8785 | 32201.808 | 23864.8754
P95 |  |  |  | 271225.9462 | 229168.9784 | 174012.4676 | 123816.6623 | 103980.0373 | 79562.3789 | 75131.0937 | 77982.1286 | 64435.5072 | 66018.8976 | 61080.599 | 63556.0747 | 60058.152 | 61758.1831 | 49088.4595 | 52198.092 | 44746.6415
FUELCOST - Fuel Cost
MEAN |  |  |  | 311482.289 | 262265.8565 | 221749.8533 | 166274.2404 | 137371.5904 | 104214.1865 | 112009.4679 | 116040.1839 | 109035.6899 | 106399.1083 | 104556.2403 | 103093.7461 | 110827.4652 | 104055.0261 | 92776.2667 | 102425.6017 | 90015.5032
P5 |  |  |  | 125943.8185 | 116601.9545 | 99981.6089 | 75656.4485 | 70196.4886 | 50556.0538 | 66171.215 | 67746.0331 | 61920.882 | 63628.7441 | 57707.7648 | 54273.0088 | 63778.7278 | 63139.6153 | 57362.9858 | 65593.1227 | 53175.0179
P95 |  |  |  | 539693.6919 | 474268.7411 | 353437.5755 | 282679.9007 | 266488.5534 | 196448.3877 | 186853.538 | 200979.2263 | 166059.9324 | 163232.9789 | 164817.0005 | 171917.7162 | 163811.1546 | 169385.2976 | 144736.301 | 149259.9511 | 134420.9957
NETPOS - Net Position (MWh)
MEAN |  |  |  | 19480.138 | 15287.5858 | 12506.4072 | 8857.9944 | 7060.968 | 5096.962 | 5455.6944 | 5491.1974 | 5050.5372 | 4835.0478 | 4590.1112 | 4439.2533 | 4679.235 | 4319.9872 | 3653.6006 | 4072.1256 | 3452.6646
P5 |  |  |  | 11610.63 | 9355.245 | 7749.79 | 5782.08 | 4691.295 | 3341.65 | 3924.96 | 4089.67 | 3727.98 | 3505.475 | 3284.16 | 2989.605 | 3304.125 | 3171.38 | 2707.1 | 3204.16 | 2370.84
P95 |  |  |  | 26806.05 | 22617.3907 | 17152.535 | 12185.48 | 10217.16 | 7805.59 | 7359.3 | 7627.36 | 6292.53 | 6437.1 | 5946.32 | 6177.69 | 5828.625 | 5984.9 | 4749.73 | 5193.84 | 4445.325
NETREVENUE - Net Revenue $
MEAN |  |  |  | 149081.2306 | 120774.907 | 102262.7234 | 73459.2746 | 61090.4302 | 46052.6975 | 55462.3755 | 56975.4847 | 55612.6389 | 54575.3869 | 53460.1341 | 52720.6409 | 57222.2211 | 50772.5421 | 43225.7184 | 48646.2771 | 41166.251
P5 |  |  |  | 55472.1442 | 41408.4007 | 42418.9987 | 28611.7491 | 31309.8564 | 19504.2083 | 30894.9483 | 29479.0343 | 28322.9237 | 28157.6292 | 27804.9456 | 27641.2513 | 31286.0436 | 28286.3239 | 23224.4315 | 26142.7167 | 18705.505
P95 |  |  |  | 265833.3125 | 223182.7846 | 163092.2647 | 128796.7627 | 106431.9136 | 90825.2778 | 89276.8846 | 107343.536 | 84197.6939 | 82357.3419 | 86673.5955 | 87537.9612 | 86312.3825 | 84496.4114 | 66298.5814 | 72875.3873 | 64161.2387
STARTS - Number Starts
MEAN |  |  |  | 105.4 | 93.78 | 91.94 | 77.94 | 63.29 | 50.29 | 51.11 | 55.75 | 51 | 50.34 | 48.92 | 48.07 | 46.48 | 47.62 | 40.97 | 43.61 | 38.4
P5 |  |  |  | 81 | 67 | 69.5 | 60 | 44 | 35 | 39 | 41.5 | 39 | 37.5 | 36.5 | 34 | 32.5 | 35.5 | 29 | 34 | 28
P95 |  |  |  | 129.5 | 122.5 | 115.5 | 97.5 | 81.5 | 66.5 | 65 | 72 | 63.5 | 62.5 | 65.5 | 63 | 58 | 62 | 52 | 55 | 49.5
VOMCOSTS - VOM Costs
MEAN |  |  |  | 15973.7131 | 12841.5721 | 10630.4461 | 7706.4551 | 6284.2615 | 4638.2354 | 5019.2388 | 5161.7256 | 4848.5157 | 4738.3469 | 4590.1112 | 4528.0384 | 4866.4044 | 4579.1864 | 3945.8886 | 4479.3382 | 3901.511
P5 |  |  |  | 9520.7166 | 7858.4058 | 6587.3215 | 5030.4096 | 4175.2526 | 3040.9015 | 3610.9632 | 3844.2898 | 3578.8608 | 3435.3655 | 3284.16 | 3049.3971 | 3436.29 | 3361.6628 | 2923.668 | 3524.576 | 2679.0492
P95 |  |  |  | 21980.961 | 18998.6082 | 14579.6547 | 10601.3676 | 9093.2724 | 7103.0869 | 6770.556 | 7169.7184 | 6040.8288 | 6308.358 | 5946.32 | 6301.2438 | 6061.77 | 6343.994 | 5129.7084 | 5713.224 | 5023.2172
15612: New 2022JAN LM2500_A #3
CAPACITYFACTOR - Net Generation Capacity Factor
MEAN |  |  |  | 0.20736 | 0.16246 | 0.13327 | 0.095495 | 0.076008 | 0.055339 | 0.058078 | 0.059837 | 0.054477 | 0.052746 | 0.050491 | 0.048452 | 0.050675 | 0.046777 | 0.039696 | 0.042183 | 0.036391
P5 |  |  |  | 0.12246 | 0.096482 | 0.082759 | 0.060998 | 0.051416 | 0.035962 | 0.043116 | 0.042977 | 0.040791 | 0.039379 | 0.035272 | 0.03299 | 0.037001 | 0.034837 | 0.029055 | 0.032527 | 0.026228
P95 |  |  |  | 0.2864 | 0.23626 | 0.18301 | 0.13038 | 0.10786 | 0.083833 | 0.078396 | 0.080946 | 0.068676 | 0.06859 | 0.063503 | 0.067827 | 0.062317 | 0.065375 | 0.051864 | 0.053341 | 0.047574
CO2EMISSIONS - CO2 Emissions
MEAN |  |  |  | 11682.9157 | 9220.3656 | 7538.5047 | 5386.9834 | 4276.1533 | 3096.1873 | 3300.0761 | 3355.966 | 3053.6 | 2949.5683 | 2780.6214 | 2693.3865 | 2838.3559 | 2606.3583 | 2213.4317 | 2395.4146 | 2058.0161
P5 |  |  |  | 6892.1666 | 5480.6646 | 4672.9249 | 3443.5462 | 2892.7813 | 2024.7918 | 2432.321 | 2383.7136 | 2274.9705 | 2204.2123 | 1922.5055 | 1837.2555 | 2076.4054 | 1930.8027 | 1620.6822 | 1846.2803 | 1476.8986
P95 |  |  |  | 16097.4862 | 13443.518 | 10339.7516 | 7358.3946 | 6066.4888 | 4679.0134 | 4432.7345 | 4532.8395 | 3854.6012 | 3842.2743 | 3505.7453 | 3779.9274 | 3505.8149 | 3643.7328 | 2888.716 | 3018.4001 | 2678.3135
FUELCONSUMED - Fuel Consumed
MEAN |  |  |  | 198015.5201 | 156277.3833 | 127771.2667 | 91304.8032 | 72477.1745 | 52477.7513 | 55933.4939 | 56880.7803 | 51755.9316 | 49992.6823 | 47129.1769 | 45650.6183 | 48107.7274 | 44175.5647 | 37515.7916 | 40600.2473 | 34881.6283
P5 |  |  |  | 116816.3824 | 92892.621 | 79202.1165 | 58365.1904 | 49030.1909 | 34318.5059 | 41225.7796 | 40401.9252 | 38558.8224 | 37359.5312 | 32584.8384 | 31139.9242 | 35193.312 | 32725.4702 | 27469.1898 | 31292.886 | 25032.1791
P95 |  |  |  | 272838.7492 | 227856.2381 | 175250.0265 | 124718.5526 | 102821.8438 | 79305.3114 | 75131.0937 | 76827.7879 | 65332.224 | 65123.2924 | 59419.4112 | 64066.5653 | 59420.592 | 61758.1831 | 48961.2874 | 51159.324 | 45395.1435
FUELCOST - Fuel Cost
MEAN |  |  |  | 312468.6963 | 264246.3745 | 222999.6976 | 168338.7422 | 138175.3496 | 104966.0101 | 112292.9719 | 117158.5739 | 109069.9298 | 107087.2612 | 104560.339 | 102981.2933 | 110631.5225 | 103142.4705 | 92220.4476 | 101659.8918 | 90343.802
P5 |  |  |  | 124630.8893 | 113565.6966 | 103105.87 | 74130.63 | 71604.1947 | 51763.6953 | 68091.8646 | 67567.5586 | 61889.8902 | 64238.4016 | 55648.397 | 55047.739 | 65802.8108 | 63826.0298 | 56223.9999 | 64262.2108 | 55437.2375
P95 |  |  |  | 543093.2393 | 476711.1361 | 354553.4923 | 281847.5498 | 270553.3588 | 195042.2179 | 188354.1345 | 199672.7612 | 166180.8178 | 161113.817 | 165873.0586 | 169720.328 | 160161.4791 | 168377.381 | 140542.3419 | 146589.8095 | 138329.3773
NETPOS - Net Position (MWh)
MEAN |  |  |  | 19568.4864 | 15422.1156 | 12593.9213 | 8985.8088 | 7121.664 | 5148.4108 | 5478.8416 | 5563.4566 | 5054.2902 | 4874.4815 | 4588.1208 | 4437.2685 | 4668.84 | 4280.9928 | 3629.975 | 4039.8256 | 3465.2919
P5 |  |  |  | 11540.34 | 9156.7775 | 7807.01 | 5744.04 | 4817.745 | 3366.87 | 4038.18 | 3951.675 | 3765.51 | 3642.7 | 3172.2 | 3026.82 | 3415.5 | 3171.38 | 2657.88 | 3113.72 | 2486.805
P95 |  |  |  | 26969.688 | 22484.625 | 17273.325 | 12274.24 | 10103.355 | 7780.37 | 7359.3 | 7514.455 | 6380.1 | 6349.775 | 5784.6 | 6227.31 | 5766.75 | 5984.9 | 4737.425 | 5090.48 | 4509.75
NETREVENUE - Net Revenue $
MEAN |  |  |  | 148422.2568 | 120585.4609 | 101999.3917 | 73054.3738 | 60514.3794 | 45744.9138 | 55396.2933 | 56718.917 | 55324.0331 | 54524.0654 | 53171.4511 | 52427.8427 | 57484.3793 | 50785.5574 | 43175.7663 | 48497.8574 | 40975.9625
P5 |  |  |  | 52315.9515 | 39430.6729 | 42629.0677 | 27894.3168 | 29823.1163 | 18918.5046 | 31197.903 | 28514.1685 | 29044.6841 | 27627.5626 | 26801.4353 | 26967.8458 | 32336.6409 | 29010.1401 | 22951.8262 | 26500.179 | 19467.5132
P95 |  |  |  | 263351.5258 | 223083.8596 | 162262.7571 | 126906.3679 | 105173.6743 | 91554.0979 | 89801.8786 | 106611.714 | 84692.702 | 82276.502 | 86384.0072 | 85921.0262 | 88321.3082 | 83865.8605 | 67014.0758 | 72721.4722 | 63532.7702
STARTS - Number Starts
MEAN |  |  |  | 105.02 | 94.81 | 91.87 | 78.09 | 64.08 | 50.52 | 51.16 | 55.82 | 51.21 | 50.76 | 48.9 | 48.12 | 46.27 | 47.37 | 40.71 | 43.22 | 38.29
P5 |  |  |  | 83.5 | 70 | 69 | 61 | 47 | 37.5 | 39 | 40.5 | 40 | 35.5 | 35.5 | 35 | 31.5 | 35 | 29 | 34 | 28
P95 |  |  |  | 126.5 | 120 | 118.5 | 98.5 | 82 | 68 | 64.5 | 71.5 | 65.5 | 62 | 65.5 | 64.5 | 58 | 61.5 | 52 | 54 | 48.5
VOMCOSTS - VOM Costs
MEAN |  |  |  | 16046.1588 | 12954.5771 | 10704.8331 | 7817.6537 | 6338.281 | 4685.0538 | 5040.5343 | 5229.6492 | 4852.1186 | 4776.9919 | 4588.1208 | 4526.0139 | 4855.5936 | 4537.8524 | 3920.373 | 4443.8082 | 3915.7798
P5 |  |  |  | 9463.0788 | 7691.6931 | 6635.9585 | 4997.3148 | 4287.7931 | 3063.8517 | 3715.1256 | 3714.5745 | 3614.8896 | 3569.846 | 3172.2 | 3087.3564 | 3552.12 | 3361.6628 | 2870.5104 | 3425.092 | 2810.0896
P95 |  |  |  | 22115.1442 | 18887.085 | 14682.3263 | 10678.5888 | 8991.986 | 7080.1367 | 6770.556 | 7063.5877 | 6124.896 | 6222.7795 | 5784.6 | 6351.8562 | 5997.42 | 6343.994 | 5116.419 | 5599.528 | 5096.0175
15612: New 2022JAN LM2500_A #4
CAPACITYFACTOR - Net Generation Capacity Factor
MEAN |  |  |  | 0.20823 | 0.16239 | 0.13317 | 0.0956 | 0.076018 | 0.054977 | 0.058136 | 0.059774 | 0.054615 | 0.052656 | 0.050539 | 0.048644 | 0.05077 | 0.046912 | 0.039801 | 0.042382 | 0.036583
P5 |  |  |  | 0.1248 | 0.09424 | 0.082995 | 0.063932 | 0.051639 | 0.034992 | 0.043264 | 0.043865 | 0.040527 | 0.038096 | 0.036433 | 0.032794 | 0.037009 | 0.034893 | 0.030554 | 0.03202 | 0.025893
P95 |  |  |  | 0.28875 | 0.23759 | 0.18306 | 0.12893 | 0.10692 | 0.082343 | 0.077723 | 0.081509 | 0.068197 | 0.069336 | 0.065971 | 0.068483 | 0.062542 | 0.065241 | 0.050837 | 0.053317 | 0.047271
CO2EMISSIONS - CO2 Emissions
MEAN |  |  |  | 11725.6538 | 9225.4345 | 7527.9856 | 5386.9422 | 4277.9755 | 3080.8687 | 3302.3493 | 3354.7553 | 3061.3092 | 2944.4352 | 2782.7324 | 2707.0906 | 2842.8698 | 2612.6691 | 2220.6347 | 2406.4463 | 2067.1989
P5 |  |  |  | 7026.5776 | 5379.4716 | 4686.4859 | 3587.9775 | 2923.1517 | 1964.1239 | 2462.6303 | 2466.9544 | 2259.8544 | 2121.1769 | 2005.4371 | 1822.1961 | 2083.9286 | 1938.3156 | 1703.2169 | 1823.2975 | 1469.2462
P95 |  |  |  | 16339.7623 | 13477.3099 | 10411.3375 | 7274.7765 | 5990.5628 | 4625.9289 | 4425.1572 | 4585.8109 | 3816.811 | 3842.2743 | 3626.3731 | 3802.5166 | 3505.8149 | 3636.22 | 2843.697 | 3010.7392 | 2670.6611
FUELCONSUMED - Fuel Consumed
MEAN |  |  |  | 198739.8952 | 156363.2971 | 127592.9763 | 91304.1048 | 72508.0597 | 52218.1131 | 55972.0227 | 56860.2587 | 51886.5961 | 49905.6806 | 47164.9563 | 45882.8915 | 48184.2346 | 44282.5273 | 37637.8769 | 40787.2255 | 35037.2688
P5 |  |  |  | 119094.5356 | 91177.485 | 79431.9641 | 60813.1786 | 49544.9435 | 33290.2361 | 41739.4965 | 41812.7861 | 38302.6176 | 35952.1516 | 33990.4589 | 30884.6789 | 35320.824 | 32852.8067 | 28868.0837 | 30903.348 | 24902.4787
P95 |  |  |  | 276945.124 | 228428.9809 | 176463.3474 | 123301.2964 | 101534.9622 | 78405.5753 | 75002.6645 | 77725.6085 | 64691.712 | 65123.2924 | 61463.9501 | 64449.4332 | 59420.592 | 61630.8466 | 48198.2543 | 51029.478 | 45265.4431
FUELCOST - Fuel Cost
MEAN |  |  |  | 313485.8839 | 264464.7843 | 222634.6201 | 168449.0194 | 138382.8183 | 104546.8043 | 112307.0129 | 117285.4293 | 109391.8078 | 106958.9523 | 104476.4217 | 103499.7391 | 110793.171 | 103339.8322 | 92570.9484 | 102188.7846 | 90731.6815
P5 |  |  |  | 126571.5935 | 108648.0118 | 101422.6533 | 76400.7478 | 73232.2932 | 51127.2969 | 66634.3003 | 67978.5306 | 61656.1077 | 63036.888 | 55447.9045 | 54574.7866 | 66827.7772 | 64814.6679 | 57258.1285 | 64661.2437 | 54864.997
P95 |  |  |  | 536878.2591 | 474897.7848 | 351912.6831 | 281255.0484 | 267802.5575 | 198507.1186 | 184561.6339 | 201635.0286 | 165099.5861 | 166043.4753 | 162839.838 | 170473.0977 | 161663.2625 | 171457.4977 | 143087.0755 | 147477.6651 | 137512.2506
NETPOS - Net Position (MWh)
MEAN |  |  |  | 19640.2327 | 15430.9172 | 12576.4054 | 8985.7214 | 7124.6988 | 5122.9386 | 5482.6156 | 5561.4494 | 5067.0504 | 4865.9985 | 4591.604 | 4459.8456 | 4676.265 | 4291.3584 | 3641.7878 | 4058.4304 | 3480.7539
P5 |  |  |  | 11764.3215 | 8986.5603 | 7826.08 | 5984.96 | 4868.325 | 3265.99 | 4088.5 | 4089.67 | 3740.49 | 3505.475 | 3309.04 | 3002.01 | 3427.875 | 3183.72 | 2793.235 | 3074.96 | 2473.92
P95 |  |  |  | 27381.15 | 22548.375 | 17394.12 | 12134.76 | 9976.905 | 7692.1 | 7346.72 | 7602.27 | 6317.55 | 6349.775 | 5983.64 | 6264.525 | 5766.75 | 5972.56 | 4663.595 | 5077.56 | 4496.865
NETREVENUE - Net Revenue $
MEAN |  |  |  | 148537.1497 | 120516.912 | 101597.3008 | 73228.6961 | 60919.2538 | 45643.7744 | 55137.9993 | 56701.3439 | 55557.2162 | 54503.2235 | 53119.0097 | 52698.6807 | 57261.7261 | 50601.5132 | 43454.6396 | 48158.1768 | 41373.3783
P5 |  |  |  | 51312.4098 | 41131.3408 | 43631.4882 | 28567.5599 | 30107.9787 | 18257.5916 | 30889.6937 | 28436.8846 | 28140.382 | 26584.4363 | 28497.9882 | 27226.152 | 31561.7202 | 27976.1907 | 22947.3618 | 25918.9944 | 18894.1198
P95 |  |  |  | 266983.0919 | 223706.531 | 162031.019 | 126067.0179 | 105223.3491 | 90042.8083 | 88320.0288 | 106224.9806 | 85656.5441 | 80689.5213 | 84362.8767 | 88440.9989 | 86063.0242 | 83846.7164 | 67340.3266 | 71237.2262 | 63213.122
STARTS - Number Starts
MEAN |  |  |  | 105.53 | 95.05 | 92.35 | 78.38 | 64.04 | 50.4 | 50.94 | 55.65 | 51.04 | 50.68 | 48.69 | 48.03 | 46.33 | 47.35 | 40.63 | 43.56 | 38.23
P5 |  |  |  | 82 | 72 | 68 | 60.5 | 47 | 36 | 38.5 | 40 | 39.5 | 36.5 | 33.5 | 34.5 | 31.5 | 35 | 28.5 | 34 | 28
P95 |  |  |  | 127 | 122.5 | 120.5 | 96.5 | 82 | 68 | 63.5 | 72 | 66.5 | 63 | 65 | 63 | 59 | 62.5 | 52 | 54.5 | 48.5
VOMCOSTS - VOM Costs
MEAN |  |  |  | 16104.9908 | 12961.9705 | 10689.9446 | 7817.5776 | 6340.9819 | 4661.8741 | 5044.0064 | 5227.7624 | 4864.3684 | 4768.6785 | 4591.604 | 4549.0425 | 4863.3156 | 4548.8399 | 3933.1308 | 4464.2734 | 3933.2519
P5 |  |  |  | 9646.7436 | 7548.7106 | 6652.168 | 5206.9152 | 4332.8093 | 2972.0509 | 3761.42 | 3844.2898 | 3590.8704 | 3435.3655 | 3309.04 | 3062.0502 | 3564.99 | 3374.7432 | 3016.6938 | 3382.456 | 2795.5296
P95 |  |  |  | 22452.543 | 18940.635 | 14785.002 | 10557.2412 | 8879.4454 | 6999.811 | 6758.9824 | 7146.1338 | 6064.848 | 6222.7795 | 5983.64 | 6389.8155 | 5997.42 | 6330.9136 | 5036.6826 | 5585.316 | 5081.4574
15612: New 2022JAN LM2500_A #5
CAPACITYFACTOR - Net Generation Capacity Factor
MEAN |  |  |  | 0.20817 | 0.16269 | 0.13352 | 0.095765 | 0.076172 | 0.055001 | 0.058171 | 0.060107 | 0.054744 | 0.052537 | 0.050591 | 0.048418 | 0.05082 | 0.04697 | 0.039864 | 0.042248 | 0.036427
P5 |  |  |  | 0.12508 | 0.09406 | 0.083445 | 0.062618 | 0.052002 | 0.036972 | 0.042907 | 0.044017 | 0.041282 | 0.039512 | 0.036191 | 0.032298 | 0.036546 | 0.034198 | 0.029037 | 0.032375 | 0.025811
P95 |  |  |  | 0.28913 | 0.236 | 0.18394 | 0.12936 | 0.10763 | 0.083303 | 0.078022 | 0.083277 | 0.068475 | 0.068567 | 0.063978 | 0.067815 | 0.063904 | 0.064735 | 0.051386 | 0.053602 | 0.047586
CO2EMISSIONS - CO2 Emissions
MEAN |  |  |  | 11733.2208 | 9234.3488 | 7553.9475 | 5399.5404 | 4288.1496 | 3079.6553 | 3302.9555 | 3372.6142 | 3068.5649 | 2941.8686 | 2787.1052 | 2688.5675 | 2843.1708 | 2619.7312 | 2223.1858 | 2401.8498 | 2059.3935
P5 |  |  |  | 7023.9251 | 5355.8722 | 4712.4081 | 3504.3594 | 2907.9665 | 2070.2928 | 2432.321 | 2466.9544 | 2335.4349 | 2211.761 | 1997.8978 | 1792.0771 | 2053.8358 | 1908.2642 | 1628.1854 | 1838.6194 | 1461.5939
P95 |  |  |  | 16290.6884 | 13301.8389 | 10411.3375 | 7305.1831 | 6043.711 | 4648.6794 | 4440.3119 | 4661.4843 | 3831.9271 | 3834.7256 | 3528.363 | 3757.3381 | 3573.5238 | 3621.1942 | 2866.2065 | 3072.0265 | 2678.3135
FUELCONSUMED - Fuel Consumed
MEAN |  |  |  | 198868.1496 | 156514.386 | 128033.0091 | 91517.6344 | 72680.5018 | 52197.5478 | 55982.297 | 57162.9525 | 52009.5744 | 49862.1798 | 47239.0708 | 45568.9398 | 48189.335 | 44402.2236 | 37681.1155 | 40709.3179 | 34904.9743
P5 |  |  |  | 119049.5787 | 90777.4946 | 79871.3229 | 59395.9223 | 49287.5672 | 35089.7083 | 41225.7796 | 41812.7861 | 39583.6416 | 37487.4748 | 33862.6752 | 30374.1883 | 34810.776 | 32343.4608 | 27596.362 | 31163.04 | 24772.7783
P95 |  |  |  | 276113.3633 | 225454.8968 | 176463.3474 | 123816.6623 | 102435.7793 | 78791.1765 | 75259.5229 | 79008.2093 | 64947.9168 | 64995.3488 | 59802.7622 | 63683.6974 | 60568.2 | 61376.1737 | 48579.7709 | 52068.246 | 45395.1435
FUELCOST - Fuel Cost
MEAN |  |  |  | 313520.7477 | 264874.6001 | 223589.3242 | 168701.8919 | 138607.7211 | 104481.1893 | 112437.3392 | 117727.3326 | 109566.1605 | 106987.9892 | 104776.4071 | 102859.8753 | 110773.1013 | 103555.6581 | 92614.313 | 101920.7874 | 90395.4593
P5 |  |  |  | 126567.253 | 112857.3391 | 103889.7464 | 76528.6842 | 73755.3582 | 51160.4163 | 67643.4777 | 66346.1137 | 60335.2939 | 64997.9742 | 57702.943 | 54681.3352 | 66599.3912 | 63201.9711 | 55910.8614 | 66213.3298 | 52878.3809
P95 |  |  |  | 539553.3723 | 473872.8836 | 358814.6525 | 281422.243 | 267104.058 | 194539.2676 | 188330.1181 | 197125.3236 | 165007.406 | 165508.491 | 164050.639 | 168409.7781 | 163220.802 | 171570.5366 | 143805.8665 | 146907.4811 | 136641.5024
NETPOS - Net Position (MWh)
MEAN |  |  |  | 19652.8004 | 15445.6935 | 12619.6361 | 9006.7308 | 7141.6431 | 5120.921 | 5483.622 | 5591.0556 | 5079.06 | 4861.757 | 4598.8192 | 4429.3293 | 4676.76 | 4302.958 | 3645.9715 | 4050.6784 | 3467.6112
P5 |  |  |  | 11761.5327 | 8944.125 | 7870.58 | 5845.48 | 4843.035 | 3442.53 | 4038.18 | 4089.67 | 3865.59 | 3655.175 | 3296.6 | 2952.39 | 3378.375 | 3134.36 | 2670.185 | 3100.8 | 2461.035
P95 |  |  |  | 27291.69 | 22248.75 | 17394.12 | 12185.48 | 10065.42 | 7729.93 | 7371.88 | 7727.72 | 6342.57 | 6337.3 | 5821.92 | 6190.095 | 5878.125 | 5947.88 | 4700.51 | 5180.92 | 4509.75
NETREVENUE - Net Revenue $
MEAN |  |  |  | 148381.3474 | 120513.4901 | 101709.5358 | 73367.5903 | 60975.6121 | 45648.8378 | 55364.0418 | 56559.2885 | 55468.8952 | 54260.9828 | 53313.1544 | 52533.4587 | 57210.9837 | 50622.3231 | 43187.8969 | 48520.1732 | 41154.5932
P5 |  |  |  | 50854.0544 | 39462.975 | 43602.8415 | 29295.9118 | 30025.8642 | 18760.7801 | 31253.5053 | 28332.8608 | 28984.6779 | 26861.714 | 28193.0061 | 27534.0208 | 31663.2134 | 28611.7976 | 23390.5665 | 26683.3985 | 19076.5959
P95 |  |  |  | 264822.8734 | 223062.8164 | 161532.6933 | 126901.8938 | 106356.8379 | 89995.2202 | 87372.7949 | 107141.4123 | 84830.0983 | 83202.2592 | 85187.3212 | 88273.9284 | 85974.1793 | 82166.7067 | 67282.7102 | 73043.7011 | 63490.267
STARTS - Number Starts
MEAN |  |  |  | 105.33 | 94.45 | 92.03 | 77.92 | 64.07 | 50.72 | 51.1 | 56.39 | 51.29 | 50.76 | 48.92 | 47.93 | 46.51 | 47.55 | 40.79 | 43.48 | 38.44
P5 |  |  |  | 84 | 72 | 68 | 59 | 47 | 37 | 40 | 41.5 | 40.5 | 38 | 34.5 | 34.5 | 32 | 34 | 29 | 35 | 28
P95 |  |  |  | 128.5 | 121 | 117.5 | 97 | 82.5 | 68 | 63 | 71.5 | 64.5 | 62 | 63.5 | 64 | 58 | 62.5 | 52 | 55.5 | 50
VOMCOSTS - VOM Costs
MEAN |  |  |  | 16115.2963 | 12974.3826 | 10726.6907 | 7835.8558 | 6356.0624 | 4660.0381 | 5044.9322 | 5255.5923 | 4875.8976 | 4764.5219 | 4598.8192 | 4517.9159 | 4863.8304 | 4561.1355 | 3937.6492 | 4455.7462 | 3918.4007
P5 |  |  |  | 9644.4568 | 7513.065 | 6689.993 | 5085.5676 | 4310.3012 | 3132.7023 | 3715.1256 | 3844.2898 | 3710.9664 | 3582.0715 | 3296.6 | 3011.4378 | 3513.51 | 3322.4216 | 2883.7998 | 3410.88 | 2780.9695
P95 |  |  |  | 22379.1858 | 18688.95 | 14785.002 | 10601.3676 | 8958.2238 | 7034.2363 | 6782.1296 | 7264.0568 | 6088.8672 | 6210.554 | 5821.92 | 6313.8969 | 6113.25 | 6304.7528 | 5076.5508 | 5699.012 | 5096.0175
15612: New 2022JAN LM2500_A #6
CAPACITYFACTOR - Net Generation Capacity Factor
MEAN |  |  |  | 0.20832 | 0.16261 | 0.13367 | 0.095478 | 0.07652 | 0.05518 | 0.057999 | 0.060223 | 0.054922 | 0.052592 | 0.050867 | 0.048407 | 0.051086 | 0.047224 | 0.039842 | 0.042319 | 0.036607
P5 |  |  |  | 0.12381 | 0.095246 | 0.08313 | 0.061919 | 0.050593 | 0.034987 | 0.043518 | 0.042941 | 0.041139 | 0.039276 | 0.036045 | 0.032865 | 0.037172 | 0.035255 | 0.029611 | 0.033404 | 0.026143
P95 |  |  |  | 0.28837 | 0.23843 | 0.18178 | 0.12871 | 0.10917 | 0.085326 | 0.078414 | 0.083302 | 0.069439 | 0.068217 | 0.0652 | 0.068019 | 0.063416 | 0.065734 | 0.051656 | 0.053941 | 0.047444
CO2EMISSIONS - CO2 Emissions
MEAN |  |  |  | 11736.0254 | 9230.1061 | 7554.9187 | 5383.9427 | 4305.4607 | 3089.8172 | 3293.2565 | 3379.1221 | 3075.216 | 2943.0764 | 2805.1993 | 2688.5675 | 2864.9881 | 2633.2543 | 2221.235 | 2405.0673 | 2067.3519
P5 |  |  |  | 6975.5413 | 5428.1492 | 4663.654 | 3489.1561 | 2847.2256 | 1956.5404 | 2462.6303 | 2413.983 | 2320.3188 | 2196.6637 | 1997.8978 | 1829.7258 | 2068.8822 | 1968.367 | 1650.6948 | 1907.5676 | 1476.8986
P95 |  |  |  | 16290.9105 | 13582.7429 | 10274.3462 | 7229.1666 | 6134.8222 | 4777.5987 | 4463.0438 | 4676.619 | 3899.9495 | 3812.0796 | 3603.7553 | 3764.8679 | 3581.047 | 3681.2971 | 2888.716 | 3056.7047 | 2663.0088
FUELCONSUMED - Fuel Consumed
MEAN |  |  |  | 198915.6841 | 156442.4768 | 128049.4695 | 91253.2666 | 72973.9108 | 52369.783 | 55817.9076 | 57273.2561 | 52122.3045 | 49882.6508 | 47545.7517 | 45568.9398 | 48559.1198 | 44631.4292 | 37648.0507 | 40763.8532 | 35039.8628
P5 |  |  |  | 118229.5144 | 92002.5285 | 79044.9831 | 59138.2393 | 48258.0619 | 33161.7023 | 41739.4965 | 40914.9655 | 39327.4368 | 37231.5876 | 33862.6752 | 31012.3015 | 35065.8 | 33362.1525 | 27977.8785 | 32331.654 | 25032.1791
P95 |  |  |  | 276117.127 | 230215.9809 | 174141.4612 | 122528.2475 | 103980.0373 | 80976.2499 | 75644.8106 | 79264.7294 | 66100.8384 | 64611.518 | 61080.599 | 63811.32 | 60695.712 | 62394.8654 | 48961.2874 | 51808.554 | 45135.7427
FUELCOST - Fuel Cost
MEAN |  |  |  | 313620.2677 | 264623.4455 | 223415.9807 | 168249.8885 | 139127.5534 | 104856.0605 | 112080.3716 | 118173.5713 | 109796.3382 | 107015.9987 | 105341.7326 | 102884.8393 | 111642.5607 | 104061.1871 | 92486.9495 | 102141.8426 | 90743.8052
P5 |  |  |  | 126414.3895 | 111471.703 | 100604.1845 | 70069.9047 | 72087.0224 | 50737.4294 | 66550.3688 | 66077.4526 | 62521.2239 | 63452.0093 | 57702.3173 | 54731.0711 | 65847.9471 | 62556.699 | 58377.4107 | 67358.121 | 52657.727
P95 |  |  |  | 541624.8324 | 474555.4183 | 352856.5186 | 282036.4022 | 272172.6101 | 197491.7162 | 184438.7572 | 203395.6359 | 164741.956 | 158683.6977 | 170721.3998 | 170134.7248 | 161078.5436 | 172608.5058 | 143569.7991 | 147261.9052 | 134790.378
NETPOS - Net Position (MWh)
MEAN |  |  |  | 19657.2563 | 15438.5338 | 12621.3985 | 8980.7368 | 7170.4737 | 5137.8184 | 5467.5196 | 5601.8443 | 5090.0688 | 4863.753 | 4628.6752 | 4429.3293 | 4712.6475 | 4325.17 | 3642.7722 | 4056.1048 | 3481.0116
P5 |  |  |  | 11679.4687 | 9069.112 | 7787.93 | 5820.12 | 4741.875 | 3253.38 | 4088.5 | 4001.855 | 3840.57 | 3630.225 | 3296.6 | 3014.415 | 3403.125 | 3233.08 | 2707.1 | 3217.08 | 2486.805
P95 |  |  |  | 27298.08 | 22720.8641 | 17165.25 | 12058.68 | 10217.16 | 7944.3 | 7409.62 | 7752.81 | 6455.16 | 6299.875 | 5946.32 | 6202.5 | 5890.5 | 6046.6 | 4737.425 | 5155.08 | 4483.98
NETREVENUE - Net Revenue $
MEAN |  |  |  | 148262.1669 | 120192.2289 | 101356.1877 | 73098.7677 | 61094.1236 | 45576.4549 | 55013.3113 | 56849.5509 | 55464.5451 | 54737.8824 | 53552.3901 | 52264.4019 | 57459.5175 | 50771.7846 | 43019.3075 | 48471.8101 | 40795.3402
P5 |  |  |  | 52923.9975 | 42983.3728 | 42521.7689 | 29472.4287 | 30670.9227 | 18593.9574 | 30361.5831 | 28203.9961 | 28286.0808 | 27136.8513 | 28514.2855 | 27094.3245 | 30145.4491 | 28447.3171 | 23175.8367 | 26280.5196 | 18761.3466
P95 |  |  |  | 263243.0796 | 220565.8837 | 161458.6194 | 126056.3985 | 104824.6482 | 90846.9111 | 90314.75 | 108236.3748 | 82218.9572 | 80205.7965 | 87338.6931 | 86536.9144 | 85602.9946 | 84621.6349 | 64762.2475 | 72819.1564 | 62694.9222
STARTS - Number Starts
MEAN |  |  |  | 105.75 | 94.82 | 92.54 | 78.16 | 64.41 | 50.62 | 51.07 | 56.25 | 51.4 | 50.64 | 49.18 | 48 | 46.55 | 47.82 | 40.97 | 43.25 | 38.51
P5 |  |  |  | 84 | 70 | 69.5 | 60 | 46 | 36.5 | 40 | 41 | 39.5 | 35.5 | 35.5 | 35 | 32 | 35.5 | 28.5 | 34 | 28.5
P95 |  |  |  | 129.5 | 123.5 | 118 | 97.5 | 81.5 | 68.5 | 64 | 72 | 66 | 63.5 | 64.5 | 65 | 60.5 | 62 | 52 | 53.5 | 49
VOMCOSTS - VOM Costs
MEAN |  |  |  | 16118.9502 | 12968.3684 | 10728.1887 | 7813.241 | 6381.7216 | 4675.4147 | 5030.118 | 5265.7336 | 4886.466 | 4766.4779 | 4628.6752 | 4517.9159 | 4901.1534 | 4584.6802 | 3934.194 | 4461.7153 | 3933.5431
P5 |  |  |  | 9577.1643 | 7618.0541 | 6619.7405 | 5063.5044 | 4220.2688 | 2960.5758 | 3761.42 | 3761.7437 | 3686.9472 | 3557.6205 | 3296.6 | 3074.7033 | 3539.25 | 3427.0648 | 2923.668 | 3538.788 | 2810.0896
P95 |  |  |  | 22384.4256 | 19085.5258 | 14590.4625 | 10491.0516 | 9093.2724 | 7229.313 | 6816.8504 | 7287.6414 | 6196.9536 | 6173.8775 | 5946.32 | 6326.55 | 6126.12 | 6409.396 | 5116.419 | 5670.588 | 5066.8974
15612: New 2022JAN LM2500_A #7
CAPACITYFACTOR - Net Generation Capacity Factor
MEAN |  |  |  | 0.20899 | 0.16318 | 0.1344 | 0.095851 | 0.075971 | 0.055385 | 0.058516 | 0.060355 | 0.054991 | 0.052775 | 0.05061 | 0.04854 | 0.050853 | 0.047246 | 0.040122 | 0.042608 | 0.036607
P5 |  |  |  | 0.12548 | 0.097058 | 0.084496 | 0.063063 | 0.049078 | 0.035454 | 0.043292 | 0.044692 | 0.039538 | 0.038982 | 0.034892 | 0.032423 | 0.037397 | 0.035897 | 0.029881 | 0.033513 | 0.025642
P95 |  |  |  | 0.28897 | 0.23778 | 0.18608 | 0.13098 | 0.10862 | 0.081686 | 0.078103 | 0.081889 | 0.068348 | 0.069859 | 0.066544 | 0.065172 | 0.063389 | 0.066166 | 0.052007 | 0.054057 | 0.046973
CO2EMISSIONS - CO2 Emissions
MEAN |  |  |  | 11773.0666 | 9261.2259 | 7599.8482 | 5401.1225 | 4276.7607 | 3098.7657 | 3323.5658 | 3390.4731 | 3082.1694 | 2953.7955 | 2789.3669 | 2697.7537 | 2848.5875 | 2631.7518 | 2235.491 | 2417.7845 | 2069.8006
P5 |  |  |  | 7009.8759 | 5511.5766 | 4749.0311 | 3534.766 | 2756.1144 | 1994.4579 | 2462.6303 | 2504.7911 | 2229.6223 | 2189.115 | 1907.427 | 1807.1366 | 2106.4982 | 1998.4184 | 1658.198 | 1907.5676 | 1446.2893
P95 |  |  |  | 16292.2933 | 13525.8977 | 10472.2225 | 7365.9963 | 6165.1926 | 4519.7601 | 4447.8892 | 4578.2436 | 3831.9271 | 3917.761 | 3648.9908 | 3621.8029 | 3550.9542 | 3718.8613 | 2896.2191 | 3072.0265 | 2678.3135
FUELCONSUMED - Fuel Consumed
MEAN |  |  |  | 199543.5009 | 156969.9306 | 128810.9868 | 91544.4484 | 72487.4696 | 52521.4528 | 56331.6245 | 57465.6462 | 52240.1587 | 50064.3307 | 47277.4059 | 45724.6395 | 48281.1437 | 44605.9619 | 37889.6778 | 40979.3976 | 35081.3669
P5 |  |  |  | 118811.4554 | 93416.5534 | 80492.0532 | 59911.2882 | 46713.8039 | 33804.371 | 41739.4965 | 42454.0865 | 37790.208 | 37103.644 | 32329.271 | 30629.4336 | 35703.36 | 33871.4984 | 28105.0507 | 32331.654 | 24513.3775
P95 |  |  |  | 276140.5636 | 229252.5034 | 177495.2968 | 124847.3941 | 104494.79 | 76606.1031 | 75387.9521 | 77597.3484 | 64947.9168 | 66402.7284 | 61847.3011 | 61386.4898 | 60185.664 | 63031.5477 | 49088.4595 | 52068.246 | 45395.1435
FUELCOST - Fuel Cost
MEAN |  |  |  | 314577.9237 | 265379.1149 | 224611.6875 | 168839.4996 | 138448.5992 | 105101.7213 | 113012.9154 | 118531.0252 | 110117.6444 | 107442.3786 | 104877.2041 | 103027.0418 | 111042.107 | 104132.6717 | 93044.5771 | 102584.5435 | 90821.1958
P5 |  |  |  | 124421.9664 | 112226.8837 | 100938.9872 | 74329.7641 | 69657.8941 | 51705.0526 | 67624.6793 | 67359.2253 | 60991.1205 | 61586.6034 | 55910.2675 | 53702.1235 | 65817.7568 | 64232.3179 | 57157.9308 | 65365.5627 | 56400.9867
P95 |  |  |  | 540514.8912 | 476857.2532 | 360257.3408 | 281164.879 | 273613.8811 | 194399.4232 | 186004.3375 | 201811.8686 | 166921.4957 | 164513.0625 | 163526.5436 | 165036.4916 | 161462.8869 | 171246.3547 | 143140.1377 | 147818.4923 | 135232.0344
NETPOS - Net Position (MWh)
MEAN |  |  |  | 19719.8319 | 15490.7534 | 12696.6445 | 9009.3936 | 7122.6756 | 5152.6982 | 5517.8396 | 5620.6618 | 5101.578 | 4881.4675 | 4602.5512 | 4444.4634 | 4685.67 | 4322.702 | 3666.1517 | 4077.552 | 3485.1348
P5 |  |  |  | 11744.82 | 9211.875 | 7934.16 | 5896.2 | 4590.135 | 3316.43 | 4088.5 | 4152.395 | 3690.45 | 3617.75 | 3147.32 | 2977.2 | 3465 | 3282.44 | 2719.405 | 3217.08 | 2435.265
P95 |  |  |  | 27300.7142 | 22624.875 | 17495.84 | 12286.92 | 10267.74 | 7515.56 | 7384.46 | 7589.725 | 6342.57 | 6474.525 | 6020.96 | 5966.805 | 5841 | 6108.3 | 4749.73 | 5180.92 | 4509.75
NETREVENUE - Net Revenue $
MEAN |  |  |  | 148656.2273 | 120635.7814 | 102214.8618 | 72904.7018 | 60821.2233 | 45324.414 | 55227.9143 | 56468.4551 | 55384.7937 | 54391.0925 | 53366.5198 | 52549.7246 | 57277.2463 | 50737.0555 | 43251.8739 | 48474.2488 | 41142.8731
P5 |  |  |  | 53021.0068 | 42505.1486 | 43903.9483 | 27802.9523 | 29750.2752 | 18983.622 | 30121.6108 | 28310.3091 | 27798.3147 | 26536.6191 | 28531.9602 | 26899.9612 | 31598.2963 | 28260.1833 | 23548.7804 | 26666.9727 | 18686.7579
P95 |  |  |  | 261388.2696 | 223539.4955 | 162792.4276 | 123448.4704 | 106847.2425 | 88248.304 | 89550.0832 | 106208.8806 | 83603.8952 | 79925.3608 | 87657.5845 | 86394.165 | 84549.3595 | 84209.2461 | 67191.9185 | 72358.8701 | 64059.7273
STARTS - Number Starts
MEAN |  |  |  | 106.62 | 94.55 | 92.32 | 78.29 | 64.14 | 50.94 | 51.31 | 56.46 | 51.39 | 50.99 | 48.96 | 48.18 | 46.47 | 47.86 | 41.19 | 43.63 | 38.26
P5 |  |  |  | 85.5 | 71.5 | 70 | 61.5 | 43.5 | 37 | 40.5 | 42 | 37.5 | 38.5 | 35 | 34 | 32 | 35 | 28.5 | 34.5 | 28
P95 |  |  |  | 129 | 121.5 | 118.5 | 98.5 | 82 | 68.5 | 64 | 71.5 | 66 | 62.5 | 65 | 63 | 58 | 63 | 52.5 | 55 | 49
VOMCOSTS - VOM Costs
MEAN |  |  |  | 16170.2621 | 13012.2328 | 10792.1478 | 7838.1724 | 6339.1813 | 4688.9554 | 5076.4124 | 5283.4221 | 4897.5149 | 4783.8381 | 4602.5512 | 4533.3527 | 4873.0968 | 4582.0641 | 3959.4438 | 4485.3072 | 3938.2023
P5 |  |  |  | 9630.7524 | 7737.975 | 6744.036 | 5129.694 | 4085.2202 | 3017.9513 | 3761.42 | 3903.2513 | 3542.832 | 3545.395 | 3147.32 | 3036.744 | 3603.6 | 3479.3864 | 2936.9574 | 3538.788 | 2751.8495
P95 |  |  |  | 22386.5856 | 19004.895 | 14871.464 | 10689.6204 | 9138.2886 | 6839.1596 | 6793.7032 | 7134.3415 | 6088.8672 | 6345.0345 | 6020.96 | 6086.1411 | 6074.64 | 6474.798 | 5129.7084 | 5699.012 | 5096.0175
15612: New 2022JAN LM2500_A #8
CAPACITYFACTOR - Net Generation Capacity Factor
MEAN |  |  |  | 0.2084 | 0.1627 | 0.13309 | 0.095352 | 0.075846 | 0.0554 | 0.058295 | 0.06028 | 0.05496 | 0.052883 | 0.05062 | 0.048326 | 0.050775 | 0.047263 | 0.039956 | 0.04248 | 0.036605
P5 |  |  |  | 0.12497 | 0.096701 | 0.083573 | 0.06287 | 0.050501 | 0.036528 | 0.04175 | 0.043268 | 0.040711 | 0.037594 | 0.035663 | 0.032281 | 0.036686 | 0.036083 | 0.0296 | 0.032985 | 0.025475
P95 |  |  |  | 0.28647 | 0.23488 | 0.18346 | 0.13052 | 0.10903 | 0.081781 | 0.07867 | 0.082371 | 0.07056 | 0.069085 | 0.065622 | 0.068363 | 0.063014 | 0.064677 | 0.051749 | 0.053438 | 0.047733
CO2EMISSIONS - CO2 Emissions
MEAN |  |  |  | 11741.4956 | 9233.5131 | 7520.6993 | 5373.1484 | 4270.2311 | 3100.1307 | 3311.2906 | 3384.1166 | 3081.2624 | 2960.4383 | 2788.613 | 2686.7603 | 2846.481 | 2633.4046 | 2225.7369 | 2410.43 | 2067.9641
P5 |  |  |  | 7067.1785 | 5490.1533 | 4708.6546 | 3549.9693 | 2832.0404 | 2047.5423 | 2386.8571 | 2436.685 | 2282.5286 | 2106.0796 | 1975.2801 | 1784.5474 | 2068.8822 | 2005.9313 | 1665.7011 | 1884.5848 | 1438.6369
P95 |  |  |  | 16235.8689 | 13317.078 | 10411.3375 | 7365.9963 | 6142.4148 | 4557.6775 | 4447.8892 | 4623.6476 | 3975.5299 | 3880.0176 | 3603.7553 | 3802.5166 | 3535.9078 | 3598.6557 | 2866.2065 | 3018.4001 | 2701.2704
FUELCONSUMED - Fuel Consumed
MEAN |  |  |  | 199008.4004 | 156500.2222 | 127469.4804 | 91070.3117 | 72376.7978 | 52544.5888 | 56123.5691 | 57357.9078 | 52224.7864 | 50176.921 | 47264.6276 | 45538.3104 | 48245.4403 | 44633.976 | 37724.354 | 40854.7454 | 35050.2388
P5 |  |  |  | 119782.686 | 93053.4461 | 79807.705 | 60168.9712 | 48000.6855 | 34704.1071 | 40455.2043 | 41299.7458 | 38686.9248 | 35696.2644 | 33479.3242 | 30246.5657 | 35065.8 | 33998.8348 | 28232.2228 | 31942.116 | 24383.6771
P95 |  |  |  | 275184.219 | 225713.1862 | 176463.3474 | 124847.3941 | 104108.7255 | 77248.7717 | 75387.9521 | 78366.9089 | 67381.8624 | 65763.0104 | 61080.599 | 64449.4332 | 59930.64 | 60994.1643 | 48579.7709 | 51159.324 | 45784.2447
FUELCOST - Fuel Cost
MEAN |  |  |  | 313792.798 | 264516.2144 | 222436.256 | 168022.2182 | 138209.9082 | 105175.6188 | 112780.1935 | 118288.5151 | 110231.7977 | 107567.8348 | 104823.1246 | 102862.9186 | 110846.2416 | 104214.6314 | 92711.9117 | 102194.4978 | 90738.4056
P5 |  |  |  | 128249.8672 | 110292.0168 | 102416.6568 | 78591.0597 | 72005.0441 | 52338.4776 | 66118.876 | 66456.8217 | 58419.8047 | 64375.4442 | 57399.3473 | 53520.3722 | 65933.2246 | 66905.067 | 57718.7865 | 66530.9003 | 54676.4195
P95 |  |  |  | 542051.9791 | 472991.4036 | 355302.7752 | 279226.7899 | 270515.596 | 194760.7027 | 186725.8714 | 199232.2511 | 166786.4403 | 163237.2747 | 168194.0583 | 171031.0484 | 163350.1197 | 172586.8327 | 143068.0349 | 150940.5501 | 138393.8199
NETPOS - Net Position (MWh)
MEAN |  |  |  | 19666.6776 | 15444.2793 | 12564.297 | 8962.7312 | 7111.8009 | 5154.968 | 5497.46 | 5610.124 | 5100.0768 | 4892.4455 | 4601.3072 | 4426.3521 | 4682.205 | 4325.4168 | 3650.1552 | 4065.1488 | 3482.0424
P5 |  |  |  | 11833.1188 | 9173.625 | 7862.7569 | 5921.56 | 4716.585 | 3404.7 | 3962.7 | 4039.49 | 3778.02 | 3480.525 | 3259.28 | 2939.985 | 3403.125 | 3294.78 | 2731.71 | 3178.32 | 2422.38
P95 |  |  |  | 27202.23 | 22274.25 | 17394.12 | 12286.92 | 10229.805 | 7578.61 | 7384.46 | 7664.995 | 6580.26 | 6412.15 | 5946.32 | 6264.525 | 5816.25 | 5910.86 | 4700.51 | 5090.48 | 4548.405
NETREVENUE - Net Revenue $
MEAN |  |  |  | 148004.7075 | 120351.8386 | 101684.7448 | 72968.613 | 60554.3631 | 45483.2757 | 55221.9054 | 56395.342 | 55819.3137 | 54488.8744 | 53165.7168 | 52391.4486 | 57319.3035 | 50783.0308 | 43055.6085 | 48449.4841 | 41188.083
P5 |  |  |  | 52939.8021 | 42442.8732 | 43861.6613 | 28620.9279 | 29223.4255 | 18463.4974 | 29604.9554 | 28962.9147 | 28783.3788 | 27390.0913 | 28881.5785 | 27210.1007 | 32221.757 | 28000.76 | 21958.0986 | 26159.5047 | 19017.2741
P95 |  |  |  | 265495.2851 | 223979.6815 | 162376.7525 | 128488.6264 | 106237.2533 | 91261.1214 | 89134.9178 | 102415.9633 | 85060.5802 | 82667.8088 | 87440.7208 | 85819.0301 | 86319.9819 | 84338.3995 | 67322.3679 | 73390.5433 | 63008.3669
STARTS - Number Starts
MEAN |  |  |  | 106.81 | 95.04 | 92.67 | 78.78 | 64.12 | 51.04 | 51.21 | 56.29 | 51.5 | 51.17 | 49.08 | 48.17 | 46.48 | 47.53 | 40.95 | 43.57 | 38.63
P5 |  |  |  | 85 | 71 | 68 | 61.5 | 46 | 37 | 39.5 | 41.5 | 39 | 39 | 35 | 33.5 | 31.5 | 35.5 | 29 | 34 | 28
P95 |  |  |  | 131 | 124.5 | 119.5 | 97 | 83 | 69.5 | 62 | 72 | 65.5 | 62.5 | 65.5 | 64.5 | 59.5 | 62 | 53 | 54 | 49
VOMCOSTS - VOM Costs
MEAN |  |  |  | 16126.6757 | 12973.1946 | 10679.6525 | 7797.5761 | 6329.5028 | 4691.0209 | 5057.6632 | 5273.5166 | 4896.0737 | 4794.5966 | 4601.3072 | 4514.8791 | 4869.4932 | 4584.9418 | 3942.1676 | 4471.6637 | 3934.7079
P5 |  |  |  | 9703.1574 | 7705.845 | 6683.3434 | 5151.7572 | 4197.7607 | 3098.277 | 3645.684 | 3797.1206 | 3626.8992 | 3410.9145 | 3259.28 | 2998.7847 | 3539.25 | 3492.4668 | 2950.2468 | 3496.152 | 2737.2894
P95 |  |  |  | 22305.8286 | 18710.37 | 14785.002 | 10689.6204 | 9104.5264 | 6896.5351 | 6793.7032 | 7205.0953 | 6317.0496 | 6283.907 | 5946.32 | 6389.8155 | 6048.9 | 6265.5116 | 5076.5508 | 5599.528 | 5139.6977
15612: New 2022JAN LM2500_A #9
CAPACITYFACTOR - Net Generation Capacity Factor
MEAN |  |  |  | 0.20758 | 0.16261 | 0.1335 | 0.095122 | 0.076327 | 0.055198 | 0.058159 | 0.060042 | 0.054701 | 0.052649 | 0.050894 | 0.048578 | 0.051216 | 0.04718 | 0.040001 | 0.04246 | 0.036503
P5 |  |  |  | 0.12476 | 0.10001 | 0.085631 | 0.062118 | 0.052212 | 0.034536 | 0.042242 | 0.043954 | 0.039839 | 0.03877 | 0.036079 | 0.032157 | 0.03753 | 0.035781 | 0.029464 | 0.032426 | 0.0259
P95 |  |  |  | 0.28435 | 0.24113 | 0.18366 | 0.12806 | 0.1082 | 0.081815 | 0.077437 | 0.084216 | 0.069917 | 0.068745 | 0.065555 | 0.066693 | 0.063736 | 0.066221 | 0.051704 | 0.053904 | 0.047664
CO2EMISSIONS - CO2 Emissions
MEAN |  |  |  | 11692.7882 | 9221.4013 | 7556.2356 | 5361.2898 | 4299.3867 | 3088.4522 | 3302.1978 | 3366.1063 | 3066.1463 | 2944.7371 | 2807.0088 | 2699.7115 | 2869.0506 | 2629.7984 | 2229.3384 | 2412.1154 | 2060.1587
P5 |  |  |  | 7093.5415 | 5692.8449 | 4870.9208 | 3496.7578 | 2930.7443 | 1933.79 | 2386.8571 | 2466.9544 | 2222.0642 | 2174.0177 | 1990.3586 | 1784.5474 | 2091.4518 | 1990.9056 | 1650.6948 | 1838.6194 | 1469.2462
P95 |  |  |  | 16009.9075 | 13568.5228 | 10380.895 | 7213.9633 | 6104.4518 | 4565.261 | 4394.8479 | 4714.4558 | 3922.6236 | 3857.3716 | 3633.9123 | 3712.1597 | 3581.047 | 3696.3228 | 2888.716 | 3049.0438 | 2678.3135
FUELCONSUMED - Fuel Consumed
MEAN |  |  |  | 198182.8515 | 156294.9375 | 128071.7907 | 90869.319 | 72870.9603 | 52346.6469 | 55969.4541 | 57052.6488 | 51968.5816 | 49910.7984 | 47576.4197 | 45757.8213 | 48627.9763 | 44572.8545 | 37785.3966 | 40883.3116 | 34917.9444
P5 |  |  |  | 120229.5178 | 96488.8971 | 82557.9799 | 59267.0808 | 49673.6317 | 32776.1012 | 40455.2043 | 41812.7861 | 37662.1056 | 36847.7568 | 33734.8915 | 30246.5657 | 35448.336 | 33744.1619 | 27977.8785 | 31163.04 | 24902.4787
P95 |  |  |  | 271354.3648 | 229974.963 | 175947.3727 | 122270.5645 | 103465.2847 | 77377.3055 | 74488.9476 | 79906.0298 | 66485.1456 | 65379.1796 | 61591.7338 | 62917.9615 | 60695.712 | 62649.5383 | 48961.2874 | 51678.708 | 45395.1435
FUELCOST - Fuel Cost
MEAN |  |  |  | 312588.1123 | 264280.92 | 223500.6806 | 167628.7458 | 139000.6274 | 104791.4456 | 112542.713 | 117815.3791 | 109552.1063 | 106939.0528 | 105488.4011 | 103147.151 | 111755.2553 | 104010.2263 | 92870.3018 | 102444.2803 | 90391.3251
P5 |  |  |  | 128535.5951 | 113373.6766 | 104453.7526 | 77739.5718 | 73014.3664 | 50055.0782 | 65081.5922 | 68801.4776 | 58870.8083 | 62685.2093 | 59566.0609 | 53441.6804 | 67087.6046 | 64801.8109 | 55961.1278 | 65364.7584 | 52394.1453
P95 |  |  |  | 543799.1907 | 479468.4177 | 352556.5479 | 282767.2846 | 264823.3311 | 195804.5539 | 183632.5127 | 202072.3471 | 166174.2765 | 162693.1509 | 167914.7129 | 171052.3278 | 162898.1816 | 169885.0681 | 145462.5268 | 147083.9563 | 136789.2848
NETPOS - Net Position (MWh)
MEAN |  |  |  | 19584.7953 | 15423.7817 | 12623.5756 | 8942.9504 | 7160.3577 | 5135.5486 | 5482.364 | 5580.2669 | 5075.0568 | 4866.4975 | 4631.6608 | 4447.6887 | 4719.33 | 4319.4936 | 3656.0616 | 4067.9912 | 3468.8997
P5 |  |  |  | 11879.01 | 9517.291 | 8131.8579 | 5832.8 | 4880.97 | 3215.55 | 3962.7 | 4089.67 | 3677.94 | 3592.8 | 3284.16 | 2939.985 | 3440.25 | 3270.1 | 2707.1 | 3100.8 | 2473.92
P95 |  |  |  | 26824.4618 | 22695 | 17343.26 | 12033.32 | 10166.58 | 7591.22 | 7296.4 | 7815.535 | 6492.69 | 6374.725 | 5996.08 | 6115.665 | 5890.5 | 6071.28 | 4737.425 | 5142.16 | 4509.75
NETREVENUE - Net Revenue $
MEAN |  |  |  | 148102.9711 | 119972.3565 | 101488.1495 | 72759.2822 | 60801.1875 | 45663.0169 | 55177.2817 | 56688.9762 | 55276.3061 | 54234.9716 | 53373.6723 | 52368.612 | 57547.8483 | 50583.024 | 43342.5125 | 48480.4759 | 41059.3048
P5 |  |  |  | 53856.3534 | 39682.9548 | 42119.4728 | 28365.4761 | 29436.2535 | 18784.3326 | 30931.3039 | 28158.8048 | 28638.6035 | 26901.8428 | 28738.3836 | 27073.0312 | 32747.5477 | 27337.4543 | 22583.8375 | 26581.0054 | 18548.1175
P95 |  |  |  | 261641.1198 | 220746.4544 | 161946.1469 | 125133.1137 | 104479.8046 | 87821.5719 | 86370.7903 | 106335.7163 | 85054.2396 | 82086.4657 | 87006.8777 | 88262.438 | 87144.928 | 84317.8419 | 67078.119 | 72576.4236 | 63262.5487
STARTS - Number Starts
MEAN |  |  |  | 106.45 | 94.87 | 92.88 | 78.7 | 64.3 | 51.05 | 51.2 | 56.07 | 51.65 | 50.68 | 49.25 | 48.23 | 46.85 | 47.73 | 41.12 | 43.69 | 38.2
P5 |  |  |  | 84 | 72 | 68 | 60 | 47.5 | 36 | 40 | 41.5 | 39 | 38 | 35.5 | 34 | 31 | 35.5 | 30 | 34 | 27.5
P95 |  |  |  | 127.5 | 121 | 117.5 | 100 | 82 | 69.5 | 64 | 71 | 65.5 | 62 | 65 | 65 | 59 | 63 | 51.5 | 55 | 47.5
VOMCOSTS - VOM Costs
MEAN |  |  |  | 16059.5322 | 12955.9766 | 10730.0392 | 7780.3668 | 6372.7184 | 4673.3492 | 5043.7749 | 5245.4509 | 4872.0545 | 4769.1676 | 4631.6608 | 4536.6425 | 4908.1032 | 4578.6632 | 3948.5465 | 4474.7903 | 3919.8567
P5 |  |  |  | 9740.7882 | 7994.5244 | 6912.0793 | 5074.536 | 4344.0633 | 2926.1505 | 3645.684 | 3844.2898 | 3530.8224 | 3520.944 | 3284.16 | 2998.7847 | 3577.86 | 3466.306 | 2923.668 | 3410.88 | 2795.5296
P95 |  |  |  | 21996.0586 | 19063.8 | 14741.771 | 10468.9884 | 9048.2562 | 6908.0102 | 6712.688 | 7346.6029 | 6232.9824 | 6247.2305 | 5996.08 | 6237.9783 | 6126.12 | 6435.5568 | 5116.419 | 5656.376 | 5096.0175
15612: New 2024JAN J920_A #1
CAPACITYFACTOR - Net Generation Capacity Factor
MEAN | [5 empty] | 0.64934 | 0.39631 | 0.33861 | 0.29526 | 0.26135 | 0.2698 | 0.21984 | 0.24787 | 0.24008 | 0.22918 | 0.2199 | 0.21929 | 0.20058 | 0.18984 | 0.1779
P5 | [5 empty] | 0.60947 | 0.35822 | 0.3038 | 0.2658 | 0.2353 | 0.24093 | 0.18673 | 0.21808 | 0.21246 | 0.20518 | 0.19409 | 0.19678 | 0.17455 | 0.1687 | 0.15779
P95 | [5 empty] | 0.68529 | 0.437 | 0.37413 | 0.33742 | 0.29375 | 0.29566 | 0.25846 | 0.27733 | 0.27136 | 0.26113 | 0.24293 | 0.2399 | 0.2234 | 0.21616 | 0.1989
CO2EMISSIONS - CO2 Emissions
MEAN | [5 empty] | 10608.0566 | 6331.7068 | 5393.4444 | 4680.4566 | 4202.402 | 4287.7171 | 3498.5503 | 3977.552 | 3793.0048 | 3657.7916 | 3542.8366 | 3507.9547 | 3218.5065 | 3033.6785 | 2828.5393
P5 | [5 empty] | 9961.9417 | 5731.4599 | 4837.8169 | 4213.0344 | 3743.954 | 3829.5663 | 2993.5742 | 3514.4224 | 3341.7445 | 3260.9942 | 3121.9583 | 3159.4697 | 2798.4221 | 2684.8215 | 2504.2602
P95 | [5 empty] | 11175.8281 | 7006.5224 | 5985.6224 | 5373.4576 | 4732.2109 | 4694.7717 | 4124.481 | 4413.1373 | 4316.5959 | 4154.1456 | 3914.5856 | 3810.7973 | 3596.9717 | 3475.548 | 3169.9639
FUELCONSUMED - Fuel Consumed
MEAN | [5 empty] | 179797.5688 | 107317.064 | 91414.3115 | 79329.7721 | 71227.1524 | 72673.1709 | 59297.4627 | 67416.1353 | 64288.2167 | 61996.4681 | 60048.0773 | 59456.8597 | 54550.9576 | 51418.2799 | 47941.3447
P5 | [5 empty] | 168846.4689 | 97143.3881 | 81996.8974 | 71407.363 | 63456.8482 | 64907.9037 | 50738.5466 | 59566.4808 | 56639.7376 | 55271.0881 | 52914.5476 | 53550.3341 | 47430.8833 | 45505.449 | 42445.0886
P95 | [5 empty] | 189420.8154 | 118754.617 | 101451.2278 | 91075.553 | 80206.9643 | 79572.4021 | 69906.457 | 74798.938 | 73162.6426 | 70409.2472 | 66348.9083 | 64589.7843 | 60965.6219 | 58907.5937 | 53728.2023
FUELCOST - Fuel Cost
MEAN | [5 empty] | 288751.5238 | 187273.4364 | 165734.2999 | 150142.6324 | 137814.177 | 146306.1348 | 123014.6077 | 141867.0004 | 138827.2514 | 136527.8682 | 135203.9412 | 136221.6732 | 130926.3092 | 126932.9542 | 122586.5776
P5 | [5 empty] | 205758.4147 | 126203.5134 | 116805.3144 | 101851.5477 | 101348.1149 | 103469.1927 | 83831.6809 | 107117.1255 | 97021.754 | 97769.1046 | 93230.0595 | 100995.3115 | 94196.1032 | 96242.9342 | 88334.3486
P95 | [5 empty] | 370378.6922 | 252281.5367 | 245159.7301 | 239736.3452 | 193380.5211 | 210110.1653 | 180256.049 | 198070.8961 | 206033.0166 | 185161.359 | 184003.8868 | 176964.7776 | 174236.9851 | 173595.0422 | 163995.4674
NETPOS - Net Position (MWh)
MEAN | [5 empty] | 21608.3157 | 13164.2595 | 11204.7893 | 9715.9704 | 8716.9864 | 8887.2408 | 7246.201 | 8314.5694 | 7923.6056 | 7635.0822 | 7389.3149 | 7310.9015 | 6703.9535 | 6314.7731 | 5882.7697
P5 | [5 empty] | 20229.3258 | 11916.7951 | 10052.9952 | 8741.4666 | 7768.3438 | 7936.3635 | 6201.9952 | 7348.2605 | 6982.3332 | 6809.3 | 6514.1632 | 6586.3984 | 5830.51 | 5590.35 | 5209.45
P95 | [5 empty] | 22804.3638 | 14565.9058 | 12437.3712 | 11140.8691 | 9812.0262 | 9724.0677 | 8532.042 | 9218.7043 | 9015.4482 | 8670.9867 | 8159.0721 | 7942.591 | 7489.4664 | 7218.1295 | 6591.28
NETREVENUE - Net Revenue $
MEAN | [5 empty] | -84421.1163 | 14247.5719 | 8521.6308 | -169.2366 | 8748.2904 | 9228.2798 | 17813.5413 | 10707.9823 | 11880.4888 | 11812.8335 | 15347.7075 | 11658.7258 | 9015.8011 | 9627.6932 | 5757.6071
P5 | [5 empty] | -124130.6699 | -23600.4147 | -17287.7129 | -25595.0932 | -11912.9784 | -11599.1863 | 536.1238 | -8086.7583 | -5806.2404 | -6810.1685 | -2319.0317 | -5889.5468 | -5648.2709 | -2896.0847 | -7465.1231
P95 | [5 empty] | -44140.9084 | 51945.2741 | 46061.6055 | 33553.8377 | 34881.2422 | 36916.6369 | 34649.5433 | 31347.0649 | 32313.6218 | 36715.607 | 35778.2475 | 37272.8746 | 26092.5207 | 22785.5208 | 20323.1977
STARTS - Number Starts
MEAN | [5 empty] | 65.59 | 181.65 | 182.81 | 167.13 | 176.23 | 180.66 | 143.78 | 179.73 | 174.49 | 171.91 | 163.51 | 166.43 | 153.29 | 152.08 | 143.04
P5 | [5 empty] | 51.5 | 153 | 158.5 | 142 | 150.5 | 154.5 | 124 | 155.5 | 151.5 | 150.5 | 138 | 138.5 | 130 | 127.5 | 117.5
P95 | [5 empty] | 80.5 | 214 | 208 | 192 | 199 | 204.5 | 160.5 | 203.5 | 198 | 199 | 184 | 188.5 | 173.5 | 174 | 168
VOMCOSTS - VOM Costs
MEAN | [5 empty] | 11884.5736 | 7371.9853 | 6386.7299 | 5635.2628 | 5143.022 | 5332.3445 | 4492.6447 | 5238.1787 | 5071.1076 | 4962.8034 | 4950.841 | 4971.413 | 4625.7279 | 4483.4889 | 4235.5942
P5 | [5 empty] | 11126.1292 | 6673.4053 | 5730.2073 | 5070.0506 | 4583.3228 | 4761.8181 | 3845.237 | 4629.4041 | 4468.6933 | 4426.045 | 4364.4893 | 4478.7509 | 4023.0519 | 3969.1485 | 3750.804
P95 | [5 empty] | 12542.4001 | 8156.9072 | 7089.3016 | 6461.7041 | 5789.0955 | 5834.4406 | 5289.8661 | 5807.7837 | 5769.8868 | 5636.1414 | 5466.5783 | 5400.9618 | 5167.7318 | 5124.872 | 4745.7216
15612: New 2024JAN J920_A #2
CAPACITYFACTOR - Net Generation Capacity Factor
MEAN | [5 empty] | 0.65249 | 0.3951 | 0.33924 | 0.29636 | 0.26146 | 0.26914 | 0.22004 | 0.24668 | 0.23899 | 0.22706 | 0.21724 | 0.21871 | 0.19996 | 0.18871 | 0.17606
P5 | [5 empty] | 0.60743 | 0.3529 | 0.30663 | 0.26592 | 0.23456 | 0.24826 | 0.18953 | 0.21836 | 0.21232 | 0.20259 | 0.19295 | 0.19753 | 0.17743 | 0.16725 | 0.15564
P95 | [5 empty] | 0.68627 | 0.4371 | 0.3734 | 0.3385 | 0.29459 | 0.29485 | 0.25645 | 0.27601 | 0.27017 | 0.25428 | 0.23866 | 0.24018 | 0.22261 | 0.21659 | 0.1947
CO2EMISSIONS - CO2 Emissions
MEAN | [5 empty] | 10645.3231 | 6314.7584 | 5416.4236 | 4705.4648 | 4213.6405 | 4278.5036 | 3494.0786 | 3966.544 | 3778.5001 | 3625.4336 | 3489.8391 | 3507.6209 | 3195.1319 | 3017.2496 | 2801.4297
P5 | [5 empty] | 9894.9908 | 5659.6793 | 4867.3301 | 4194.1418 | 3754.0478 | 3944.4571 | 2993.8903 | 3504.5959 | 3372.1485 | 3233.5662 | 3116.6061 | 3160.6673 | 2817.0176 | 2646.7075 | 2467.6818
P95 | [5 empty] | 11127.5781 | 7010.5035 | 5956.8196 | 5359.194 | 4741.0968 | 4679.4184 | 4073.8116 | 4434.8117 | 4269.0497 | 4039.124 | 3826.3121 | 3860.0101 | 3587.5171 | 3454.7037 | 3114.0083
FUELCONSUMED - Fuel Consumed
MEAN | [5 empty] | 180429.2044 | 107029.8033 | 91803.7898 | 79753.6414 | 71417.6359 | 72517.0109 | 59221.6706 | 67229.5596 | 64042.3746 | 61448.0275 | 59149.8157 | 59451.2023 | 54154.778 | 51139.8233 | 47481.8595
P5 | [5 empty] | 167711.7081 | 95926.7679 | 82497.1202 | 71087.1498 | 63627.9287 | 66855.2059 | 50743.9034 | 59399.9311 | 57155.0593 | 54806.2063 | 52823.8327 | 53570.6326 | 47746.0612 | 44859.4496 | 41825.1159
P95 | [5 empty] | 188603.018 | 118822.0924 | 100963.0433 | 90833.7961 | 80357.5733 | 79312.176 | 69047.6544 | 75166.2997 | 72356.774 | 68459.7287 | 64852.7472 | 65423.8995 | 60805.3748 | 58554.2999 | 52779.8021
FUELCOST - Fuel Cost
MEAN | [5 empty] | 289698.0824 | 186800.7935 | 166470.6498 | 150705.9699 | 138156.488 | 145894.2959 | 122660.1352 | 141422.1877 | 138202.8753 | 135198.9257 | 133060.0372 | 135921.4274 | 129874.4043 | 126240.9519 | 121283.9469
P5 | [5 empty] | 203402.9213 | 126151.1479 | 116585.5982 | 104344.5063 | 102758.9451 | 102755.1105 | 84638.7407 | 106053.1115 | 97166.3618 | 98097.8152 | 95670.3621 | 99943.608 | 94138.8867 | 93503.572 | 89933.8098
P95 | [5 empty] | 375015.3719 | 248588.1469 | 245775.0071 | 239602.89 | 195422.5834 | 210574.3139 | 178245.3715 | 195554.9387 | 204925.5467 | 183670.095 | 181169.6497 | 177332.8244 | 171250.5395 | 171244.6992 | 159879.7023
NETPOS - Net Position (MWh)
MEAN | [5 empty] | 21682.0392 | 13128.7697 | 11252.6004 | 9767.6838 | 8740.2636 | 8868.0274 | 7236.9709 | 8291.7054 | 7893.4524 | 7567.8674 | 7279.0139 | 7310.5745 | 6655.1085 | 6280.7504 | 5826.582
P5 | [5 empty] | 20131.5018 | 11766.6148 | 10113.6253 | 8708.9794 | 7789.2214 | 8178.64 | 6201.3186 | 7328.4288 | 7046.1537 | 6748.3908 | 6501.3225 | 6584.8674 | 5869.0591 | 5510.77 | 5132.03
P95 | [5 empty] | 22744.2005 | 14574.0379 | 12377.2619 | 11109.5459 | 9820.7648 | 9689.6967 | 8436.7 | 9273.0141 | 8913.8415 | 8432.9425 | 7980.7427 | 8042.6142 | 7467.345 | 7186.2402 | 6471.3302
NETREVENUE - Net Revenue $
MEAN | [5 empty] | -85298.2833 | 14560.1629 | 9130.0471 | -689.1127 | 8736.6358 | 9142.8077 | 17717.159 | 10988.5731 | 12492.2309 | 12162.0616 | 16016.7178 | 12024.0536 | 9000.1769 | 10047.91 | 6407.4501
P5 | [5 empty] | -131241.0431 | -24636.6281 | -18864.7809 | -25607.4763 | -10526.2351 | -10476.7452 | -428.9643 | -9029.4396 | -6688.707 | -6762.1701 | -3515.0887 | -5087.0425 | -7977.8679 | -1770.4283 | -8592.3932
P95 | [5 empty] | -44345.4052 | 52370.9409 | 45899.087 | 33648.4895 | 34430.4733 | 36110.3879 | 35308.9165 | 30608.477 | 33164.6209 | 35674.5923 | 36285.9093 | 36288.8473 | 26915.3541 | 23808.3677 | 19843.8149
STARTS - Number Starts
MEAN | [5 empty] | 65.92 | 181.29 | 181.54 | 164.54 | 174.62 | 180.01 | 143.66 | 179.4 | 172.84 | 171.17 | 160.53 | 164.72 | 151.17 | 148.31 | 140.43
P5 | [5 empty] | 54 | 154 | 156.5 | 137.5 | 150 | 157 | 124 | 153 | 147 | 149 | 138.5 | 136 | 128 | 128 | 112.5
P95 | [5 empty] | 78.5 | 215.5 | 206 | 190 | 199 | 202 | 163 | 202.5 | 198 | 194 | 189 | 192 | 170 | 168.5 | 165.5
VOMCOSTS - VOM Costs
MEAN | [5 empty] | 11925.1216 | 7352.111 | 6413.9822 | 5665.2566 | 5156.7555 | 5320.8164 | 4486.9219 | 5223.7744 | 5051.8095 | 4919.1138 | 4876.9393 | 4971.1907 | 4592.0249 | 4459.3328 | 4195.139
P5 | [5 empty] | 11072.326 | 6589.3043 | 5764.7664 | 5051.208 | 4595.6406 | 4907.184 | 3844.8176 | 4616.9101 | 4509.5384 | 4386.454 | 4355.8861 | 4477.7098 | 4049.6508 | 3912.6467 | 3695.0616
P95 | [5 empty] | 12509.3103 | 8161.4612 | 7055.0393 | 6443.5366 | 5794.2512 | 5813.818 | 5230.754 | 5841.9989 | 5704.8586 | 5481.4126 | 5347.0976 | 5468.9776 | 5152.4681 | 5102.2305 | 4659.3577
15612: New 2026JAN 18V50DF_NG_B #1
CAPACITYFACTOR - Net Generation Capacity Factor
MEAN | [7 empty] | 0.20203 | 0.17356 | 0.1578 | 0.16995 | 0.15106 | 0.14963 | 0.14417 | 0.13571 | 0.1331 | 0.13133 | 0.11772 | 0.11107 | 0.099963
P5 | [7 empty] | 0.16245 | 0.13406 | 0.13115 | 0.13945 | 0.12532 | 0.12353 | 0.11353 | 0.10617 | 0.10396 | 0.10712 | 0.094545 | 0.091307 | 0.081666
P95 | [7 empty] | 0.25711 | 0.23565 | 0.19719 | 0.20714 | 0.18623 | 0.17786 | 0.1818 | 0.16754 | 0.16148 | 0.15911 | 0.14207 | 0.13343 | 0.11941
CO2EMISSIONS - CO2 Emissions
MEAN | [7 empty] | 6416.1882 | 5487.3386 | 5051.7366 | 5382.5275 | 4780.0344 | 4781.9223 | 4535.434 | 4313.8728 | 4259.8316 | 4181.6728 | 3754.7179 | 3535.3575 | 3166.3328
P5 | [7 empty] | 5133.0507 | 4270.5366 | 4185.5868 | 4421.7787 | 3957.2892 | 3932.6392 | 3575.2662 | 3364.7656 | 3317.607 | 3420.4422 | 3029.8574 | 2896.033 | 2586.7257
P95 | [7 empty] | 8176.5778 | 7418.8794 | 6365.2551 | 6560.7772 | 5913.1561 | 5701.7811 | 5736.3136 | 5345.2172 | 5152.6172 | 5004.0036 | 4520.8776 | 4242.9439 | 3782.6111
FUELCONSUMED - Fuel Consumed
MEAN | [7 empty] | 105011.2639 | 89809.1431 | 82679.8138 | 88093.74 | 78232.9688 | 78263.8678 | 74229.6883 | 70603.4832 | 69719.0115 | 68439.8172 | 61452.0122 | 57861.8256 | 51822.1408
P5 | [7 empty] | 84010.649 | 69894.2163 | 68503.8755 | 72369.5363 | 64767.4169 | 64363.9802 | 58514.995 | 55069.8133 | 54297.9864 | 55981.0501 | 49588.5006 | 47398.2481 | 42335.9362
P95 | [7 empty] | 133822.878 | 121421.9207 | 104177.6618 | 107377.6952 | 96778.3324 | 93318.8395 | 93884.0201 | 87483.0964 | 84330.8866 | 81898.5865 | 73991.45 | 69442.6163 | 61908.529
FUELCOST - Fuel Cost
MEAN | [7 empty] | 196227.2827 | 175694.6656 | 163519.4778 | 180350.8688 | 163458.2982 | 167282.2398 | 163330.5066 | 158316.9177 | 159419.1091 | 159065.6935 | 149725.098 | 143900.5834 | 133849.5058
P5 | [7 empty] | 118554.0459 | 101181.7598 | 106650.4219 | 116351.1035 | 104984.7037 | 112546.2097 | 94526.6521 | 95656.4354 | 96712.187 | 102085.741 | 98652.5851 | 100635.6238 | 86331.579
P95 | [7 empty] | 353278.466 | 324954.9631 | 248375.083 | 273527.2378 | 251839.5196 | 244400.7278 | 273471.5478 | 246731.641 | 234405.2026 | 237592.2419 | 216496.0709 | 200992.2992 | 190902.7114
NETPOS - Net Position (MWh)
MEAN | [7 empty] | 12325.7833 | 10533.691 | 9690.9432 | 10318.177 | 9155.4847 | 9245.0312 | 8762.2585 | 8327.3719 | 8217.5736 | 8061.6599 | 7233.3952 | 6806.1926 | 6091.4977
P5 | [7 empty] | 9862.72 | 8199.29 | 8030.935 | 8477.345 | 7580.13 | 7604.44 | 6908.5 | 6496.38 | 6400.8 | 6594.54 | 5837.375 | 5575.2 | 4976.6
P95 | [7 empty] | 15705.305 | 14238.6601 | 12207.405 | 12569.26 | 11326.76 | 11022.08 | 11077.715 | 10317.682 | 9937.0876 | 9646.5591 | 8710 | 8168.35 | 7276.955
NETREVENUE - Net Revenue $
MEAN | [7 empty] | 36066.4272 | 21940.5973 | 32263.6092 | 31354.4667 | 33002.3471 | 35572.8003 | 36408.1642 | 36413.1479 | 41749.2759 | 35654.2459 | 30289.7124 | 30605.1299 | 25539.648
P5 | [7 empty] | 2748.4231 | -5651.164 | 8770.6982 | 4349.339 | 6684.806 | 10491.2357 | 11524.0267 | 11988.6234 | 16839.619 | 14801.4008 | 10216.8419 | 12011.2271 | 7852.5033
P95 | [7 empty] | 83672.4092 | 61367.8676 | 66653.8381 | 72017.1063 | 61826.5701 | 61554.1626 | 67953.1304 | 70994.1077 | 70478.6048 | 65756.9547 | 52939.8571 | 52298.3113 | 46707.5808
STARTS - Number Starts
MEAN | [7 empty] | 140.08 | 125.68 | 119.56 | 125.09 | 114.2 | 116.05 | 110.53 | 107.99 | 103.38 | 103.71 | 94.88 | 90.81 | 84.04
P5 | [7 empty] | 118 | 107 | 100.5 | 107 | 98 | 97.5 | 89 | 87.5 | 82 | 83.5 | 73 | 73 | 64.5
P95 | [7 empty] | 161.5 | 149 | 137 | 146 | 129.5 | 136 | 130.5 | 127.5 | 125.5 | 125.5 | 110.5 | 107.5 | 102.5
VOMCOSTS - VOM Costs
MEAN | [7 empty] | 8874.564 | 7794.9313 | 7268.2074 | 7944.9963 | 7141.2781 | 7396.0249 | 7185.0519 | 6911.7187 | 6984.9376 | 7013.6441 | 6365.3878 | 6125.5733 | 5604.1779
P5 | [7 empty] | 7101.1584 | 6067.4746 | 6023.2013 | 6527.5557 | 5912.5014 | 6083.552 | 5664.97 | 5391.9954 | 5440.68 | 5737.2498 | 5136.89 | 5017.68 | 4578.472
P95 | [7 empty] | 11307.8196 | 10536.6085 | 9155.5537 | 9678.3302 | 8834.8728 | 8817.664 | 9083.7263 | 8563.6761 | 8446.5245 | 8392.5064 | 7664.8 | 7351.515 | 6694.7986
15612: New 2026JAN 18V50DF_NG_B #2
CAPACITYFACTOR - Net Generation Capacity Factor
MEAN | [7 empty] | 0.20248 | 0.17332 | 0.15779 | 0.17014 | 0.15149 | 0.14921 | 0.14413 | 0.13613 | 0.13333 | 0.13137 | 0.11812 | 0.11129 | 0.099593
P5 | [7 empty] | 0.15982 | 0.13301 | 0.12955 | 0.14272 | 0.12582 | 0.1217 | 0.11459 | 0.10604 | 0.10337 | 0.10726 | 0.093372 | 0.09066 | 0.079591
P95 | [7 empty] | 0.26002 | 0.23985 | 0.19711 | 0.20815 | 0.18548 | 0.17816 | 0.18149 | 0.16978 | 0.15857 | 0.16213 | 0.1434 | 0.13598 | 0.11859
CO2EMISSIONS - CO2 Emissions
MEAN | [7 empty] | 6422.3934 | 5482.0616 | 5052.3834 | 5388.7275 | 4793.0487 | 4768.8369 | 4531.9938 | 4324.0343 | 4271.4602 | 4185.9373 | 3768.8689 | 3540.9393 | 3150.5914
P5 | [7 empty] | 5052.5494 | 4190.1971 | 4161.9569 | 4518.6022 | 3980.5363 | 3884.6269 | 3583.9864 | 3369.1241 | 3287.1303 | 3403.0353 | 2955.9584 | 2898.0309 | 2508.6031
P95 | [7 empty] | 8236.3907 | 7582.7671 | 6301.6106 | 6619.8519 | 5858.6687 | 5712.5157 | 5712.1406 | 5412.3098 | 5054.7064 | 5194.2922 | 4568.5798 | 4316.8067 | 3766.3054
FUELCONSUMED - Fuel Consumed
MEAN | [7 empty] | 105112.8222 | 89722.7759 | 82690.3987 | 88195.2135 | 78445.9696 | 78049.7041 | 74173.3843 | 70769.7928 | 69909.3317 | 68509.6113 | 61683.6154 | 57953.1806 | 51564.5078
P5 | [7 empty] | 82693.1156 | 68579.3306 | 68117.1348 | 73954.2089 | 65147.8928 | 63578.1824 | 58657.7145 | 55141.1472 | 53799.186 | 55696.1592 | 48379.025 | 47430.947 | 41057.3341
P95 | [7 empty] | 134801.8118 | 124104.2071 | 103136.0163 | 108344.5475 | 95886.5573 | 93494.5281 | 93488.3896 | 88581.1747 | 82728.4184 | 85012.9662 | 74772.1731 | 70651.501 | 61641.6593
FUELCOST - Fuel Cost
MEAN | [7 empty] | 196271.2246 | 175597.6173 | 163512.9325 | 180410.2697 | 164030.2577 | 167008.6563 | 163280.7109 | 158719.1908 | 159681.9763 | 159300.4579 | 150310.3903 | 144191.6302 | 133227.7493
P5 | [7 empty] | 119268.2718 | 100065.9811 | 108359.8624 | 117082.1749 | 107572.3486 | 110517.0215 | 95812.0511 | 96942.221 | 98867.2764 | 104730.7953 | 97641.6124 | 100172.8951 | 85914.1986
P95 | [7 empty] | 349018.4793 | 332450.2805 | 250585.4182 | 279790.2465 | 249672.9528 | 249287.3131 | 271088.8797 | 246755.9271 | 235855.9305 | 236655.3793 | 220590.5728 | 206226.206 | 192157.2661
NETPOS - Net Position (MWh)
MEAN | [7 empty] | 12337.9075 | 10523.5259 | 9692.1211 | 10330.0429 | 9180.3875 | 9219.5905 | 8755.6671 | 8346.8512 | 8239.9302 | 8069.8863 | 7260.587 | 6816.8909 | 6061.2061
P5 | [7 empty] | 9706.6528 | 8045.44 | 7985.19 | 8661.5588 | 7625.88 | 7511.6 | 6925.35 | 6504.795 | 6342 | 6560.98 | 5695 | 5579.455 | 4826.3
P95 | [7 empty] | 15820.9183 | 14543.3562 | 12087.32 | 12682.2329 | 11214.7757 | 11043.25 | 11031.4169 | 10446.715 | 9748.6327 | 10013.255 | 8801.0049 | 8310.555 | 7243.135
NETREVENUE - Net Revenue $
MEAN | [7 empty] | 36072.0851 | 21821.7389 | 32563.5076 | 31325.3997 | 33104.3195 | 35432.9823 | 35848.152 | 35859.9227 | 41601.7853 | 35547.7811 | 29973.4391 | 30234.5239 | 25627.8355
P5 | [7 empty] | 4485.4947 | -4647.3424 | 9507.9266 | 4179.9862 | 6623.5346 | 10622.466 | 9915.2343 | 12641.5557 | 16269.7382 | 14519.8667 | 9803.6828 | 11181.8271 | 8300.0768
P95 | [7 empty] | 83632.3489 | 61048.1561 | 67036.3019 | 72419.3538 | 60138.3721 | 61010.6606 | 65204.8791 | 68475.5867 | 70617.4633 | 68176.318 | 52896.3781 | 49144.3647 | 46994.6059
STARTS - Number Starts
MEAN | [7 empty] | 139.84 | 125.69 | 120.31 | 124.9 | 114.79 | 116.79 | 111.44 | 107.83 | 103.98 | 104.09 | 95.05 | 91.01 | 84.11
P5 | [7 empty] | 118 | 108.5 | 102.5 | 106 | 96.5 | 98 | 92 | 89.5 | 82.5 | 82.5 | 77 | 72 | 65
P95 | [7 empty] | 161.5 | 148.5 | 138.5 | 144.5 | 133.5 | 138 | 132 | 127 | 125 | 124.5 | 113.5 | 109 | 101
VOMCOSTS - VOM Costs
MEAN | [7 empty] | 8883.2934 | 7787.4091 | 7269.0908 | 7954.133 | 7160.7023 | 7375.6724 | 7179.647 | 6927.8865 | 7003.9406 | 7020.8011 | 6389.3165 | 6135.2018 | 5576.3096
P5 | [7 empty] | 6988.7901 | 5953.6256 | 5988.8925 | 6669.4002 | 5948.1864 | 6009.28 | 5678.787 | 5398.9798 | 5390.7 | 5708.0526 | 5011.6 | 5021.5095 | 4440.196
P95 | [7 empty] | 11391.0612 | 10762.0836 | 9065.49 | 9765.3194 | 8747.525 | 8834.6 | 9045.7619 | 8670.7734 | 8286.3378 | 8711.5318 | 7744.8843 | 7479.4995 | 6663.6842
15612: New 2026JAN J920_B #1
CAPACITYFACTOR - Net Generation Capacity Factor
MEAN | [7 empty] | 0.33845 | 0.30931 | 0.2812 | 0.28693 | 0.29123 | 0.25114 | 0.24271 | 0.23089 | 0.22113 | 0.21576 | 0.19859 | 0.19015 | 0.17758
P5 | [7 empty] | 0.29722 | 0.27669 | 0.25281 | 0.2604 | 0.26124 | 0.22061 | 0.2114 | 0.20639 | 0.19163 | 0.19354 | 0.1733 | 0.16025 | 0.15175
P95 | [7 empty] | 0.37942 | 0.3491 | 0.3135 | 0.31494 | 0.319 | 0.28497 | 0.27619 | 0.26483 | 0.2495 | 0.24153 | 0.22364 | 0.21968 | 0.20322
CO2EMISSIONS - CO2 Emissions
MEAN | [7 empty] | 5386.9012 | 4909.2644 | 4530.083 | 4566.0536 | 4632.0942 | 4031.4993 | 3841.2955 | 3685.5424 | 3554.699 | 3453.8601 | 3179.3789 | 3045.4901 | 2828.2214
P5 | [7 empty] | 4771.7751 | 4387.6864 | 4034.2674 | 4118.8388 | 4140.7139 | 3569.4509 | 3372.5767 | 3307.9192 | 3059.7346 | 3085.8905 | 2749.1175 | 2563.7618 | 2417.4961
P95 | [7 empty] | 6035.2671 | 5556.1319 | 5046.4934 | 5029.632 | 5075.0193 | 4588.8566 | 4387.0372 | 4220.9666 | 4019.311 | 3888.0824 | 3606.1902 | 3513.4891 | 3253.2405
FUELCONSUMED - Fuel Consumed
MEAN | [7 empty] | 91303.411 | 83207.871 | 76781.0674 | 77390.7383 | 78510.0712 | 68330.4965 | 65106.7042 | 62466.8197 | 60249.1363 | 58540.0011 | 53887.7774 | 51618.4769 | 47935.9565
P5 | [7 empty] | 80877.5446 | 74367.5658 | 68377.4131 | 69810.8269 | 70181.5921 | 60499.1683 | 57162.3173 | 56066.4272 | 51859.9086 | 52303.2296 | 46595.2123 | 43453.5902 | 40974.5105
P95 | [7 empty] | 102292.6634 | 94171.7276 | 85533.7862 | 85248.0001 | 86017.2764 | 77777.2311 | 74356.562 | 71541.8073 | 68123.9148 | 65899.7024 | 61121.8677 | 59550.6634 | 55139.6689
FUELCOST - Fuel Cost
MEAN | [7 empty] | 166062.7265 | 157038.4273 | 148064.3051 | 155301.7702 | 159942.4447 | 143824.6909 | 140698.5798 | 137989.9914 | 136097.5943 | 134445.481 | 129618.4776 | 127849.2596 | 122902.0935
P5 | [7 empty] | 115798.3586 | 107532.1487 | 109634.9309 | 113887.4361 | 121601.1883 | 103477.2529 | 96730.7339 | 95554.8964 | 94885.6981 | 96711.0128 | 92067.6731 | 95250.7172 | 89179.6491
P95 | [7 empty] | 249552.6404 | 244031.7622 | 204137.1241 | 217393.4535 | 215870.2102 | 195804.957 | 213346.5972 | 188004.1416 | 181447.3302 | 181986.3881 | 174885.9988 | 173856.1071 | 168688.9107
NETPOS - Net Position (MWh)
MEAN | [7 empty] | 11190.8113 | 10190.7172 | 9396.6635 | 9464.2107 | 9594.1636 | 8427.621 | 8024.3728 | 7693.1121 | 7414.2953 | 7199.4327 | 6622.3653 | 6339.3895 | 5882.0635
P5 | [7 empty] | 9914.6516 | 9109.2786 | 8370.9924 | 8538.1333 | 8578.4894 | 7461.115 | 7046.9408 | 6906.9902 | 6384.11 | 6433.3851 | 5728.45 | 5338.06 | 5027.61
P95 | [7 empty] | 12539.0968 | 11528.5679 | 10458.5661 | 10426.4013 | 10515.4132 | 9594.1739 | 9158.193 | 8811.7909 | 8378.503 | 8104.88 | 7508.37 | 7310.8767 | 6765.6379
NETREVENUE - Net Revenue $
MEAN | [7 empty] | 10040.7625 | -3448.4002 | 4642.6003 | 5290.9818 | -1380.9806 | 10568.2259 | 12099.6914 | 12278.9955 | 15759.5884 | 13697.5441 | 10406.4904 | 10336.5532 | 6523.0708
P5 | [7 empty] | -15795.0561 | -29136.9618 | -15118.6968 | -19521.3439 | -24974.9765 | -7543.3703 | -7471.4239 | -6400.7989 | -3238.7634 | -4152.8724 | -4327.1629 | -2870.0898 | -6206.9363
P95 | [7 empty] | 47194.0473 | 30887.6537 | 33565.7756 | 35760.7462 | 20695.9687 | 32058.8881 | 33188.6321 | 34845.2036 | 34140.6818 | 36282.2375 | 27254.4449 | 23829.2486 | 18788.1577
STARTS - Number Starts
MEAN | [7 empty] | 128.3 | 118.1 | 113.26 | 117.55 | 158.09 | 123.63 | 118.13 | 115.58 | 111.26 | 116.01 | 108.17 | 107.83 | 101.44
P5 | [7 empty] | 112 | 99 | 96 | 98.5 | 129.5 | 105.5 | 99 | 100 | 91 | 93.5 | 92 | 89.5 | 80
P95 | [7 empty] | 147.5 | 133 | 131.5 | 138 | 183 | 147.5 | 137 | 136 | 129 | 138.5 | 128 | 126.5 | 122
VOMCOSTS - VOM Costs
MEAN | [7 empty] | 6378.7624 | 5910.616 | 5544.0315 | 5678.5264 | 5852.4398 | 5309.4012 | 5135.5986 | 5000.5228 | 4967.5779 | 4895.6142 | 4569.4321 | 4500.9665 | 4235.0857
P5 | [7 empty] | 5651.3514 | 5283.3816 | 4938.8855 | 5122.88 | 5232.8786 | 4700.5024 | 4510.0421 | 4489.5436 | 4277.3537 | 4374.7018 | 3952.6305 | 3790.0226 | 3619.8792
P95 | [7 empty] | 7147.2852 | 6686.5694 | 6170.554 | 6255.8408 | 6414.4021 | 6044.3296 | 5861.2435 | 5727.6641 | 5613.597 | 5511.3184 | 5180.7753 | 5190.7224 | 4871.2593
15612: New 2028JAN J920_B #1
CAPACITYFACTOR - Net Generation Capacity Factor
MEAN | [9 empty] | 0.28036 | 0.28458 | 0.29186 | 0.25195 | 0.24165 | 0.22859 | 0.21967 | 0.21601 | 0.19858 | 0.19051 | 0.17873
P5 | [9 empty] | 0.25152 | 0.26019 | 0.26151 | 0.22346 | 0.21215 | 0.20383 | 0.19021 | 0.19415 | 0.17292 | 0.1628 | 0.1548
P95 | [9 empty] | 0.3124 | 0.31377 | 0.31777 | 0.28929 | 0.27208 | 0.26148 | 0.2463 | 0.2406 | 0.22227 | 0.22173 | 0.20489
CO2EMISSIONS - CO2 Emissions
MEAN | [9 empty] | 4515.7759 | 4532.7025 | 4637.895 | 4042.8094 | 3822.7535 | 3642.8585 | 3531.0761 | 3459.5975 | 3182.2302 | 3043.9252 | 2843.4197
P5 | [9 empty] | 4051.4005 | 4122.611 | 4152.9435 | 3593.8567 | 3347.9514 | 3215.589 | 3053.7555 | 3110.3482 | 2773.9971 | 2604.3974 | 2464.7194
P95 | [9 empty] | 5023.7468 | 5007.7766 | 5102.5821 | 4624.9835 | 4317.1133 | 4180.4206 | 3979.7671 | 3826.6807 | 3597.0982 | 3563.8851 | 3261.8369
FUELCONSUMED - Fuel Consumed
MEAN | [9 empty] | 76538.5739 | 76825.4658 | 78608.3899 | 68522.1931 | 64792.4318 | 61743.3645 | 59848.7476 | 58637.2455 | 53936.1044 | 51591.9527 | 48193.5544
P5 | [9 empty] | 68667.8042 | 69874.7632 | 70388.8725 | 60912.8246 | 56744.9391 | 54501.5087 | 51758.5681 | 52717.766 | 47016.9007 | 44142.3292 | 41774.9053
P95 | [9 empty] | 85148.2516 | 84877.57 | 86484.4421 | 78389.5505 | 73171.4119 | 70854.5857 | 67453.6802 | 64858.9946 | 60967.7655 | 60404.8321 | 55285.3719
FUELCOST - Fuel Cost
MEAN | [9 empty] | 147605.1089 | 154458.223 | 160296.9676 | 144252.9554 | 140007.9831 | 136258.9413 | 135161.6362 | 134532.5219 | 129551.654 | 127659.7705 | 123723.7281
P5 | [9 empty] | 108651.7191 | 111098.2332 | 120551.9407 | 103954.1395 | 95959.779 | 96240.6619 | 93194.2655 | 96951.658 | 94134.571 | 93053.3888 | 89762.7259
P95 | [9 empty] | 204099.9517 | 218062.3063 | 215001.4856 | 201775.9039 | 209333.6757 | 187489.772 | 178119.1099 | 176409.6472 | 173268.0315 | 175964.3486 | 172556.6022
NETPOS - Net Position (MWh)
MEAN | [9 empty] | 9366.974 | 9395.043 | 9606.0554 | 8450.835 | 7985.7874 | 7603.9979 | 7365.0529 | 7211.3849 | 6628.6947 | 6336.0452 | 5913.5801
P5 | [9 empty] | 8406.93 | 8548.2 | 8602.7107 | 7514.5832 | 6995.4117 | 6713.1772 | 6368.4705 | 6485.178 | 5779.2703 | 5422.015 | 5128.1065
P95 | [9 empty] | 10410.8972 | 10379.5749 | 10571.9534 | 9658.0486 | 9008.2778 | 8727.7644 | 8298.3665 | 7977.28 | 7487.0206 | 7410.2227 | 6782.0559
NETREVENUE - Net Revenue $
MEAN | [9 empty] | 4944.6955 | 5485.251 | -1805.1979 | 10414.8614 | 12459.2352 | 12466.1776 | 16325.5177 | 13775.318 | 10631.4525 | 9903.8389 | 6385.6106
P5 | [9 empty] | -15983.2476 | -16552.721 | -24941.9643 | -9370.952 | -6359.464 | -6172.9646 | 123.8947 | -2931.8418 | -4739.0953 | -2946.1 | -6908.9893
P95 | [9 empty] | 33462.4642 | 34068.4587 | 20352.0692 | 31121.1059 | 32767.5819 | 36720.6407 | 37781.46 | 40488.0387 | 27283.0942 | 24833.9534 | 18692.9683
STARTS - Number Starts
MEAN | [9 empty] | 112.78 | 119.27 | 157.19 | 122.8 | 119.33 | 117.29 | 112.46 | 118.07 | 108.95 | 107.4 | 101.49
P5 | [9 empty] | 96 | 100.5 | 136 | 106 | 100.5 | 99.5 | 93 | 99 | 91 | 90 | 81.5
P95 | [9 empty] | 134.5 | 142 | 180 | 146 | 139 | 137 | 131.5 | 142.5 | 125 | 130 | 122
VOMCOSTS - VOM Costs
MEAN | [9 empty] | 5526.5146 | 5637.0258 | 5859.6938 | 5324.0261 | 5110.904 | 4942.5986 | 4934.5854 | 4903.7418 | 4573.7994 | 4498.5921 | 4257.7777
P5 | [9 empty] | 4960.0887 | 5128.92 | 5247.6535 | 4734.1874 | 4477.0635 | 4363.5652 | 4266.8752 | 4409.9211 | 3987.6965 | 3849.6307 | 3692.2367
P95 | [9 empty] | 6142.4294 | 6227.745 | 6448.8916 | 6084.5706 | 5765.2978 | 5673.0468 | 5559.9056 | 5424.5504 | 5166.0442 | 5261.2581 | 4883.0803
15612: New 2028JAN J920_B #2
CAPACITYFACTOR - Net Generation Capacity Factor
MEAN | [9 empty] | 0.28072 | 0.28522 | 0.29262 | 0.25195 | 0.24117 | 0.22903 | 0.21765 | 0.21466 | 0.19657 | 0.1889 | 0.17645
P5 | [9 empty] | 0.25455 | 0.25919 | 0.26504 | 0.2249 | 0.20843 | 0.20473 | 0.18713 | 0.19046 | 0.17304 | 0.15846 | 0.15399
P95 | [9 empty] | 0.31061 | 0.31264 | 0.32085 | 0.289 | 0.27715 | 0.25653 | 0.24415 | 0.2381 | 0.2215 | 0.21602 | 0.19987
CO2EMISSIONS - CO2 Emissions
MEAN | [9 empty] | 4522.0531 | 4532.8633 | 4647.8245 | 4046.8579 | 3813.318 | 3653.4901 | 3503.098 | 3433.1668 | 3148.7207 | 3020.2656 | 2811.2871
P5 | [9 empty] | 4081.0268 | 4053.7814 | 4211.2064 | 3606.7482 | 3288.5965 | 3273.9935 | 3011.6028 | 3045.3901 | 2765.5803 | 2547.3062 | 2487.0058
P95 | [9 empty] | 5033.6254 | 4947.9484 | 5088.719 | 4616.8553 | 4359.0817 | 4109.4931 | 3959.5574 | 3820.1341 | 3541.1459 | 3466.935 | 3184.207
FUELCONSUMED - Fuel Consumed
MEAN | [9 empty] | 76644.9677 | 76828.1919 | 78776.6868 | 68590.8121 | 64632.5079 | 61923.5608 | 59374.5424 | 58189.268 | 53368.1478 | 51190.9424 | 47648.9346
P5 | [9 empty] | 69169.9455 | 68708.1586 | 71376.3804 | 61131.3247 | 55738.9244 | 55491.4147 | 51044.1157 | 51616.7815 | 46874.2432 | 43174.6821 | 42152.6401
P95 | [9 empty] | 85315.6852 | 83863.5318 | 86249.4744 | 78251.7854 | 73882.7405 | 69652.4256 | 67111.1419 | 64748.0354 | 60019.4221 | 58761.611 | 53969.611
FUELCOST - Fuel Cost
MEAN | [9 empty] | 147603.3813 | 154193.5639 | 160718.8117 | 144365.2277 | 139879.2941 | 136618.1936 | 134070.8712 | 133695.8775 | 128291.5169 | 126519.4021 | 122147.0518
P5 | [9 empty] | 111243.762 | 110752.3375 | 121955.8858 | 107784.9353 | 96914.3458 | 95136.5096 | 88628.9014 | 95435.657 | 90837.6072 | 97981.9068 | 86914.7199
P95 | [9 empty] | 202778.3959 | 214196.728 | 217484.903 | 204806.1137 | 215382.8164 | 181512.6458 | 177823.7588 | 179740.7072 | 172061.453 | 171305.9336 | 161579.7911
NETPOS - Net Position (MWh)
MEAN | [9 empty] | 9380.1759 | 9395.4847 | 9626.4979 | 8459.5173 | 7966.0613 | 7626.0034 | 7306.7984 | 7156.468 | 6558.9161 | 6286.9906 | 5846.8461
P5 | [9 empty] | 8467.755 | 8403.74 | 8724.5792 | 7541.9799 | 6871.7885 | 6835.9735 | 6283.68 | 6348.3628 | 5762.535 | 5304.015 | 5169.3216
P95 | [9 empty] | 10434.982 | 10254.3385 | 10536.4822 | 9654.5658 | 9099.5281 | 8575.6624 | 8259.8599 | 7961.7863 | 7372.035 | 7217.12 | 6623.54
NETREVENUE - Net Revenue $
MEAN | [9 empty] | 4662.388 | 5721.1207 | -1864.7853 | 10368.8223 | 12456.4119 | 12281.6927 | 16799.4792 | 14380.4076 | 10901.3386 | 10798.7537 | 6862.2114
P5 | [9 empty] | -15557.322 | -17056.6137 | -24244.6968 | -9311.8257 | -6128.8959 | -7149.5504 | -1872.863 | -2295.4486 | -3376.7046 | -3483.2386 | -6243.0284
P95 | [9 empty] | 33070.0028 | 34629.2774 | 19662.8671 | 30964.7826 | 31859.495 | 36715.6679 | 37295.5745 | 37653.0447 | 26936.0962 | 25648.9926 | 19814.2145
STARTS - Number Starts
MEAN | [9 empty] | 112.51 | 118.79 | 155.28 | 123.63 | 119.74 | 117.37 | 112.56 | 118.16 | 109.67 | 108 | 102.09
P5 | [9 empty] | 94.5 | 99 | 130.5 | 106 | 100 | 97.5 | 91 | 98.5 | 93 | 88.5 | 82.5
P95 | [9 empty] | 134 | 140.5 | 178 | 148.5 | 137.5 | 139.5 | 131 | 143.5 | 127.5 | 127.5 | 120
VOMCOSTS - VOM Costs
MEAN | [9 empty] | 5534.3038 | 5637.2908 | 5872.1637 | 5329.4959 | 5098.2792 | 4956.9022 | 4895.5549 | 4866.3982 | 4525.6521 | 4463.7634 | 4209.7292
P5 | [9 empty] | 4995.9754 | 5042.244 | 5321.9933 | 4751.4473 | 4397.9446 | 4443.3828 | 4210.0656 | 4316.8867 | 3976.1492 | 3765.8506 | 3721.9115
P95 | [9 empty] | 6156.6394 | 6152.6031 | 6427.2541 | 6082.3765 | 5823.698 | 5574.1806 | 5534.1061 | 5414.0147 | 5086.7041 | 5124.1552 | 4768.9488
15612: New 2029JAN J920_B #1
CAPACITYFACTOR - Net Generation Capacity Factor
MEAN | [10 empty] | 0.28425 | 0.29042 | 0.25141 | 0.24194 | 0.22804 | 0.21614 | 0.21344 | 0.19509 | 0.18537 | 0.17221
P5 | [10 empty] | 0.25873 | 0.25702 | 0.219 | 0.21105 | 0.20344 | 0.18569 | 0.19153 | 0.16832 | 0.16184 | 0.15053
P95 | [10 empty] | 0.3156 | 0.31997 | 0.28762 | 0.27138 | 0.25886 | 0.24338 | 0.23702 | 0.21907 | 0.21071 | 0.19291
CO2EMISSIONS - CO2 Emissions
MEAN | [10 empty] | 4524.9251 | 4614.5993 | 4039.0377 | 3825.2673 | 3630.9007 | 3482.3525 | 3415.4178 | 3122.9452 | 2960.001 | 2736.8367
P5 | [10 empty] | 4110.1614 | 4081.4899 | 3508.2655 | 3337.2201 | 3245.0697 | 3008.2312 | 3044.4836 | 2696.2222 | 2582.2308 | 2372.5136
P95 | [10 empty] | 4986.1723 | 5065.2884 | 4597.8829 | 4308.3108 | 4126.8748 | 3924.8874 | 3776.5161 | 3532.4739 | 3381.04 | 3081.6459
FUELCONSUMED - Fuel Consumed
MEAN | [10 empty] | 76693.645 | 78213.5469 | 68458.2654 | 64835.0386 | 61540.6902 | 59022.9235 | 57888.4375 | 52931.2739 | 50169.5087 | 46387.062
P5 | [10 empty] | 69663.7526 | 69177.7947 | 59462.1268 | 56563.0531 | 55001.1817 | 50986.9701 | 51601.417 | 45698.6818 | 43766.6229 | 40212.0951
P95 | [10 empty] | 84511.3954 | 85852.346 | 77930.2192 | 73022.2173 | 69947.0299 | 66523.5157 | 64008.7478 | 59872.4396 | 57305.7632 | 52231.2864
FUELCOST - Fuel Cost
MEAN | [10 empty] | 154024.1081 | 159620.8494 | 144053.324 | 140179.9065 | 135836.0215 | 133296.9139 | 132949.5935 | 127368.0694 | 123989.8271 | 118867.0982
P5 | [10 empty] | 110673.8836 | 120165.9163 | 106446.6935 | 94617.7159 | 95088.0269 | 90064.4333 | 96841.8933 | 90655.6477 | 94923.7426 | 87303.3921
P95 | [10 empty] | 217937.6753 | 215556.819 | 202728.9112 | 212502.8093 | 183803.9083 | 175840.5949 | 174731.9397 | 172305.8466 | 167944.5791 | 159756.809
NETPOS - Net Position (MWh)
MEAN | [10 empty] | 9379.1018 | 9557.8146 | 8443.0917 | 7990.9619 | 7578.8922 | 7263.4043 | 7119.2799 | 6505.0504 | 6161.6266 | 5692.383
P5 | [10 empty] | 8521.5474 | 8456.5809 | 7332.2241 | 6973.4811 | 6775.4187 | 6276.35 | 6347.28 | 5616.695 | 5376.735 | 4934.735
P95 | [10 empty] | 10331.9067 | 10489.3936 | 9604.0726 | 8993.1467 | 8608.5422 | 8181.8333 | 7867.0088 | 7356.3768 | 7034.3455 | 6407.2228
NETREVENUE - Net Revenue $
MEAN | [10 empty] | 5866.8871 | -1349.8266 | 10428.0233 | 12299.2107 | 12419.853 | 17024.9139 | 14419.7508 | 11258.381 | 11827.2843 | 8210.7818
P5 | [10 empty] | -15779.8193 | -23427.3005 | -8628.767 | -6120.8629 | -5682.1105 | -291.7607 | -2013.9182 | -3407.3652 | -2764.1271 | -3665.2251
P95 | [10 empty] | 36322.4354 | 19549.3487 | 32105.1364 | 33442.1121 | 37410.0309 | 36500.4851 | 37344.3909 | 26612.4475 | 25826.2961 | 20367.2153
STARTS - Number Starts
MEAN | [10 empty] | 118.07 | 153.74 | 123.47 | 119.58 | 117.69 | 113.52 | 118.65 | 110.07 | 109.29 | 102.12
P5 | [10 empty] | 100 | 134.5 | 107.5 | 100.5 | 100 | 94.5 | 97 | 92 | 90.5 | 76.5
P95 | [10 empty] | 138 | 175.5 | 144.5 | 143.5 | 135.5 | 132.5 | 142 | 129 | 128.5 | 126
VOMCOSTS - VOM Costs
MEAN | [10 empty] | 5627.4611 | 5830.2669 | 5319.1478 | 5114.2156 | 4926.2799 | 4866.4809 | 4841.1103 | 4488.4848 | 4374.7549 | 4098.5158
P5 | [10 empty] | 5112.9284 | 5158.5144 | 4619.3012 | 4463.0279 | 4404.0222 | 4205.1545 | 4316.1504 | 3875.5195 | 3817.4819 | 3553.0092
P95 | [10 empty] | 6199.144 | 6398.5301 | 6050.5657 | 5755.6139 | 5595.5525 | 5481.8283 | 5349.566 | 5075.9 | 4994.3853 | 4613.2004
15612: New 2030JAN 18V50DF_NG_B #1
CAPACITYFACTOR - Net Generation Capacity Factor
MEAN | [11 empty] | 0.15086 | 0.14894 | 0.14424 | 0.13568 | 0.13366 | 0.13156 | 0.11807 | 0.11128 | 0.099709
P5 | [11 empty] | 0.12392 | 0.12277 | 0.11083 | 0.10566 | 0.10543 | 0.10929 | 0.094379 | 0.090469 | 0.08031
P95 | [11 empty] | 0.18354 | 0.18115 | 0.18452 | 0.16909 | 0.15851 | 0.15991 | 0.14283 | 0.13306 | 0.12058
CO2EMISSIONS - CO2 Emissions
MEAN | [11 empty] | 4766.5828 | 4763.5789 | 4534.6251 | 4312.3405 | 4275.5478 | 4186.2639 | 3769.5775 | 3535.2692 | 3152.4908
P5 | [11 empty] | 3894.0968 | 3928.2744 | 3505.5049 | 3364.7656 | 3356.7913 | 3477.0144 | 3008.1224 | 2893.686 | 2552.0046
P95 | [11 empty] | 5788.8665 | 5816.5322 | 5803.0175 | 5370.9825 | 5071.6055 | 5043.9819 | 4570.0145 | 4255.9785 | 3798.329
FUELCONSUMED - Fuel Consumed
MEAN | [11 empty] | 78012.8117 | 77963.6479 | 74216.4505 | 70578.4037 | 69976.2318 | 68514.9568 | 61695.2124 | 57860.3798 | 51595.5947
P5 | [11 empty] | 63733.172 | 64292.544 | 57373.239 | 55069.8133 | 54939.3012 | 56906.9453 | 49232.7725 | 47359.8361 | 41767.6686
P95 | [11 empty] | 94744.1318 | 95196.9261 | 94975.7372 | 87904.7864 | 83004.9994 | 82552.8954 | 74795.6545 | 69655.9489 | 62165.7781
FUELCOST - Fuel Cost
MEAN | [11 empty] | 163154.3349 | 166885.6821 | 163549.3208 | 158311.2117 | 159906.6939 | 159290.5701 | 150171.228 | 143917.3424 | 133147.9513
P5 | [11 empty] | 101358.6751 | 109543.3948 | 94785.2643 | 98013.7367 | 98278.7775 | 102967.8934 | 99619.8242 | 102125.6815 | 86469.1922
P95 | [11 empty] | 250874.6956 | 253447.3413 | 270808.5126 | 245538.0352 | 234203.7466 | 238538.9996 | 223184.01 | 205067.7145 | 192319.6711
NETPOS - Net Position (MWh)
MEAN | [11 empty] | 9129.6975 | 9209.577 | 8760.756 | 8324.3182 | 8247.7828 | 8070.5054 | 7261.9855 | 6806.1122 | 6064.7697
P5 | [11 empty] | 7460.28 | 7596 | 6773.7 | 6496.38 | 6476.4 | 6703.61 | 5795.5 | 5571.09 | 4909.8
P95 | [11 empty] | 11086.22 | 11240.611 | 11208.665 | 10358.4676 | 9781.17 | 9723.87 | 8801.855 | 8193.445 | 7305.97
NETREVENUE - Net Revenue $
MEAN | [11 empty] | 32798.4256 | 35378.5941 | 36185.5604 | 36208.4978 | 41198.6226 | 35464.5682 | 30047.9902 | 30255.2643 | 25500.363
P5 | [11 empty] | 6425.556 | 10586.0447 | 10237.0178 | 14019.8282 | 16986.3867 | 13801.7037 | 11232.388 | 11776.7987 | 7220.0668
P95 | [11 empty] | 58215.4493 | 61440.4336 | 64228.8596 | 70389.8913 | 69247.8474 | 68372.6044 | 53433.7299 | 51844.6477 | 47415.3131
STARTS - Number Starts
MEAN | [11 empty] | 114.94 | 116.89 | 111.84 | 108.33 | 104.03 | 104.01 | 95.2 | 91.2 | 84.32
P5 | [11 empty] | 99 | 95.5 | 89 | 86.5 | 83 | 87 | 77.5 | 73 | 64.5
P95 | [11 empty] | 131.5 | 137.5 | 135.5 | 128 | 126.5 | 125 | 112 | 109 | 102
VOMCOSTS - VOM Costs
MEAN | [11 empty] | 7121.1641 | 7367.6616 | 7183.8199 | 6909.1841 | 7010.6154 | 7021.3397 | 6390.5473 | 6125.501 | 5579.5881
P5 | [11 empty] | 5819.0184 | 6076.8 | 5554.434 | 5391.9954 | 5504.94 | 5832.1407 | 5100.04 | 5013.981 | 4517.016
P95 | [11 empty] | 8647.2516 | 8992.4888 | 9191.1053 | 8597.5281 | 8313.9945 | 8459.7669 | 7745.6324 | 7374.1005 | 6721.4924
15612: New 2030JAN 18V50DF_NG_B #2
CAPACITYFACTOR - Net Generation Capacity Factor
MEAN | [11 empty] | 0.15082 | 0.14927 | 0.14461 | 0.13557 | 0.13319 | 0.13129 | 0.1179 | 0.11133 | 0.099777
P5 | [11 empty] | 0.12331 | 0.12532 | 0.11378 | 0.1061 | 0.10705 | 0.10696 | 0.093838 | 0.091267 | 0.081029
P95 | [11 empty] | 0.18406 | 0.18013 | 0.18436 | 0.16508 | 0.158 | 0.16252 | 0.14117 | 0.13364 | 0.11908
CO2EMISSIONS - CO2 Emissions
MEAN | [11 empty] | 4774.1813 | 4774.5504 | 4546.3003 | 4306.1425 | 4262.0694 | 4184.2788 | 3757.8494 | 3538.386 | 3158.69
P5 | [11 empty] | 3898.4188 | 4006.8399 | 3570.9061 | 3386.5581 | 3430.8062 | 3394.3319 | 3003.7754 | 2906.7206 | 2543.3243
P95 | [11 empty] | 5885.5401 | 5807.5989 | 5809.8364 | 5211.8186 | 5070.1123 | 5200.9962 | 4512.2619 | 4253.6315 | 3767.5964
FUELCONSUMED - Fuel Consumed
MEAN | [11 empty] | 78137.174 | 78143.2149 | 74407.5336 | 70476.9646 | 69755.6372 | 68482.4686 | 61503.2629 | 57911.392 | 51697.0545
P5 | [11 empty] | 63803.9081 | 65578.3949 | 58443.6352 | 55426.483 | 56150.6736 | 55553.7138 | 49161.6269 | 47573.1687 | 41625.6017
P95 | [11 empty] | 96326.3511 | 95050.7183 | 95087.339 | 85299.8128 | 82980.5608 | 85122.6875 | 73850.4398 | 69617.5368 | 61662.7893
FUELCOST - Fuel Cost
MEAN | [11 empty] | 163246.36 | 167185.4828 | 163847.5841 | 157909.1284 | 159276.4958 | 159239.1338 | 149769.5209 | 143923.2658 | 133380.9394
P5 | [11 empty] | 104288.8217 | 112852.2257 | 94378.07 | 96945.7595 | 96842.0876 | 104143.6176 | 100207.1119 | 103109.3845 | 86929.6914
P95 | [11 empty] | 257165.4162 | 258127.3942 | 275770.551 | 243297.1198 | 232816.269 | 241195.5345 | 215958.2567 | 203995.4191 | 188797.8887
NETPOS - Net Position (MWh)
MEAN | [11 empty] | 9144.2219 | 9230.6965 | 8783.2692 | 8312.3112 | 8221.8507 | 8066.8293 | 7239.4151 | 6812.129 | 6076.7398
P5 | [11 empty] | 7468.56 | 7747.92 | 6900.075 | 6538.455 | 6619.2 | 6544.2 | 5787.125 | 5596.185 | 4893.1
P95 | [11 empty] | 11270.0013 | 11224.22 | 11217.8025 | 10059.625 | 9776.1766 | 10025.77 | 8689.8792 | 8189.335 | 7247.8
NETREVENUE - Net Revenue $
MEAN | [11 empty] | 32978.4457 | 35548.7357 | 36159.334 | 36004.7555 | 41378.9494 | 36102.4272 | 30412.3498 | 30133.2507 | 25509.4065
P5 | [11 empty] | 6841.6363 | 10465.8031 | 11908.7042 | 12655.7235 | 17084.831 | 14884.3034 | 12332.4948 | 12990.2319 | 8528.6647
P95 | [11 empty] | 59426.7296 | 62679.9042 | 63999.0605 | 69493.9858 | 69664.7234 | 69956.3441 | 53990.9898 | 50826.3309 | 47202.8931
STARTS - Number Starts
MEAN | [11 empty] | 115.18 | 116.82 | 112.12 | 108.47 | 103.68 | 104.26 | 95.22 | 91.45 | 84.49
P5 | [11 empty] | 97.5 | 97.5 | 90.5 | 89 | 81 | 86.5 | 75.5 | 72.5 | 63
P95 | [11 empty] | 132 | 137.5 | 134 | 127 | 126.5 | 129 | 113 | 109 | 103.5
VOMCOSTS - VOM Costs
MEAN | [11 empty] | 7132.4931 | 7384.5572 | 7202.2808 | 6899.2183 | 6988.5731 | 7018.1415 | 6370.6853 | 6130.9161 | 5590.6006
P5 | [11 empty] | 5825.4768 | 6198.336 | 5658.0615 | 5426.9177 | 5626.32 | 5693.454 | 5092.67 | 5036.5665 | 4501.652
P95 | [11 empty] | 8790.601 | 8979.376 | 9198.598 | 8349.4888 | 8309.7502 | 8722.4199 | 7647.0937 | 7370.4015 | 6667.976
15612: New 2030JAN J920_B #1
CAPACITYFACTOR - Net Generation Capacity Factor
MEAN | [11 empty] | 0.28561 | 0.25363 | 0.24051 | 0.22801 | 0.21693 | 0.21227 | 0.19467 | 0.18345 | 0.16778
P5 | [11 empty] | 0.25504 | 0.22597 | 0.21155 | 0.20436 | 0.18319 | 0.18957 | 0.17281 | 0.15868 | 0.14559
P95 | [11 empty] | 0.31548 | 0.29181 | 0.27302 | 0.25976 | 0.24735 | 0.23559 | 0.21884 | 0.21005 | 0.19413
CO2EMISSIONS - CO2 Emissions
MEAN | [11 empty] | 4538.8371 | 4075.3607 | 3798.7644 | 3637.8164 | 3494.7314 | 3395.5507 | 3123.079 | 2933.3794 | 2670.3762
P5 | [11 empty] | 4002.4684 | 3629.8203 | 3302.9739 | 3253.593 | 2939.5748 | 3032.4467 | 2760.0354 | 2530.0134 | 2321.8066
P95 | [11 empty] | 5036.7908 | 4675.7181 | 4281.3666 | 4160.3577 | 3986.0009 | 3737.767 | 3488.804 | 3368.6061 | 3083.5416
FUELCONSUMED - Fuel Consumed
MEAN | [11 empty] | 76929.4418 | 69073.9108 | 64385.8379 | 61657.9045 | 59232.7361 | 57551.7075 | 52933.5416 | 49718.2945 | 45260.6136
P5 | [11 empty] | 67838.4476 | 61522.3784 | 55982.6087 | 55145.6437 | 49823.302 | 51397.4024 | 46780.2608 | 42881.5833 | 39352.6536
P95 | [11 empty] | 85369.3348 | 79249.4592 | 72565.5357 | 70514.5381 | 67559.3365 | 63351.9827 | 59132.2706 | 57095.0182 | 52263.4163
FUELCOST - Fuel Cost
MEAN | [11 empty] | 157242.6705 | 145261.4613 | 139018.4568 | 136117.7659 | 133907.2601 | 132194.8997 | 127337.1277 | 122887.3597 | 116186.3374
P5 | [11 empty] | 116848.8598 | 106825.3822 | 99568.2108 | 96920.0979 | 90393.1334 | 94911.8295 | 92181.329 | 92821.0131 | 84976.3149
P95 | [11 empty] | 211012.372 | 200460.3088 | 208859.8748 | 189436.2508 | 178589.0915 | 178233.4934 | 168787.2311 | 167804.3358 | 156681.7995
NETPOS - Net Position (MWh)
MEAN | [11 empty] | 9400.6185 | 8519.414 | 7935.5782 | 7593.3254 | 7289.1818 | 7078.191 | 6505.6217 | 6106.2427 | 5554.0127
P5 | [11 empty] | 8293.1331 | 7587.58 | 6902.06 | 6793.185 | 6132.95 | 6320.015 | 5751.2 | 5267.57 | 4830.48
P95 | [11 empty] | 10424.6934 | 9776.6796 | 8937.9629 | 8684.8443 | 8310.3478 | 7791.5927 | 7263.005 | 7007.0743 | 6410.6989
NETREVENUE - Net Revenue $
MEAN | [11 empty] | 54.9454 | 10396.5658 | 12527.2432 | 12715.4578 | 16734.245 | 14682.6156 | 11572.5156 | 12638.683 | 9423.6554
P5 | [11 empty] | -21493.8443 | -9402.1232 | -6600.3202 | -6224.2941 | -1671.5555 | -1536.95 | -3205.659 | 354.3215 | -2980.5795
P95 | [11 empty] | 19828.4625 | 32083.7954 | 33438.2542 | 36511.3382 | 37419.6836 | 38325.2278 | 28650.428 | 27491.5473 | 22202.4161
STARTS - Number Starts
MEAN | [11 empty] | 148.93 | 122.3 | 118.91 | 117.82 | 114.1 | 118.9 | 109.53 | 110.06 | 104.2
P5 | [11 empty] | 126.5 | 106 | 100 | 98 | 92 | 98.5 | 90.5 | 91.5 | 81
P95 | [11 empty] | 170.5 | 142 | 138.5 | 137.5 | 133 | 137.5 | 130 | 131.5 | 125.5
VOMCOSTS - VOM Costs
MEAN | [11 empty] | 5734.3773 | 5367.2308 | 5078.77 | 4935.6615 | 4883.7518 | 4813.1698 | 4488.8789 | 4335.4323 | 3998.8892
P5 | [11 empty] | 5058.8112 | 4780.1754 | 4417.3184 | 4415.5702 | 4109.0765 | 4297.6102 | 3968.328 | 3739.9747 | 3477.9456
P95 | [11 empty] | 6359.0629 | 6159.3082 | 5720.2963 | 5645.1488 | 5567.933 | 5298.283 | 5011.4735 | 4975.0227 | 4615.7032
15612: New 2030JAN J920_B #2
CAPACITYFACTOR - Net Generation Capacity Factor
MEAN | [11 empty] | 0.28433 | 0.25208 | 0.24069 | 0.22747 | 0.21617 | 0.21218 | 0.19364 | 0.1814 | 0.16628
P5 | [11 empty] | 0.25361 | 0.22283 | 0.21198 | 0.20244 | 0.18366 | 0.19177 | 0.16822 | 0.15352 | 0.14166
P95 | [11 empty] | 0.31428 | 0.29324 | 0.27591 | 0.26153 | 0.24252 | 0.2347 | 0.22062 | 0.21272 | 0.19142
CO2EMISSIONS - CO2 Emissions
MEAN | [11 empty] | 4520.5591 | 4043.2271 | 3803.5549 | 3627.1904 | 3475.1912 | 3398.1861 | 3104.3645 | 2899.6681 | 2641.9383
P5 | [11 empty] | 4046.9372 | 3577.8699 | 3330.2255 | 3185.6728 | 2955.3189 | 3051.0893 | 2699.3055 | 2455.6294 | 2247.9626
P95 | [11 empty] | 5032.907 | 4711.3354 | 4340.4744 | 4153.9456 | 3905.4073 | 3786.6228 | 3563.056 | 3406.485 | 3028.9423
FUELCONSUMED - Fuel Consumed
MEAN | [11 empty] | 76619.6451 | 68529.2735 | 64467.0327 | 61477.8042 | 58901.5451 | 57596.3741 | 52616.3472 | 49146.9165 | 44778.6148
P5 | [11 empty] | 68592.1552 | 60641.8635 | 56444.5004 | 53994.4535 | 50090.15 | 51713.3774 | 45750.9403 | 41620.8375 | 38101.0608
P95 | [11 empty] | 85303.5079 | 79853.1419 | 73567.3626 | 70405.857 | 66193.3442 | 64180.0476 | 60390.78 | 57737.0336 | 51338.0056
FUELCOST - Fuel Cost
MEAN | [11 empty] | 156601.6855 | 144226.3169 | 139264.3093 | 135556.1271 | 133083.0632 | 132355.2733 | 126640.209 | 121713.192 | 115082.3614
P5 | [11 empty] | 115723.525 | 104716.8395 | 96959.8569 | 93197.5512 | 93727.838 | 94785.5017 | 89484.458 | 90170.5042 | 83803.1084
P95 | [11 empty] | 209778.1539 | 198947.6981 | 215102.4116 | 181707.5845 | 173825.1742 | 176121.8593 | 169533.5299 | 165986.4358 | 156420.5444
NETPOS - Net Position (MWh)
MEAN | [11 empty] | 9362.9484 | 8451.8661 | 7945.7041 | 7571.0161 | 7248.4817 | 7083.8603 | 6466.5483 | 6036.092 | 5494.9467
P5 | [11 empty] | 8383.6145 | 7480.045 | 6958.1259 | 6651.8515 | 6166.341 | 6361.0131 | 5624.295 | 5113.125 | 4676.2
P95 | [11 empty] | 10417.0334 | 9843.1691 | 9058.9579 | 8671.0155 | 8148.44 | 7894.9921 | 7413.9253 | 7092.345 | 6301.36
NETREVENUE - Net Revenue $
MEAN | [11 empty] | 977.7587 | 10488.1626 | 12786.4676 | 12714.9594 | 17158.4346 | 14915.6805 | 11974.689 | 12845.89 | 10060.3186
P5 | [11 empty] | -21633.0262 | -10121.5873 | -6574.7083 | -5873.5919 | -2069.9718 | -820.9791 | -2597.523 | -9.7542 | -2597.7109
P95 | [11 empty] | 21017.2004 | 32776.3267 | 34651.0714 | 36844.6607 | 37570.4394 | 38261.1477 | 28683.5825 | 26762.3689 | 22279.6926
STARTS - Number Starts
MEAN | [11 empty] | 145.76 | 123.15 | 118.49 | 117 | 113.85 | 119.35 | 110.81 | 110.46 | 105.01
P5 | [11 empty] | 124.5 | 105.5 | 98.5 | 99.5 | 95 | 97 | 92.5 | 92 | 83
P95 | [11 empty] | 165 | 144.5 | 140.5 | 140 | 135 | 141.5 | 127.5 | 130 | 128.5
VOMCOSTS - VOM Costs
MEAN | [11 empty] | 5711.3985 | 5324.6756 | 5085.2506 | 4921.1604 | 4856.4827 | 4817.025 | 4461.9183 | 4285.6253 | 3956.3616
P5 | [11 empty] | 5114.0049 | 4712.4284 | 4453.2006 | 4323.7035 | 4131.4484 | 4325.4889 | 3880.7635 | 3630.3187 | 3366.864
P95 | [11 empty] | 6354.3904 | 6201.1965 | 5797.7331 | 5636.1601 | 5459.4548 | 5368.5947 | 5115.6084 | 5035.5649 | 4536.9792
15612: New 2031JAN J920_B #1
CAPACITYFACTOR - Net Generation Capacity Factor
MEAN | [12 empty] | 0.25051 | 0.24038 | 0.22773 | 0.21555 | 0.21242 | 0.19371 | 0.18045 | 0.16589
P5 | [12 empty] | 0.21947 | 0.21309 | 0.20265 | 0.18659 | 0.19092 | 0.1713 | 0.15563 | 0.14401
P95 | [12 empty] | 0.28594 | 0.27685 | 0.26463 | 0.24193 | 0.23519 | 0.21893 | 0.20707 | 0.19159
CO2EMISSIONS - CO2 Emissions
MEAN | [12 empty] | 4018.3634 | 3800.6943 | 3632.7349 | 3463.2745 | 3400.6924 | 3106.8649 | 2882.1091 | 2637.7851
P5 | [12 empty] | 3511.0044 | 3379.7928 | 3250.1724 | 2991.0731 | 3038.7579 | 2747.7943 | 2469.4038 | 2270.444
P95 | [12 empty] | 4567.9489 | 4372.9752 | 4224.3656 | 3904.4027 | 3760.829 | 3525.4532 | 3328.3255 | 3046.2288
FUELCONSUMED - Fuel Consumed
MEAN | [12 empty] | 68107.855 | 64418.5478 | 61571.7784 | 58699.5677 | 57638.855 | 52658.7272 | 48849.3068 | 44708.2225
P5 | [12 empty] | 59508.5493 | 57284.624 | 55087.6678 | 50696.1549 | 51504.3706 | 46572.7843 | 41854.3019 | 38482.101
P95 | [12 empty] | 77422.863 | 74118.223 | 71599.4169 | 66176.3175 | 63742.8645 | 59753.4438 | 56412.2969 | 51630.9971
FUELCOST - Fuel Cost
MEAN | [12 empty] | 143297.6805 | 139125.0026 | 135881.7872 | 132404.47 | 132412.334 | 126656.3423 | 120931.6322 | 114963.8657
P5 | [12 empty] | 103477.0981 | 94823.0748 | 96581.0552 | 88889.4417 | 96708.1317 | 92435.0205 | 88604.4616 | 82547.7442
P95 | [12 empty] | 198988.8338 | 209505.0558 | 186570.6109 | 176965.5161 | 177022.1885 | 169026.8769 | 167390.2524 | 159178.1407
NETPOS - Net Position (MWh)
MEAN | [12 empty] | 8400.1037 | 7939.8188 | 7582.9382 | 7223.821 | 7088.3426 | 6471.754 | 5999.4988 | 5486.3092
P5 | [12 empty] | 7341.9284 | 7062.28 | 6786.2632 | 6240.185 | 6336 | 5723.9 | 5140.055 | 4723.83
P95 | [12 empty] | 9539.7045 | 9129.2832 | 8818.6048 | 8145.1229 | 7839.3972 | 7337.9168 | 6925.9337 | 6330.5151
NETREVENUE - Net Revenue $
MEAN | [12 empty] | 10530.4177 | 12716.2174 | 12955.7459 | 16872.4039 | 14780.7832 | 11993.1167 | 13431.1755 | 10424.4702
P5 | [12 empty] | -8867.2453 | -8296.6777 | -6889.1325 | -2640.3398 | -2944.2449 | -2851.1065 | 70.7518 | -1690.2654
P95 | [12 empty] | 31201.1312 | 33600.4039 | 37612.864 | 37003.4579 | 41401.0212 | 29656.8821 | 27211.3524 | 22781.918
STARTS - Number Starts
MEAN | [12 empty] | 123.05 | 117.58 | 116.79 | 112.96 | 119.81 | 110.81 | 111.23 | 105.59
P5 | [12 empty] | 106.5 | 98.5 | 98 | 91 | 97.5 | 93.5 | 94.5 | 85
P95 | [12 empty] | 145 | 134 | 137 | 130.5 | 137 | 127.5 | 130 | 125
VOMCOSTS - VOM Costs
MEAN | [12 empty] | 5292.0653 | 5081.484 | 4928.9099 | 4839.96 | 4820.073 | 4465.5103 | 4259.6441 | 3950.1426
P5 | [12 empty] | 4625.4149 | 4519.8592 | 4411.0711 | 4180.924 | 4308.48 | 3949.491 | 3649.439 | 3401.1576
P95 | [12 empty] | 6010.0139 | 5842.7413 | 5732.0931 | 5457.2323 | 5330.7901 | 5063.1626 | 4917.4129 | 4557.9709
15612: New 2032JAN J920_B #1
CAPACITYFACTOR - Net Generation Capacity Factor
MEAN | [13 empty] | 0.24017 | 0.2275 | 0.21655 | 0.21209 | 0.19319 | 0.17974 | 0.16537
P5 | [13 empty] | 0.20908 | 0.20317 | 0.18918 | 0.19198 | 0.16568 | 0.1555 | 0.14089
P95 | [13 empty] | 0.27427 | 0.25611 | 0.24134 | 0.23523 | 0.21784 | 0.20834 | 0.18821
CO2EMISSIONS - CO2 Emissions
MEAN | [13 empty] | 3795.4168 | 3635.2781 | 3484.3256 | 3398.7842 | 3099.6164 | 2873.6387 | 2632.1096
P5 | [13 empty] | 3300.37 | 3207.5584 | 3030.1144 | 3069.545 | 2655.2239 | 2472.085 | 2244.2601
P95 | [13 empty] | 4350.6809 | 4095.831 | 3890.2466 | 3774.6778 | 3492.5608 | 3309.4804 | 2996.6626
FUELCONSUMED - Fuel Consumed
MEAN | [13 empty] | 64329.0987 | 61614.8829 | 59056.3665 | 57606.5124 | 52535.872 | 48705.7414 | 44612.0267
P5 | [13 empty] | 55938.4738 | 54365.3962 | 51357.8706 | 52026.1869 | 45003.7952 | 41899.7456 | 38038.3069
P95 | [13 empty] | 73740.3542 | 69420.8651 | 65936.3826 | 63977.5901 | 59195.9452 | 56092.8884 | 50790.8912
FUELCOST - Fuel Cost
MEAN | [13 empty] | 138861.7396 | 135746.8454 | 133247.0363 | 132164.1098 | 126504.4677 | 120585.7445 | 114726.7607
P5 | [13 empty] | 98100.9683 | 97536.3111 | 90167.9571 | 96901.5049 | 89243.334 | 90632.6496 | 81446.1931
P95 | [13 empty] | 208247.8597 | 181475.1819 | 177271.4635 | 175120.0707 | 168312.0325 | 165301.9234 | 154486.1651
NETPOS - Net Position (MWh)
MEAN | [13 empty] | 7928.7911 | 7588.3114 | 7267.6205 | 7084.9063 | 6456.6835 | 5981.8049 | 5474.6144
P5 | [13 empty] | 6896.4997 | 6697.0667 | 6322.525 | 6399.76 | 5532.8 | 5147.17 | 4669.35
P95 | [13 empty] | 9083.5891 | 8548.8829 | 8114.4821 | 7868.9486 | 7270.2107 | 6889.7294 | 6227.8175
NETREVENUE - Net Revenue $
MEAN | [13 empty] | 12705.2968 | 12536.0263 | 16995.6559 | 14612.1747 | 12055.7917 | 13538.7811 | 10406.6737
P5 | [13 empty] | -8208.5103 | -7489.487 | -3219.4643 | -2213.3094 | -3665.5223 | 319.9445 | -2442.8957
P95 | [13 empty] | 34452.064 | 34414.8337 | 36427.7399 | 36667.5942 | 29103.4393 | 27338.6411 | 23576.2674
STARTS - Number Starts
MEAN | [13 empty] | 117.74 | 116.2 | 113.39 | 118.82 | 111.88 | 111.53 | 105.82
P5 | [13 empty] | 100 | 98.5 | 90 | 97 | 94 | 93.5 | 85.5
P95 | [13 empty] | 138.5 | 138 | 135 | 139 | 130 | 130 | 128.5
VOMCOSTS - VOM Costs
MEAN | [13 empty] | 5074.4263 | 4932.4024 | 4869.3057 | 4817.7363 | 4455.1116 | 4247.0815 | 3941.7224
P5 | [13 empty] | 4413.7598 | 4353.0934 | 4236.0917 | 4351.8368 | 3817.632 | 3654.4907 | 3361.932
P95 | [13 empty] | 5813.497 | 5556.7739 | 5436.703 | 5350.885 | 5016.4454 | 4891.7079 | 4484.0286
15612: New 2034JAN J920_B #1
CAPACITYFACTOR - Net Generation Capacity Factor
MEAN | [15 empty] | 0.21689 | 0.21244 | 0.19254 | 0.17907 | 0.1647
P5 | [15 empty] | 0.18585 | 0.18897 | 0.16706 | 0.15268 | 0.14224
P95 | [15 empty] | 0.24779 | 0.23447 | 0.21747 | 0.20747 | 0.1882
CO2EMISSIONS - CO2 Emissions
MEAN | [15 empty] | 3488.2825 | 3397.5754 | 3084.498 | 2863.623 | 2617.3644
P5 | [15 empty] | 2990.7269 | 3016.7177 | 2670.3635 | 2446.8983 | 2252.6761
P95 | [15 empty] | 3977.3874 | 3763.1204 | 3475.9829 | 3319.1275 | 2998.4259
FUELCONSUMED - Fuel Consumed
MEAN | [15 empty] | 59123.432 | 57586.0232 | 52279.6274 | 48535.9832 | 44362.1088
P5 | [15 empty] | 50690.2868 | 51130.809 | 45260.3981 | 41472.8523 | 38180.9511
P95 | [15 empty] | 67413.3462 | 63781.7024 | 58914.9638 | 56256.398 | 50820.7785
FUELCOST - Fuel Cost
MEAN | [15 empty] | 133343.407 | 132241.0158 | 125878.725 | 120260.1265 | 114027.3678
P5 | [15 empty] | 90096.5676 | 94040.3508 | 91059.0193 | 88853.9888 | 82295.8708
P95 | [15 empty] | 177627.048 | 176370.4569 | 168032.1464 | 163987.8423 | 154627.6782
NETPOS - Net Position (MWh)
MEAN | [15 empty] | 7275.8502 | 7082.3476 | 6425.083 | 5960.9301 | 5443.9296
P5 | [15 empty] | 6239.8262 | 6290.48 | 5561.935 | 5094.945 | 4684.3795
P95 | [15 empty] | 8296.2165 | 7842.32 | 7235.375 | 6908.5036 | 6231.1826
NETREVENUE - Net Revenue $
MEAN | [15 empty] | 16721.2685 | 14459.6324 | 12102.524 | 13431.1382 | 10758.5497
P5 | [15 empty] | -1943.6141 | -1455.7649 | -2869.2957 | 1486.6688 | -2295.6604
P95 | [15 empty] | 36644.9443 | 37597.2898 | 28536.9112 | 26728.3879 | 23721.9421
STARTS - Number Starts
MEAN | [15 empty] | 112.58 | 118.16 | 110.75 | 112.01 | 105.75
P5 | [15 empty] | 93 | 97.5 | 93 | 94.5 | 83.5
P95 | [15 empty] | 129.5 | 139 | 131 | 131 | 126.5
VOMCOSTS - VOM Costs
MEAN | [15 empty] | 4874.8196 | 4815.9964 | 4433.3073 | 4232.2603 | 3919.6293
P5 | [15 empty] | 4180.6836 | 4277.5264 | 3837.7351 | 3617.4109 | 3372.7532
P95 | [15 empty] | 5558.4651 | 5332.7776 | 4992.4087 | 4905.0376 | 4486.4514
15612: New 2035JAN J920_B #1
CAPACITYFACTOR - Net Generation Capacity Factor
MEAN | [16 empty] | 0.2118 | 0.19427 | 0.18012 | 0.16522
P5 | [16 empty] | 0.18927 | 0.16891 | 0.15473 | 0.14433
P95 | [16 empty] | 0.23243 | 0.21737 | 0.20929 | 0.18962
CO2EMISSIONS - CO2 Emissions
MEAN | [16 empty] | 3389.4179 | 3110.6834 | 2880.427 | 2628.7252
P5 | [16 empty] | 3047.5049 | 2684.7882 | 2479.5835 | 2277.3335
P95 | [16 empty] | 3730.1716 | 3504.2054 | 3335.4266 | 3029.9474
FUELCONSUMED - Fuel Consumed
MEAN | [16 empty] | 57447.7615 | 52723.4479 | 48820.7961 | 44554.6637
P5 | [16 empty] | 51652.6253 | 45504.8843 | 42026.8381 | 38598.8732
P95 | [16 empty] | 63223.2475 | 59393.3123 | 56532.6537 | 51355.0411
FUELCOST - Fuel Cost
MEAN | [16 empty] | 131816.9911 | 126767.0896 | 120875.4046 | 114520.1079
P5 | [16 empty] | 93568.1418 | 93102.4576 | 89059.0804 | 82836.5022
P95 | [16 empty] | 177366.3752 | 168154.749 | 161476.4288 | 156293.5838
NETPOS - Net Position (MWh)
MEAN | [16 empty] | 7065.4727 | 6479.9122 | 5996.1118 | 5467.5396
P5 | [16 empty] | 6354.24 | 5594.185 | 5163.0022 | 4737.29
P95 | [16 empty] | 7774.1127 | 7299.8066 | 6943.6095 | 6303.67
NETREVENUE - Net Revenue $
MEAN | [16 empty] | 14715.563 | 11964.436 | 13531.2553 | 10454.1526
P5 | [16 empty] | -1693.5239 | -2671.2577 | 683.9464 | -3358.1883
P95 | [16 empty] | 38804.7365 | 28440.0032 | 27020.6681 | 22545.9378
STARTS - Number Starts
MEAN | [16 empty] | 118.09 | 110.31 | 112 | 105.97
P5 | [16 empty] | 97 | 95 | 93 | 84
P95 | [16 empty] | 140.5 | 125 | 130 | 128
VOMCOSTS - VOM Costs
MEAN | [16 empty] | 4804.5214 | 4471.1394 | 4257.2394 | 3936.6285
P5 | [16 empty] | 4320.8832 | 3859.9877 | 3665.7316 | 3410.8488
P95 | [16 empty] | 5286.3966 | 5036.8666 | 4929.9627 | 4538.6424
15612: New 2036JAN J920_B #1
CAPACITYFACTOR - Net Generation Capacity Factor
MEAN | [17 empty] | 0.19404 | 0.1814 | 0.16617
P5 | [17 empty] | 0.16855 | 0.15617 | 0.14193
P95 | [17 empty] | 0.21914 | 0.21096 | 0.19238
CO2EMISSIONS - CO2 Emissions
MEAN | [17 empty] | 3109.2746 | 2901.2739 | 2644.3116
P5 | [17 empty] | 2696.6895 | 2499.6239 | 2248.9677
P95 | [17 empty] | 3509.5082 | 3380.6403 | 3076.6025
FUELCONSUMED - Fuel Consumed
MEAN | [17 empty] | 52699.5702 | 49174.1341 | 44818.8409
P5 | [17 empty] | 45706.6019 | 42366.5068 | 38118.0963
P95 | [17 empty] | 59483.189 | 57298.9888 | 52145.8044
FUELCOST - Fuel Cost
MEAN | [17 empty] | 126592.5535 | 121644.4733 | 115066.2221
P5 | [17 empty] | 91940.212 | 90628.1285 | 82778.5188
P95 | [17 empty] | 163985.2439 | 164639.1243 | 159456.8064
NETPOS - Net Position (MWh)
MEAN | [17 empty] | 6476.9047 | 6039.4407 | 5499.961
P5 | [17 empty] | 5619.2036 | 5203.855 | 4678.27
P95 | [17 empty] | 7303.057 | 7034.81 | 6401.4
NETREVENUE - Net Revenue $
MEAN | [17 empty] | 11893.8631 | 13003.5987 | 10205.4957
P5 | [17 empty] | -3242.3931 | -668.3452 | -2740.8833
P95 | [17 empty] | 26665.3424 | 26898.445 | 21984.4832
STARTS - Number Starts
MEAN | [17 empty] | 109.95 | 112.05 | 105.9
P5 | [17 empty] | 90 | 91 | 83.5
P95 | [17 empty] | 129.5 | 133 | 128.5
VOMCOSTS - VOM Costs
MEAN | [17 empty] | 4469.0642 | 4288.0029 | 3959.9719
P5 | [17 empty] | 3877.2505 | 3694.7371 | 3368.3544
P95 | [17 empty] | 5039.1093 | 4994.7151 | 4609.008
15612: New 2037JAN J920_B #1
CAPACITYFACTOR - Net Generation Capacity Factor
MEAN | [18 empty] | 0.17949 | 0.16609
P5 | [18 empty] | 0.15526 | 0.14325
P95 | [18 empty] | 0.20939 | 0.1898
CO2EMISSIONS - CO2 Emissions
MEAN | [18 empty] | 2867.991 | 2640.9217
P5 | [18 empty] | 2481.8228 | 2276.1566
P95 | [18 empty] | 3340.1742 | 3017.7145
FUELCONSUMED - Fuel Consumed
MEAN | [18 empty] | 48610.0176 | 44761.384
P5 | [18 empty] | 42064.7931 | 38578.9258
P95 | [18 empty] | 56613.1214 | 51147.7034
FUELCOST - Fuel Cost
MEAN | [18 empty] | 120367.1132 | 114961.6462
P5 | [18 empty] | 88727.0201 | 82365.3871
P95 | [18 empty] | 164360.3941 | 158919.315
NETPOS - Net Position (MWh)
MEAN | [18 empty] | 5970.2431 | 5493.0524
P5 | [18 empty] | 5167.665 | 4735.06
P95 | [18 empty] | 6950.77 | 6276.03
NETREVENUE - Net Revenue $
MEAN | [18 empty] | 13734.7 | 10298.9125
P5 | [18 empty] | 828.5563 | -1707.4797
P95 | [18 empty] | 28104.2125 | 21336.7263
STARTS - Number Starts
MEAN | [18 empty] | 111.65 | 105.76
P5 | [18 empty] | 93.5 | 81
P95 | [18 empty] | 131.5 | 126
VOMCOSTS - VOM Costs
MEAN | [18 empty] | 4238.8726 | 3954.9977
P5 | [18 empty] | 3669.0422 | 3409.2432
P95 | [18 empty] | 4935.0467 | 4518.7416
15612: New 2037JAN J920_B #2
CAPACITYFACTOR - Net Generation Capacity Factor
MEAN | [18 empty] | 0.1806 | 0.16584
P5 | [18 empty] | 0.1567 | 0.14535
P95 | [18 empty] | 0.2119 | 0.19152
CO2EMISSIONS - CO2 Emissions
MEAN | [18 empty] | 2884.7422 | 2641.9644
P5 | [18 empty] | 2502.162 | 2304.3764
P95 | [18 empty] | 3399.9324 | 3057.3364
FUELCONSUMED - Fuel Consumed
MEAN | [18 empty] | 48893.9356 | 44779.0574
P5 | [18 empty] | 42409.5251 | 39057.2266
P95 | [18 empty] | 57625.9731 | 51819.2616
FUELCOST - Fuel Cost
MEAN | [18 empty] | 120970.7054 | 115026.9657
P5 | [18 empty] | 90525.1743 | 84990.4618
P95 | [18 empty] | 165664.2054 | 159289.4197
NETPOS - Net Position (MWh)
MEAN | [18 empty] | 6005.0679 | 5495.0748
P5 | [18 empty] | 5207.7504 | 4791.37
P95 | [18 empty] | 7075.8556 | 6357.0825
NETREVENUE - Net Revenue $
MEAN | [18 empty] | 13161.1512 | 10304.0986
P5 | [18 empty] | -298.2394 | -2272.9719
P95 | [18 empty] | 27414.0878 | 22845.5373
STARTS - Number Starts
MEAN | [18 empty] | 110.06 | 105.65
P5 | [18 empty] | 92 | 83.5
P95 | [18 empty] | 130.5 | 128
VOMCOSTS - VOM Costs
MEAN | [18 empty] | 4263.5982 | 3956.4538
P5 | [18 empty] | 3697.5028 | 3449.7864
P95 | [18 empty] | 5023.8575 | 4577.0994
15612: New 2038JAN J920_B #1
CAPACITYFACTOR - Net Generation Capacity Factor
MEAN | [19 empty] | 0.1666
P5 | [19 empty] | 0.14594
P95 | [19 empty] | 0.18902
CO2EMISSIONS - CO2 Emissions
MEAN | [19 empty] | 2650.6061
P5 | [19 empty] | 2325.9987
P95 | [19 empty] | 3018.2042
FUELCONSUMED - Fuel Consumed
MEAN | [19 empty] | 44925.5268
P5 | [19 empty] | 39423.7074
P95 | [19 empty] | 51156.0033
FUELCOST - Fuel Cost
MEAN | [19 empty] | 115282.773
P5 | [19 empty] | 83679.0934
P95 | [19 empty] | 158081.5137
NETPOS - Net Position (MWh)
MEAN | [19 empty] | 5513.1362
P5 | [19 empty] | 4839.64
P95 | [19 empty] | 6278.58
NETREVENUE - Net Revenue $
MEAN | [19 empty] | 9817.2088
P5 | [19 empty] | -2725.0969
P95 | [19 empty] | 23594.7114
STARTS - Number Starts
MEAN | [19 empty] | 105.28
P5 | [19 empty] | 83
P95 | [19 empty] | 125
VOMCOSTS - VOM Costs
MEAN | [19 empty] | 3969.458
P5 | [19 empty] | 3484.5408
P95 | [19 empty] | 4520.5776
15612: New 2039JAN J920_B #1
CAPACITYFACTOR - Net Generation Capacity Factor
MEAN
P5
P95
CO2EMISSIONS - CO2 Emissions
MEAN
P5
P95
FUELCONSUMED - Fuel Consumed
MEAN
P5
P95
FUELCOST - Fuel Cost
MEAN
P5
P95
NETPOS - Net Position (MWh)
MEAN
P5
P95
NETREVENUE - Net Revenue $
MEAN
P5
P95
STARTS - Number Starts
MEAN
P5
P95
VOMCOSTS - VOM Costs
MEAN
P5
P95
15612: New 2040JAN 18V50DF_NG_B #1
CAPACITYFACTOR - Net Generation Capacity Factor
MEAN
P5
P95
CO2EMISSIONS - CO2 Emissions
MEAN
P5
P95
FUELCONSUMED - Fuel Consumed
MEAN
P5
P95
FUELCOST - Fuel Cost
MEAN
P5
P95
NETPOS - Net Position (MWh)
MEAN
P5
P95
NETREVENUE - Net Revenue $
MEAN
P5
P95
STARTS - Number Starts
MEAN
P5
P95
VOMCOSTS - VOM Costs
MEAN
P5
P95
15612: New 2041JAN 18V50DF_NG_B #1
CAPACITYFACTOR - Net Generation Capacity Factor
MEAN
P5
P95
CO2EMISSIONS - CO2 Emissions
MEAN
P5
P95
FUELCONSUMED - Fuel Consumed
MEAN
P5
P95
FUELCOST - Fuel Cost
MEAN
P5
P95
NETPOS - Net Position (MWh)
MEAN
P5
P95
NETREVENUE - Net Revenue $
MEAN
P5
P95
STARTS - Number Starts
MEAN
P5
P95
VOMCOSTS - VOM Costs
MEAN
P5
P95
15612: New 2042JAN J920_B #1
CAPACITYFACTOR - Net Generation Capacity Factor
MEAN
P5
P95
CO2EMISSIONS - CO2 Emissions
MEAN
P5
P95
FUELCONSUMED - Fuel Consumed
MEAN
P5
P95
FUELCOST - Fuel Cost
MEAN
P5
P95
NETPOS - Net Position (MWh)
MEAN
P5
P95
NETREVENUE - Net Revenue $
MEAN
P5
P95
STARTS - Number Starts
MEAN
P5
P95
VOMCOSTS - VOM Costs
MEAN
P5
P95
15612: New 2043JAN J920_B #1
CAPACITYFACTOR - Net Generation Capacity Factor
MEAN
P5
P95
CO2EMISSIONS - CO2 Emissions
MEAN
P5
P95
FUELCONSUMED - Fuel Consumed
MEAN
P5
P95
FUELCOST - Fuel Cost
MEAN
P5
P95
NETPOS - Net Position (MWh)
MEAN
P5
P95
NETREVENUE - Net Revenue $
MEAN
P5
P95
STARTS - Number Starts
MEAN
P5
P95
VOMCOSTS - VOM Costs
MEAN
P5
P95
15612: New 2044JAN J920_B #1
CAPACITYFACTOR - Net Generation Capacity Factor
MEAN
P5
P95
CO2EMISSIONS - CO2 Emissions
MEAN
P5
P95
FUELCONSUMED - Fuel Consumed
MEAN
P5
P95
FUELCOST - Fuel Cost
MEAN
P5
P95
NETPOS - Net Position (MWh)
MEAN
P5
P95
NETREVENUE - Net Revenue $
MEAN
P5
P95
STARTS - Number Starts
MEAN
P5
P95
VOMCOSTS - VOM Costs
MEAN
P5
P95
15612: New 2044JAN J920_B #2
CAPACITYFACTOR - Net Generation Capacity Factor
MEAN
P5
P95
CO2EMISSIONS - CO2 Emissions
MEAN
P5
P95
FUELCONSUMED - Fuel Consumed
MEAN
P5
P95
FUELCOST - Fuel Cost
MEAN
P5
P95
NETPOS - Net Position (MWh)
MEAN
P5
P95
NETREVENUE - Net Revenue $
MEAN
P5
P95
STARTS - Number Starts
MEAN
P5
P95
VOMCOSTS - VOM Costs
MEAN
P5
P95
Simple HR 2018 Basin Creek 1-9 2015 single
CAPACITYFACTOR - Net Generation Capacity Factor
MEAN | 0.014442 | 0.006487 | 0.009512 | 0.04537 | 0.013431 | 0.00911 | 0.01632 | 0.010969 | 0.014179 | 0.017053 | 0.024172 | 0.022339 | 0.020826 | 0.017838 | 0.020988 | 0.018695 | 0.038678 | 0.03299 | 0.031148 | 0.026921
P5 | 0 | 0 | 0.000261 | 0 | 0.000262 | 0.000129 | 0.006673 | 0.00474 | 0.006524 | 0.009887 | 0.013864 | 0.015097 | 0.013802 | 0.010769 | 0.01208 | 0.010723 | 0.025742 | 0.021712 | 0.020785 | 0.017376
P95 | 0.061111 | 0.029563 | 0.030646 | 0.099583 | 0.041555 | 0.034815 | 0.028365 | 0.022362 | 0.025664 | 0.026308 | 0.041585 | 0.031776 | 0.026377 | 0.02604 | 0.031974 | 0.029176 | 0.05702 | 0.046988 | 0.041694 | 0.038182
CO2EMISSIONS - CO2 Emissions
MEAN | 1522.1433 | 688.015 | 1002.3446 | 4744.3128 | 1411.469 | 959.1883 | 1712.5277 | 1150.6295 | 1482.7697 | 1799.6045 | 2540.2779 | 2342.7765 | 2192.8731 | 1871.4388 | 2197.3982 | 1962.9638 | 4052.1214 | 3475.6061 | 3271.1681 | 2815.6821
P5 | 0 | 0 | 27.7002 | 0.11475 | 27.491 | 13.732 | 700.3316 | 494.3517 | 686.5996 | 1029.8994 | 1461.0164 | 1562.5487 | 1441.8591 | 1126.0233 | 1263.3433 | 1122.9721 | 2712.946 | 2299.6629 | 2183.3867 | 1812.6229
P95 | 6435.7489 | 3129.6271 | 3247.0255 | 10470.4041 | 4315.9139 | 3687.6725 | 2966.1102 | 2348.1706 | 2673.2587 | 2797.7709 | 4370.9927 | 3336.874 | 2787.5943 | 2729.4141 | 3344.1364 | 3067.9231 | 5995.7167 | 4955.3745 | 4386.8537 | 4018.9982
FUELCONSUMED - Fuel Consumed
MEAN | 25799.0398 | 11661.2707 | 16988.8914 | 80412.0817 | 23923.2034 | 16257.4291 | 29025.8934 | 19502.1947 | 25131.6894 | 30501.7706 | 43055.5577 | 39708.0764 | 37167.341 | 31719.3013 | 37244.0367 | 33270.5733 | 68680.0244 | 58908.5779 | 55443.5276 | 47723.4255
P5 | 0 | 0 | 469.4957 | 1.945 | 465.9489 | 232.7456 | 11870.0269 | 8378.8425 | 11637.2812 | 17455.9219 | 24762.9894 | 26483.8755 | 24438.2906 | 19085.1413 | 21412.5975 | 19033.4256 | 45982.1358 | 38977.3375 | 37006.5544 | 30722.4225
P95 | 109080.4901 | 53044.5279 | 55034.3303 | 177464.4761 | 73151.0826 | 62502.9232 | 50273.055 | 39799.5019 | 45309.4692 | 47419.8454 | 74084.6221 | 56557.1869 | 47247.3619 | 46261.2558 | 56680.2779 | 51998.6968 | 101622.3176 | 83989.3983 | 74353.4518 | 68118.6141
FUELCOST - Fuel Cost
MEAN | 26620.4715 | 11454.0995 | 20039.8538 | 97768.8275 | 29387.7631 | 20493.2427 | 51812.6947 | 36683.0466 | 50834.4574 | 61188.2675 | 89517.9505 | 83946.2103 | 79229.4545 | 70917.0271 | 84642.946 | 77119.0981 | 163187.4183 | 148306.9733 | 141347.4127 | 126797.747
P5 | 0 | 0 | 672.9043 | 2.8995 | 814.3629 | 379.0175 | 20191.3728 | 14678.8895 | 20789.999 | 30710.626 | 41527.5864 | 47816.7224 | 45724.814 | 36647.62 | 37530.2516 | 37047.594 | 88074.4469 | 76686.9081 | 76863.5142 | 61082.3141
P95 | 110998.2288 | 52356.2232 | 55981.7824 | 203377.5848 | 84078.601 | 74709.1469 | 103199.6541 | 89587.8318 | 120263.7154 | 117527.0382 | 206503.8219 | 149445.8842 | 121139.6608 | 137375.8523 | 149496.2721 | 143611.7921 | 282044.2917 | 247444.0791 | 220763.8174 | 218065.2434
NETPOS - Net Position (MWh)
MEAN | 2861.3279 | 1287.1566 | 1876.5905 | 8934.9326 | 2657.8391 | 1807.1198 | 3226.8677 | 2168.1084 | 2793.8182 | 3390.9296 | 4786.0973 | 4414.127 | 4131.7818 | 3526.0521 | 4140.2854 | 3698.4977 | 7634.2215 | 6547.8845 | 6163.4727 | 5305.1144
P5 | 0 | 0 | 51.925 | 0.085 | 51.77 | 25.875 | 1319.625 | 931.5 | 1293.75 | 1940.625 | 2752.4633 | 2944.1271 | 2716.875 | 2121.75 | 2380.5 | 2115.8223 | 5110.8161 | 4332.7794 | 4114.125 | 3415.5
P95 | 12102.8803 | 5858.7131 | 6077.3895 | 19717.9628 | 8128.4263 | 6947.3285 | 5589 | 4424.625 | 5036.9183 | 5271.5917 | 8235.6544 | 6287.625 | 5252.625 | 5142.8022 | 6300.9382 | 5780.3874 | 11296.5369 | 9336.3902 | 8265.6486 | 7571.8763
NETREVENUE - Net Revenue $
MEAN | -2557.8709 | 382.3202 | 7059.8506 | 52330.8438 | 15989.9062 | 12339.0053 | 58322.0587 | 45335.0807 | 45992.048 | 57117.823 | 69289.8128 | 68575.2766 | 67215.5443 | 62223.1301 | 67692.9129 | 65294.6295 | 94340.9786 | 82545.4532 | 79863.294 | 68035.6785
P5 | -15338.1465 | -6802.9834 | -1640.8074 | -0.1568 | 401.2547 | 112.2612 | 22483.3977 | 15340.3078 | 15083.9478 | 23019.5284 | 28014.6396 | 30346.041 | 29403.6831 | 25449.549 | 25691.1687 | 22685.8611 | 49883.2175 | 40530.2249 | 40147.1034 | 29073.5621
P95 | 4660.6603 | 5593.2867 | 27684.2705 | 112565.0232 | 47781.1772 | 43849.4335 | 120073.9937 | 103308.2427 | 113294.9637 | 116525.3368 | 167989.572 | 116194.8837 | 111045.6249 | 121078.2957 | 129367.4163 | 120525.219 | 165066.5771 | 137324.8293 | 129958.4616 | 111397.9067
STARTS - Number Starts
MEAN | 14.34 | 21.29 | 40.51 | 49.41 | 17.71 | 11.21 | 24.19 | 16.13 | 21.23 | 23.89 | 35.49 | 32.89 | 30.45 | 27.92 | 31.13 | 27.52 | 47.24 | 41.53 | 38.9 | 34.5
P5 | 0 | 0 | 10.5 | 1 | 1.5 | 0 | 13 | 8 | 12 | 15 | 22 | 21.5 | 20 | 17.5 | 19.5 | 17.5 | 32.5 | 29 | 27 | 22
P95 | 54.5 | 96.5 | 113.5 | 102.5 | 52 | 38.5 | 41 | 30 | 35 | 33 | 54.5 | 44.5 | 41 | 42 | 44.5 | 37 | 64.5 | 57.5 | 51.5 | 47.5
VOMCOSTS - VOM Costs
MEAN | 12933.2021 | 5933.7919 | 8819.9756 | 42887.6763 | 12996.8334 | 9017.5276 | 16424.7566 | 11252.4826 | 14807.2365 | 18311.0201 | 26371.396 | 24807.3937 | 23675.1099 | 20627.4049 | 24717.504 | 22486.8662 | 47408.5154 | 41448.1092 | 39816.0334 | 34960.7042
P5 | 0 | 0 | 244.0475 | 0.408 | 253.1553 | 129.1163 | 6716.8912 | 4834.485 | 6856.875 | 10479.375 | 15166.0729 | 16545.9944 | 15567.6938 | 12412.2375 | 14211.585 | 12864.1998 | 31738.1682 | 27426.4935 | 26577.2475 | 22508.145
P95 | 54705.0191 | 27008.6673 | 28563.7307 | 94646.2213 | 39748.0047 | 34667.1693 | 28448.01 | 22963.8037 | 26695.6668 | 28466.5954 | 45378.456 | 35336.4525 | 30097.5412 | 30085.3929 | 37616.601 | 35144.7554 | 70151.4939 | 59099.3502 | 53396.0902 | 49898.6649
Simple HR 2018 CELP 2015 v2
CAPACITYFACTOR - Net Generation Capacity Factor
MEAN | 1 | 1 | 1 | 1 | 1 | 1
P5 | 1 | 1 | 1 | 1 | 1 | 1
P95 | 1 | 1 | 1 | 1 | 1 | 1
NETPOS - Net Position (MWh)
MEAN | 130665.85 | 130922.4 | 130175.15 | 130114.6 | 130699.1 | 64667.05
P5 | 117512.5 | 119070 | 118720 | 118562.5 | 119262.5 | 58397.5
P95 | 134680 | 134960 | 134120 | 134120 | 134680 | 66640
NETREVENUE - Net Revenue $
MEAN | -10555499.6092 | -10657747.7484 | -11005043.869 | -11549320.5102 | -12156375.5705 | -6490732.9099
P5 | -11278006.1822 | -11536883.5302 | -11963889.5705 | -12517982.8534 | -13109960.3148 | -6857684.1506
P95 | -9461696.8765 | -9551752.7026 | -9802066.5957 | -10430863.9648 | -10836216.3294 | -5869581.3702
STARTS - Number Starts
MEAN | 1.52 | 1.55 | 1.65 | 1.64 | 1.45 | 0.85
P5 | 0 | 0 | 0 | 0 | 0 | 0
P95 | 6.5 | 7 | 7 | 7 | 6 | 4
Simple HR 2018 Colstrip 3 economic dispatch
CAPACITYFACTOR - Net Generation Capacity Factor
MEAN | 0.31179 | 0.31937 | 0.26906 | 0.2558 | 0.32282 | 0.28133 | 0.28452 | 0.28641 | 0.24485 | 0.23965 | 0.29807 | 0.24861 | 0.23667 | 0.26245 | 0.22605 | 0.22688 | 0.27413 | 0.23487 | 0.23011 | 0.25672
P5 | 0.20194 | 0.19434 | 0.14614 | 0.077325 | 0.13717 | 0.11914 | 0.118 | 0.14276 | 0.10946 | 0.13351 | 0.16837 | 0.13907 | 0.13383 | 0.12086 | 0.11497 | 0.11348 | 0.15378 | 0.12926 | 0.12966 | 0.1304
P95 | 0.39601 | 0.41017 | 0.35428 | 0.42805 | 0.49436 | 0.42709 | 0.43154 | 0.46976 | 0.41665 | 0.37827 | 0.46792 | 0.37085 | 0.37716 | 0.42016 | 0.33404 | 0.32483 | 0.40209 | 0.33503 | 0.3354 | 0.38318
CO2EMISSIONS - CO2 Emissions
MEAN | 105483.251 | 95126.0443 | 90480.0042 | 86438.459 | 93731.6844 | 95782.4723 | 96755.2454 | 84564.5873 | 82730.9255 | 81708.045 | 86930.2059 | 84531.3775 | 80340.4437 | 77817.9531 | 76315.275 | 76431.0645 | 79936.9753 | 80075.8137 | 78060.9059 | 75718.9159
P5 | 68299.2902 | 56447.7872 | 49470.9417 | 25423.7928 | 39009.4502 | 40859.6158 | 38551.5299 | 41137.9492 | 36616.5606 | 45752.7604 | 48774.8911 | 47350.9268 | 45491.3947 | 35851.7884 | 38223.9417 | 37890.7389 | 45491.7512 | 44414.3515 | 43748.9868 | 37788.0148
P95 | 136230.2385 | 125598.9848 | 120497.1336 | 149002.6209 | 146340.9614 | 146914.7503 | 148510.1957 | 138949.926 | 138761.7094 | 127556.3607 | 134835.3612 | 129458.5573 | 126528.6086 | 126015.503 | 112367.3136 | 107754.1872 | 116930.0818 | 114508.3543 | 114322.2703 | 110254.3253
FUELCONSUMED - Fuel Consumed
MEAN | 958938.6451 | 864782.2206 | 822545.4931 | 785804.1726 | 852106.2223 | 870749.748 | 879593.1403 | 768768.9758 | 752099.323 | 742800.4095 | 790274.5995 | 768467.0683 | 730367.6696 | 707435.937 | 693775.2274 | 694827.8592 | 726699.775 | 727961.9431 | 709644.5992 | 688353.7805
P5 | 620902.6383 | 513161.7021 | 449735.8339 | 231125.389 | 354631.3651 | 371451.0524 | 350468.4538 | 373981.3567 | 332877.8236 | 415934.1858 | 443408.1007 | 430462.9707 | 413558.1334 | 325925.3493 | 347490.3791 | 344461.2627 | 413561.3742 | 403766.8316 | 397718.0619 | 343527.4077
P95 | 1238456.7134 | 1141808.9531 | 1095428.4874 | 1354569.2813 | 1330372.3761 | 1335588.639 | 1350092.6884 | 1263181.1452 | 1261470.0857 | 1159603.2789 | 1225776.0107 | 1176895.9756 | 1150260.0781 | 1145595.4814 | 1021521.0324 | 979583.5203 | 1063000.7439 | 1040985.0391 | 1039293.3659 | 1002312.0481
FUELCOST - Fuel Cost
MEAN | 920581.0993 | 812895.2874 | 814320.0382 | 911532.8403 | 937316.8445 | 975239.7178 | 1002736.1799 | 899459.7017 | 894998.1944 | 898788.4955 | 979940.5033 | 968268.5061 | 942174.2938 | 926741.0775 | 929658.8048 | 951914.1672 | 1017379.685 | 1033705.9592 | 1028984.6689 | 1018763.5951
P5 | 596066.5328 | 482372 | 445238.4756 | 268105.4512 | 390094.5016 | 416025.1787 | 399534.0374 | 437558.1874 | 396124.6101 | 503280.3648 | 549826.0449 | 542383.343 | 533489.9921 | 426962.2075 | 465637.108 | 471911.9299 | 578985.9239 | 573348.9009 | 576691.1897 | 508420.5634
P95 | 1188918.4449 | 1073300.4159 | 1084474.2025 | 1571300.3663 | 1463409.6138 | 1495859.2757 | 1539105.6647 | 1477921.9399 | 1501149.4019 | 1403119.9674 | 1519962.2532 | 1482888.9293 | 1483835.5007 | 1500730.0807 | 1368838.1834 | 1342029.4228 | 1488201.0415 | 1478198.7555 | 1506975.3806 | 1483421.8312
NETPOS - Net Position (MWh)
MEAN | 90311.8845 | 81378.7511 | 77391.2588 | 73975.4658 | 80241.8645 | 82010.4071 | 82871.5091 | 72422.9401 | 70857.4452 | 69979.639 | 74461.6238 | 72400.7937 | 68807.7441 | 66651 | 65362.1651 | 65465.8749 | 68486.6513 | 68606.9407 | 66881.3782 | 64876.0394
P5 | 58438.8405 | 48279.7504 | 42302.754 | 21706.7004 | 33320.408 | 34909.9804 | 32951.1266 | 35175.782 | 31318.5234 | 39142.7535 | 41732.8152 | 40516.8416 | 38914.8835 | 30666.4255 | 32701.9015 | 32425.1462 | 38948.724 | 38023.8546 | 37455.0493 | 32351.24
P95 | 116648.4713 | 107468.3994 | 103065.5769 | 127633.356 | 125369.8998 | 125884.0359 | 127281.6596 | 119086.6243 | 118940.6166 | 109314.0293 | 115558.0287 | 110946.4452 | 108436.9233 | 107993.4979 | 96285.4897 | 92327.7954 | 100222.9271 | 98133.0674 | 97977.0885 | 94490.8026
NETREVENUE - Net Revenue $
MEAN | -106133.1639 | 119181.6986 | 133844.3869 | 196390.1114 | 168766.2239 | 149226.5049 | 124426.5518 | 82687.4082 | -10308.8703 | 10047.3216 | 12936.6568 | 2111.1872 | 15388.5656 | 39572.4231 | 30881.8636 | 46182.3956 | -4047.3506 | -18874.9441 | -28108.8191 | -42484.3902
P5 | -316023.6262 | -186409.7801 | -169951.7105 | -82107.0023 | -138485.6599 | -121625.2658 | -126092.7932 | -108525.5639 | -188051.9129 | -148610.9089 | -166679.887 | -141615.7746 | -129555.699 | -122670.8108 | -114538.8885 | -96736.6841 | -139975.7148 | -171356.5737 | -197140.561 | -169957.2544
P95 | 262108.6514 | 540171.562 | 672319.5728 | 791731.9925 | 700833.2939 | 643778.3755 | 583366.9959 | 646321.4692 | 569180.6455 | 327067.4236 | 455456.8588 | 267232.9996 | 241701.2744 | 411000.6004 | 313966.065 | 288437.7342 | 294764.5955 | 223993.7872 | 170883.5855 | 162278.8581
STARTS - Number Starts
MEAN | 4.86 | 3.17 | 2.51 | 2.83 | 3.22 | 2.34 | 60.2 | 59.38 | 131.52 | 118.41 | 29.08 | 28.51 | 25.57 | 24.55 | 21.3 | 20.98 | 153.47 | 143.92 | 143.64 | 113.59
P5 | 1 | 1 | 0 | 0 | 1 | 0 | 36.5 | 39.5 | 100 | 92 | 15 | 12 | 10.5 | 10.5 | 9.5 | 6 | 129 | 116.5 | 121 | 92.5
P95 | 9 | 6 | 5.5 | 6 | 5.5 | 5 | 84.5 | 81 | 159.5 | 144 | 46 | 47 | 42 | 40.5 | 36 | 35.5 | 178 | 170 | 168.5 | 138.5
VOMCOSTS - VOM Costs
MEAN | 304351.0507 | 279129.1162 | 270869.4059 | 264092.4127 | 292080.3869 | 305078.7144 | 314083.0196 | 280276.7784 | 279178.3342 | 281318.1487 | 305292.6578 | 303359.3258 | 293809.0671 | 289931.8499 | 290208.0131 | 296560.4135 | 316408.329 | 323138.6909 | 321699.4293 | 317892.5929
P5 | 196938.8924 | 165599.5439 | 148059.639 | 77492.9206 | 121286.2852 | 129865.127 | 124884.7696 | 136130.2764 | 123394.9823 | 157353.8689 | 171104.5423 | 169765.5663 | 166166.5525 | 133398.9511 | 145196.4428 | 146885.9122 | 179943.1048 | 179092.3553 | 180158.7873 | 158521.0762
P95 | 393105.3483 | 368616.6098 | 360729.5192 | 455651.0811 | 456346.4353 | 468288.6136 | 482397.49 | 460865.2361 | 468626.0294 | 439442.398 | 473787.9175 | 464865.6054 | 463025.6627 | 469771.7159 | 427507.5744 | 418244.9131 | 463029.9232 | 462206.7475 | 471269.7956 | 463004.9325
Simple HR 2018 Colstrip 3 must run
CAPACITYFACTOR - Net Generation Capacity Factor
MEAN | 1 | 1 | 1 | 1 | 1 | 1 | 1 | 1 | 1 | 1 | 1 | 1 | 1 | 1 | 1 | 1 | 1 | 1 | 1 | 1
P5 | 1 | 1 | 1 | 1 | 1 | 1 | 1 | 1 | 1 | 1 | 1 | 1 | 1 | 1 | 1 | 1 | 1 | 1 | 1 | 1
P95 | 1 | 1 | 1 | 1 | 1 | 1 | 1 | 1 | 1 | 1 | 1 | 1 | 1 | 1 | 1 | 1 | 1 | 1 | 1 | 1
CO2EMISSIONS - CO2 Emissions
MEAN | 159591.9105 | 140446.1025 | 159154.875 | 158961.0825 | 137074.113 | 159766.992 | 160268.1795 | 139862.052 | 159940.2915 | 160387.5735 | 138116.583 | 158999.841 | 160258.824 | 139682.961 | 159193.6335 | 159465.834 | 137558.3715 | 160019.145 | 159711.75 | 139243.2525
P5 | 150801.75 | 130798.8 | 150913.125 | 149398.425 | 128081.25 | 149688 | 152784.225 | 132447.15 | 151559.1 | 150890.85 | 128014.425 | 149754.825 | 150979.95 | 131066.1 | 150467.625 | 152004.6 | 128571.3 | 153185.175 | 149598.9 | 132179.85
P95 | 167418.9 | 147638.7 | 168042.6 | 166772.925 | 144987.975 | 167485.725 | 167173.875 | 146747.7 | 166906.575 | 168198.525 | 144475.65 | 166126.95 | 167374.35 | 146569.5 | 166817.475 | 166906.575 | 145166.175 | 167352.075 | 166995.675 | 146257.65
FUELCONSUMED - Fuel Consumed
MEAN | 1450835.55 | 1276782.75 | 1446862.5 | 1445100.75 | 1246128.3 | 1452427.2 | 1456983.45 | 1271473.2 | 1454002.65 | 1458068.85 | 1255605.3 | 1445453.1 | 1456898.4 | 1269845.1 | 1447214.85 | 1449689.4 | 1250530.65 | 1454719.5 | 1451925 | 1265847.75
P5 | 1370925 | 1189080 | 1371937.5 | 1358167.5 | 1164375 | 1360800 | 1388947.5 | 1204065 | 1377810 | 1371735 | 1163767.5 | 1361407.5 | 1372545 | 1191510 | 1367887.5 | 1381860 | 1168830 | 1392592.5 | 1359990 | 1201635
P95 | 1521990 | 1342170 | 1527660 | 1516117.5 | 1318072.5 | 1522597.5 | 1519762.5 | 1334070 | 1517332.5 | 1529077.5 | 1313415 | 1510245 | 1521585 | 1332450 | 1516522.5 | 1517332.5 | 1319692.5 | 1521382.5 | 1518142.5 | 1329615
FUELCOST - Fuel Cost
MEAN | 1392802.128 | 1200175.785 | 1432393.875 | 1676316.87 | 1370741.13 | 1626718.464 | 1660961.133 | 1487623.644 | 1730263.1535 | 1764263.3085 | 1556950.572 | 1821270.906 | 1879398.936 | 1663497.081 | 1939267.899 | 1986074.478 | 1750742.91 | 2065701.69 | 2105291.25 | 1873454.67
P5 | 1316088 | 1117735.2 | 1358218.125 | 1575474.3 | 1280812.5 | 1524096 | 1583400.15 | 1408756.05 | 1639593.9 | 1659799.35 | 1443071.7 | 1715373.45 | 1770583.05 | 1560878.1 | 1832969.25 | 1893148.2 | 1636362 | 1977481.35 | 1971985.5 | 1778419.8
P95 | 1461110.4 | 1261639.8 | 1512383.4 | 1758696.3 | 1449879.75 | 1705309.2 | 1732529.25 | 1560861.9 | 1805625.675 | 1850183.775 | 1628634.6 | 1902908.7 | 1962844.65 | 1745509.5 | 2032140.15 | 2078745.525 | 1847569.5 | 2160363.15 | 2201306.625 | 1967830.2
NETPOS - Net Position (MWh)
MEAN | 107469.3 | 94576.5 | 107175 | 107044.5 | 92305.8 | 107587.2 | 107924.7 | 94183.2 | 107703.9 | 108005.1 | 93007.8 | 107070.6 | 107918.4 | 94062.6 | 107201.1 | 107384.4 | 92631.9 | 107757 | 107550 | 93766.5
P5 | 101550 | 88080 | 101625 | 100605 | 86250 | 100800 | 102885 | 89190 | 102060 | 101610 | 86205 | 100845 | 101670 | 88260 | 101325 | 102360 | 86580 | 103155 | 100740 | 89010
P95 | 112740 | 99420 | 113160 | 112305 | 97635 | 112785 | 112575 | 98820 | 112395 | 113265 | 97290 | 111870 | 112710 | 98700 | 112335 | 112395 | 97755 | 112695 | 112455 | 98490
NETREVENUE - Net Revenue $
MEAN | -1621970.5847 | -1051986.6805 | -1339070.5699 | -1687763.4457 | -1323486.2798 | -1822541.4588 | -1970121.21 | -1757805.3428 | -2272698.3894 | -2315121.6117 | -1907181.1839 | -2399774.6621 | -2481407.2418 | -2085214.8669 | -2568012.0853 | -2624389.5676 | -2178814.4593 | -2753792.1302 | -2804703.9576 | -2364466.2651
P5 | -2019519.9919 | -1500209.3987 | -1860317.59 | -2258329.1709 | -1761228.0426 | -2283806.603 | -2411958.5905 | -2134111.2327 | -2598624.5978 | -2673843.5906 | -2240043.4109 | -2764389.1084 | -2836275.3404 | -2414376.9127 | -2911875.5412 | -2954471.2257 | -2466052.4856 | -3046959.6919 | -3132855.9471 | -2712034.5808
P95 | -1193069.9454 | -615641.9995 | -718320.2633 | -1080590.0032 | -757812.9289 | -1382680.6984 | -1515307.9488 | -1228390.0597 | -1692535.0388 | -1883493.3101 | -1409084.9871 | -1998655.741 | -2082090.2199 | -1622773.1334 | -2245250.7465 | -2239139.3956 | -1771498.0193 | -2404463.2701 | -2439849.7346 | -2036935.0436
STARTS - Number Starts
MEAN | 2.29 | 2.8 | 2.21 | 2.22 | 2.89 | 2.37 | 1.94 | 2.88 | 1.81 | 2.05 | 2.71 | 2.07 | 2.13 | 2.91 | 2.15 | 2.12 | 2.74 | 2.15 | 2.17 | 2.9
P5 | 0 | 1 | 0 | 0 | 1 | 0 | 0 | 1 | 0 | 0 | 1 | 0 | 0 | 1 | 0 | 0 | 1 | 0 | 0 | 1
P95 | 5 | 5 | 5 | 5 | 5 | 5.5 | 4 | 5 | 4 | 5 | 5 | 4.5 | 5 | 5.5 | 5 | 4.5 | 5 | 5 | 5 | 5
VOMCOSTS - VOM Costs
MEAN | 362171.541 | 324397.395 | 375112.5 | 382148.865 | 335993.112 | 400224.384 | 409034.613 | 364488.984 | 424353.366 | 434180.502 | 381331.98 | 448625.814 | 460811.568 | 409172.31 | 475972.884 | 486451.332 | 427959.378 | 507535.47 | 517315.5 | 459455.85
P5 | 342223.5 | 302114.4 | 355687.5 | 359159.85 | 313950 | 374976 | 389934.15 | 345165.3 | 402116.4 | 408472.2 | 353440.5 | 422540.55 | 434130.9 | 383931 | 449883 | 463690.8 | 399999.6 | 485860.05 | 484559.4 | 436149
P95 | 379933.8 | 341010.6 | 396060 | 400928.85 | 355391.4 | 419560.2 | 426659.25 | 382433.4 | 442836.3 | 455325.3 | 398889 | 468735.3 | 481271.7 | 429345 | 498767.4 | 509149.35 | 451628.1 | 530793.45 | 540908.55 | 482601
Simple HR 2018 Colstrip 4 economic dispatch
CAPACITYFACTOR - Net Generation Capacity Factor
MEAN | 0.35039 | 0.26801 | 0.25248 | 0.27354 | 0.26296 | 0.25894 | 0.30989 | 0.23874 | 0.24223 | 0.27613 | 0.25423 | 0.24374 | 0.26489 | 0.22684 | 0.22485 | 0.263 | 0.23217 | 0.23119 | 0.26153 | 0.22519
P5 | 0.22554 | 0.15562 | 0.1369 | 0.082123 | 0.099583 | 0.099128 | 0.11508 | 0.1068 | 0.10391 | 0.15046 | 0.12589 | 0.13038 | 0.14566 | 0.10654 | 0.10715 | 0.12498 | 0.13091 | 0.12931 | 0.14946 | 0.11547
P95 | 0.45233 | 0.35455 | 0.33635 | 0.48348 | 0.42871 | 0.40655 | 0.48522 | 0.40496 | 0.41589 | 0.42719 | 0.38962 | 0.36792 | 0.42038 | 0.37244 | 0.33329 | 0.37418 | 0.34013 | 0.33438 | 0.37521 | 0.33914
CO2EMISSIONS - CO2 Emissions
MEAN | 104028.4001 | 91396.8786 | 85267.1415 | 78821.8897 | 88899.1344 | 87739.6453 | 91892.6235 | 80463.8838 | 82141.6624 | 80885.5921 | 86263.2128 | 82761.7799 | 78933.7215 | 76344.2532 | 76190.2532 | 76528.7549 | 78531.4964 | 78528.5269 | 77869.5002 | 76227.3412
P5 | 65921.3165 | 52983.7412 | 46080.8377 | 24257.8998 | 33685.9933 | 33933.997 | 35371.3115 | 36505.1596 | 35384.1624 | 43547.388 | 42780.6782 | 43672.5381 | 42715.1659 | 36461.4174 | 36374.4885 | 37459.5224 | 43896.1754 | 43205.9637 | 43512.0303 | 38677.6202
P95 | 136714.9782 | 122689.2809 | 112967.3366 | 135674.2805 | 143082.2058 | 137831.9413 | 146598.2938 | 134901.6775 | 141635.7922 | 124067.6697 | 133730.0095 | 126851.8313 | 124153.8346 | 125356.4903 | 117802.3782 | 110513.8205 | 116322.855 | 116888.023 | 111759.4333 | 113288.3552
FUELCONSUMED - Fuel Consumed
MEAN | 945712.7281 | 830880.7145 | 775155.8316 | 716562.6332 | 808173.9491 | 797633.139 | 835387.4861 | 731489.8524 | 746742.3852 | 735323.5643 | 784211.0254 | 752379.8172 | 717579.2865 | 694038.6651 | 692638.6653 | 695715.9535 | 713922.6944 | 713895.6987 | 707904.5474 | 692975.8291
P5 | 599284.6952 | 481670.3744 | 418916.7067 | 220526.3617 | 306236.3029 | 308490.8823 | 321557.3771 | 331865.0871 | 321674.204 | 395885.3457 | 388915.2561 | 397023.0733 | 388319.6897 | 331467.4311 | 330677.1679 | 340541.1126 | 399056.1396 | 392781.4881 | 395563.9116 | 351614.7293
P95 | 1242863.4381 | 1115357.0994 | 1026975.7875 | 1233402.5498 | 1300747.3257 | 1253017.6485 | 1332711.7618 | 1226378.8862 | 1287598.1109 | 1127887.906 | 1215727.359 | 1153198.4667 | 1128671.2233 | 1139604.4571 | 1070930.7109 | 1004671.0955 | 1057480.4996 | 1062618.3907 | 1015994.8481 | 1029894.1379
FUELCOST - Fuel Cost
MEAN | 907884.219 | 781027.8717 | 767404.2733 | 831212.6545 | 888991.344 | 893349.1156 | 952341.7342 | 855843.1273 | 888623.4384 | 889741.5128 | 972421.6715 | 947998.5696 | 925677.2795 | 909190.6513 | 928135.8115 | 953130.8563 | 999491.7721 | 1013731.8922 | 1026461.5938 | 1025604.2271
P5 | 575313.3074 | 452770.1519 | 414727.5396 | 255810.5796 | 336859.9331 | 345509.7881 | 366575.4099 | 388282.152 | 382792.3028 | 479021.2683 | 482254.9175 | 500249.0723 | 500932.3998 | 434222.3347 | 443107.405 | 466541.3242 | 558678.5955 | 557749.7131 | 573567.6719 | 520389.7994
P95 | 1193148.9005 | 1048435.6735 | 1016706.0296 | 1430746.9578 | 1430822.0582 | 1403379.7663 | 1519291.4085 | 1434863.2968 | 1532241.752 | 1364744.3662 | 1507501.9251 | 1453030.0681 | 1455985.878 | 1492881.8388 | 1435047.1526 | 1376399.4009 | 1480472.6994 | 1508918.1148 | 1473192.5297 | 1524243.3241
NETPOS - Net Position (MWh)
MEAN | 89067.7819 | 78164.7342 | 72906.9897 | 67445.1434 | 76085.9596 | 75105.9568 | 78707.1272 | 68906.6099 | 70352.6316 | 69275.3891 | 73891.0265 | 70887.759 | 67603.0532 | 65385.8215 | 65255.6884 | 65551.6934 | 67277.0777 | 67278.0767 | 66716.7337 | 65309.1976
P5 | 56418.0523 | 45300.7204 | 39380.5238 | 20709.7378 | 28762.6059 | 28978.5073 | 30230.7977 | 31207.0046 | 30267.2113 | 37264.018 | 36602.6854 | 37372.3672 | 36550.1404 | 31186.0155 | 31117.3098 | 32054.0822 | 37579.9709 | 36991.2974 | 37250.6628 | 33107.5913
P95 | 117080.8341 | 104957.0444 | 96588.0611 | 116207.1575 | 122554.1935 | 118089.031 | 125648.3583 | 115602.7974 | 121393.6961 | 106310.3387 | 114610.7444 | 108715.3793 | 106393.0003 | 107445.4738 | 100955.0132 | 94691.8845 | 99685.6917 | 100167.8996 | 95778.1012 | 97100.0084
NETREVENUE - Net Revenue $
MEAN | -98044.368 | 110205.0425 | 124842.0839 | 207772.0462 | 182667.7249 | 145250.767 | 155741.8343 | 107377.7496 | 1098.8534 | 17380.3267 | 16099.3741 | 7798.7787 | 25843.7512 | 47107.6538 | 43254.5607 | 58355.501 | -1973.8289 | -17675.9741 | -27580.7295 | -37205.9998
P5 | -299661.5965 | -183318.8407 | -154101.4849 | -52686.8336 | -81871.4338 | -94861.7148 | -79735.651 | -84430.0356 | -179532.5799 | -126203.2229 | -161170.9856 | -132434.4115 | -139373.8537 | -119032.5466 | -116705.8621 | -86581.7936 | -143241.719 | -173842.703 | -182475.4975 | -162564.876
P95 | 247605.9376 | 533697.6428 | 590702.5135 | 817848.4138 | 751934.3091 | 564512.3864 | 587403.8827 | 652307.8231 | 610884.602 | 376308.0031 | 447304.1603 | 263402.2123 | 285385.5117 | 437479.1203 | 345572.7437 | 303603.6414 | 287698.1819 | 214453.8914 | 180700.8258 | 157416.2415
STARTS - Number Starts
MEAN | 13.27 | 3.27 | 3.24 | 3.39 | 2.64 | 2.59 | 60.56 | 60.45 | 129.55 | 120.28 | 25.8 | 24.98 | 24.37 | 23.07 | 22.8 | 22.08 | 135.91 | 129 | 131.19 | 117.01
P5 | 5 | 0.5 | 1 | 1 | 0 | 0 | 36 | 38.5 | 101 | 97 | 13.5 | 10 | 11 | 9.5 | 11 | 8.5 | 104 | 103.5 | 106.5 | 94
P95 | 24 | 7 | 6 | 7 | 6 | 5 | 86 | 84 | 159 | 145 | 40 | 44.5 | 38 | 38 | 39 | 37 | 164 | 157.5 | 159.5 | 145
VOMCOSTS - VOM Costs
MEAN | 300158.4248 | 268105.0384 | 255174.4641 | 240779.1621 | 276952.893 | 279394.1593 | 298300.0121 | 266668.5802 | 277189.3684 | 278487.0641 | 302953.2089 | 297019.7101 | 288665.0373 | 284428.3235 | 289735.2566 | 296949.1711 | 310820.0991 | 316879.7415 | 320907.4893 | 320015.0682
P5 | 190128.8364 | 155381.4711 | 137831.8334 | 73933.7639 | 104695.8855 | 107800.047 | 114574.7234 | 120771.108 | 119252.8125 | 149801.3522 | 150071.0102 | 156590.2184 | 156069.0993 | 135659.1676 | 138160.8555 | 145204.9925 | 173619.4656 | 174229.0107 | 179175.6882 | 162227.1975
P95 | 394562.4109 | 360002.6624 | 338058.2137 | 414859.5522 | 446097.2642 | 439291.1953 | 476207.2779 | 447382.826 | 478291.1625 | 427367.5615 | 469904.052 | 455517.4392 | 454298.1111 | 467387.8109 | 448240.2584 | 428954.2366 | 460547.8958 | 471790.807 | 460692.6667 | 475790.0411
Simple HR 2018 Colstrip 4 must run
CAPACITYFACTOR - Net Generation Capacity Factor
MEAN | 1 | 1 | 1 | 1 | 1 | 1 | 1 | 1 | 1 | 1 | 1 | 1 | 1 | 1 | 1 | 1 | 1 | 1 | 1 | 1
P5 | 1 | 1 | 1 | 1 | 1 | 1 | 1 | 1 | 1 | 1 | 1 | 1 | 1 | 1 | 1 | 1 | 1 | 1 | 1 | 1
P95 | 1 | 1 | 1 | 1 | 1 | 1 | 1 | 1 | 1 | 1 | 1 | 1 | 1 | 1 | 1 | 1 | 1 | 1 | 1 | 1
CO2EMISSIONS - CO2 Emissions
MEAN | 140394.4245 | 159963.4575 | 158969.547 | 135213.2595 | 160162.1505 | 160467.318 | 140654.5965 | 160047.2115 | 158726.7495 | 137858.193 | 159885.0495 | 159125.0265 | 139669.596 | 158822.532 | 159062.6565 | 136803.249 | 159681.456 | 160422.3225 | 139221.423 | 160087.3065
P5 | 132046.2 | 151536.825 | 149888.475 | 125252.325 | 150757.2 | 152093.7 | 133182.225 | 150757.2 | 150133.5 | 127613.475 | 149910.75 | 148329.225 | 130442.4 | 148440.6 | 149420.7 | 127858.5 | 149576.625 | 151269.525 | 131578.425 | 149220.225
P95 | 147705.525 | 168399 | 167886.675 | 142938.675 | 168955.875 | 168510.375 | 147326.85 | 168198.525 | 166951.125 | 145077.075 | 168443.55 | 168287.625 | 147081.825 | 167931.225 | 167508 | 145522.575 | 165971.025 | 169690.95 | 146480.4 | 167307.525
FUELCONSUMED - Fuel Consumed
MEAN | 1276312.95 | 1454213.25 | 1445177.7 | 1229211.45 | 1456019.55 | 1458793.8 | 1278678.15 | 1454974.65 | 1442970.45 | 1253256.3 | 1453500.45 | 1446591.15 | 1269723.6 | 1443841.2 | 1446024.15 | 1243665.9 | 1451649.6 | 1458384.75 | 1265649.3 | 1455339.15
P5 | 1200420 | 1377607.5 | 1362622.5 | 1138657.5 | 1370520 | 1382670 | 1210747.5 | 1370520 | 1364850 | 1160122.5 | 1362825 | 1348447.5 | 1185840 | 1349460 | 1358370 | 1162350 | 1359787.5 | 1375177.5 | 1196167.5 | 1356547.5
P95 | 1342777.5 | 1530900 | 1526242.5 | 1299442.5 | 1535962.5 | 1531912.5 | 1339335 | 1529077.5 | 1517737.5 | 1318882.5 | 1531305 | 1529887.5 | 1337107.5 | 1526647.5 | 1522800 | 1322932.5 | 1508827.5 | 1542645 | 1331640 | 1520977.5
FUELCOST - Fuel Cost
MEAN | 1225260.432 | 1366960.455 | 1430725.923 | 1425885.282 | 1601621.505 | 1633849.056 | 1457693.091 | 1702320.3405 | 1717134.8355 | 1516440.123 | 1802340.558 | 1822704.849 | 1637943.444 | 1891431.972 | 1937672.361 | 1703822.283 | 2032309.44 | 2070906.345 | 1835191.485 | 2153901.942
P5 | 1152403.2 | 1294951.05 | 1348996.275 | 1320842.7 | 1507572 | 1548590.4 | 1380252.15 | 1603508.4 | 1624171.5 | 1403748.225 | 1689903 | 1699043.85 | 1529733.6 | 1767792.6 | 1820215.8 | 1592419.5 | 1903702.5 | 1952752.05 | 1734442.875 | 2007690.3
P95 | 1289066.4 | 1439046 | 1510980.075 | 1507353.3 | 1689558.75 | 1715742 | 1526841.9 | 1789020.675 | 1806107.625 | 1595847.825 | 1898818.2 | 1927658.25 | 1724868.675 | 1999908.225 | 2040552 | 1812417.525 | 2112358.5 | 2190555.9 | 1930878 | 2251046.7
NETPOS - Net Position (MWh)
MEAN | 94541.7 | 107719.5 | 107050.2 | 91052.7 | 107853.3 | 108058.8 | 94716.9 | 107775.9 | 106886.7 | 92833.8 | 107666.7 | 107154.9 | 94053.6 | 106951.2 | 107112.9 | 92123.4 | 107529.6 | 108028.5 | 93751.8 | 107802.9
P5 | 88920 | 102045 | 100935 | 84345 | 101520 | 102420 | 89685 | 101520 | 101100 | 85935 | 100950 | 99885 | 87840 | 99960 | 100620 | 86100 | 100725 | 101865 | 88605 | 100485
P95 | 99465 | 113400 | 113055 | 96255 | 113775 | 113475 | 99210 | 113265 | 112425 | 97695 | 113430 | 113325 | 99045 | 113085 | 112800 | 97995 | 111765 | 114270 | 98640 | 112665
NETREVENUE - Net Revenue $
MEAN | -1329290.5263 | -1317716.2919 | -1344627.2681 | -1322570.3912 | -1688454.9503 | -1830265.5875 | -1616200.6837 | -2131115.9114 | -2263304.8321 | -1867549.9102 | -2374408.5682 | -2400866.3131 | -2052695.1399 | -2500398.093 | -2569044.0064 | -2100349.5422 | -2692731.2918 | -2762150.63 | -2314929.3708 | -2862952.6669
P5 | -1680104.6695 | -1794624.2624 | -1849085.1897 | -1892138.9169 | -2154130.7716 | -2262540.6568 | -2076679.9155 | -2507173.9819 | -2631143.3207 | -2151505.7307 | -2718677.0503 | -2759162.0075 | -2359895.5049 | -2879286.0689 | -2874905.3354 | -2478822.892 | -3006200.3747 | -3109347.9231 | -2597844.28 | -3194861.4314
P95 | -951857.686 | -840306.0137 | -737701.5957 | -723968.1244 | -1139716.2748 | -1402575.6648 | -1199352.1276 | -1603847.8013 | -1669603.1113 | -1463550.4207 | -1880939.3378 | -2062706.2565 | -1709837.383 | -1994381.4054 | -2228934.1143 | -1674638.0702 | -2401221.9301 | -2389649.9681 | -1973243.8795 | -2434212.9636
STARTS - Number Starts
MEAN | 3.1 | 2.4 | 2.39 | 3.02 | 2.36 | 2.16 | 2.68 | 2.19 | 2.61 | 2.92 | 2.39 | 2.38 | 3.07 | 2.48 | 2.26 | 2.73 | 2.35 | 2.07 | 3.08 | 2.09
P5 | 1 | 0 | 0 | 1 | 0 | 0 | 1 | 0 | 0 | 1 | 0 | 0 | 1 | 0 | 0 | 1 | 0 | 0 | 1 | 0
P95 | 6 | 5 | 4.5 | 6 | 5 | 4 | 5 | 5 | 5.5 | 5 | 5 | 5 | 5 | 5 | 5 | 5.5 | 5 | 4 | 6 | 5
VOMCOSTS - VOM Costs
MEAN | 318605.529 | 369477.885 | 374675.7 | 325058.139 | 392586.012 | 401978.736 | 358977.051 | 417092.733 | 421133.598 | 373191.876 | 441433.47 | 448979.031 | 401608.872 | 465237.72 | 475581.276 | 417319.002 | 496786.752 | 508814.235 | 450946.158 | 528234.21
P5 | 299660.4 | 350014.35 | 353272.5 | 301111.65 | 369532.8 | 381002.4 | 339906.15 | 392882.4 | 398334 | 345458.7 | 413895 | 418518.15 | 375076.8 | 434826 | 446752.8 | 390033 | 465349.5 | 479784.15 | 426190.05 | 492376.5
P95 | 335197.05 | 388962 | 395692.5 | 343630.35 | 414141 | 422127 | 376005.9 | 438335.55 | 442954.5 | 392733.9 | 465063 | 474831.75 | 422922.15 | 491919.75 | 500832 | 443917.35 | 516354.3 | 538211.7 | 474458.4 | 552058.5
Simple HR 2018 David Gates Generating Station updated HRs
CAPACITYFACTOR - Net Generation Capacity Factor
MEAN | 0.066969 | 0.084571 | 0.078532 | 0.028871 | 0.030057 | 0.021857 | 0.036923 | 0.032118 | 0.019325 | 0.025217 | 0.024866 | 0.019885 | 0.022258 | 0.02268 | 0.018651 | 0.02385 | 0.015461 | 0.012983 | 0.013039 | 0.011351
P5 | 0.043819 | 0.048834 | 0.041398 | 0.016087 | 0.017593 | 0.010654 | 0.018993 | 0.018178 | 0.008238 | 0.015545 | 0.013192 | 0.010224 | 0.012602 | 0.014446 | 0.010095 | 0.014268 | 0.008073 | 0.0065 | 0.006535 | 0.00455
P95 | 0.091206 | 0.11809 | 0.11311 | 0.045059 | 0.045362 | 0.031318 | 0.058844 | 0.05163 | 0.036732 | 0.037992 | 0.040231 | 0.029715 | 0.030958 | 0.033558 | 0.029426 | 0.031214 | 0.025117 | 0.021286 | 0.020327 | 0.018542
CO2EMISSIONS - CO2 Emissions
MEAN | 43463.7259 | 53233.7732 | 48643.5955 | 23249.3822 | 24286.3436 | 17713.5475 | 23336.1773 | 20661.8142 | 11475.5717 | 15392.8321 | 15198.9354 | 11304.9347 | 13423.1178 | 13610.2588 | 10532.2446 | 14379.7905 | 8388.6537 | 6941.8661 | 7161.4344 | 6377.7523
P5 | 32069.0178 | 36267.6428 | 30064.8875 | 12990.084 | 14209.7984 | 8616.2844 | 13350.8146 | 12512.3203 | 5156.1893 | 9964.6941 | 8850.6553 | 6146.0879 | 8591.0487 | 9196.029 | 5906.9326 | 9680.7495 | 4614.3419 | 3890.3871 | 3973.8816 | 2792.0986
P95 | 55137.8609 | 67917.37 | 64575.8442 | 36311.1233 | 36455.0648 | 25497.838 | 33593.2951 | 31295.587 | 20320.492 | 22081.7696 | 22583.6589 | 15843.2023 | 17645.4118 | 18877.0812 | 15702.3373 | 19153.4974 | 12808.2183 | 10588.4198 | 10469.1404 | 10117.4651
FUELCONSUMED - Fuel Consumed
MEAN | 736673.3206 | 902267.3429 | 824467.7205 | 394057.3263 | 411632.9432 | 300229.618 | 395528.4288 | 350200.2404 | 194501.2153 | 260895.4597 | 257609.0743 | 191609.0632 | 227510.4711 | 230682.3525 | 178512.621 | 243725.2636 | 142180.572 | 117658.7468 | 121380.244 | 108097.4965
P5 | 543542.6749 | 614705.8096 | 509574.3649 | 220170.916 | 240844.0405 | 146038.718 | 226284.994 | 212073.226 | 87393.0391 | 168893.1199 | 150011.1075 | 104170.981 | 145610.9952 | 155864.8981 | 100117.5019 | 164080.5 | 78209.1845 | 65938.7639 | 67353.9256 | 47323.7048
P95 | 934540.0157 | 1151141.8643 | 1094505.8347 | 615442.7685 | 617882.454 | 432166.7455 | 569377.8828 | 530433.6777 | 344415.1194 | 374267.2816 | 382773.8804 | 268528.852 | 299074.7767 | 319950.5282 | 266141.3101 | 324635.5489 | 217088.4457 | 179464.7429 | 177443.0569 | 171482.4587
FUELCOST - Fuel Cost
MEAN | 1034712.7358 | 1257264.3799 | 1211882.9365 | 612065.5999 | 672743.0144 | 524777.7356 | 715507.7784 | 642642.7359 | 400759.5549 | 512383.0575 | 525188.6518 | 413160.0807 | 476958.7135 | 498053.7473 | 408342.6792 | 540112.5918 | 339999.6071 | 299848.9953 | 309008.6343 | 285902.3228
P5 | 571527.5958 | 587920.4143 | 522739.8913 | 203620.5601 | 261597.7251 | 176341.6034 | 271869.1621 | 297991.4855 | 130203.8841 | 260657.4641 | 217880.3291 | 152933.4272 | 239515.4471 | 251662.7285 | 172135.5369 | 281513.6621 | 157189.8966 | 123534.3655 | 137092.3753 | 98192.6133
P95 | 1589185.0895 | 1941367.1271 | 2036259.143 | 1219310.4661 | 1286424.9664 | 923646.1751 | 1254428.2078 | 1317682.8458 | 925000.028 | 920675.5747 | 1001957.0186 | 733037.4668 | 767211.7732 | 899063.1388 | 751876.0107 | 806198.2454 | 616916.386 | 530817.462 | 515443.6717 | 494020.6371
NETPOS - Net Position (MWh)
MEAN | 37524.5721 | 47427.0693 | 43761.3551 | 16112.1334 | 16831.4988 | 12275.3325 | 20672.1382 | 17982.6896 | 10764.3384 | 14208.9318 | 13931.6239 | 11126.1001 | 12460.9557 | 12672.9549 | 10405.3787 | 13351.9809 | 8660.7446 | 7281.1294 | 7299.0672 | 6326.811
P5 | 24526.7858 | 27414.6757 | 23012.2653 | 9002 | 9847.25 | 5971 | 10574 | 10126.5 | 4601.7431 | 8791 | 7419.75 | 5713.25 | 7066.4393 | 8045.8232 | 5592.0648 | 7997.6174 | 4494.8694 | 3660.0643 | 3661.8837 | 2542.3248
P95 | 51386.7475 | 66543.8485 | 62839.4595 | 25163.25 | 25263 | 17669.75 | 32917.6414 | 28783.9958 | 20420.9964 | 21492.7668 | 22634.2042 | 16617.6731 | 17340.8057 | 18802.9785 | 16420.4939 | 17492.4225 | 14054.8243 | 11994.8694 | 11350.2027 | 10343.8336
NETREVENUE - Net Revenue $
MEAN | -1098084.5349 | -1159191.6073 | -1038735.0471 | -681356.5073 | -755094.6386 | -546791.9785 | -561939.3423 | -552100.7168 | -235867.2057 | -371208.8372 | -374902.8176 | -202117.1404 | -330346.0005 | -348252.3335 | -203306.5686 | -390769.3421 | -129750.5989 | -98248.3565 | -129287.8635 | -138475.03
P5 | -1361911.3215 | -1414722.8731 | -1322219.4112 | -1179701.5114 | -1222057.552 | -863028.9265 | -804011.8572 | -816890.7252 | -396750.4413 | -548148.6948 | -549234.7478 | -309719.831 | -466463.5937 | -474239.1266 | -311676.2361 | -564112.7365 | -250344.9511 | -162257.878 | -257261.5554 | -255491.251
P95 | -829864.8237 | -892625.5229 | -739645.4313 | -356950.0773 | -413303.26 | -260401.9448 | -348493.2427 | -341720.2588 | -98824.9763 | -230728.3995 | -212851.3074 | -106583.5874 | -225228.8899 | -223997.3243 | -120552.0735 | -255297.3664 | -32414.135 | -35041.4765 | -48062.3448 | -43197.9536
STARTS - Number Starts
MEAN | 2017.97 | 2078.5 | 2018.76 | 1687.58 | 1728.86 | 1272.11 | 1519.5 | 1415.14 | 779.34 | 969.69 | 1018.51 | 728.39 | 866.71 | 875.62 | 681.01 | 880.4 | 509.09 | 433.98 | 427.14 | 388.96
P5 | 1877 | 1942 | 1889.5 | 1182.5 | 1200 | 809.5 | 957.5 | 942 | 426 | 676 | 681.5 | 458 | 673.5 | 655 | 438.5 | 661.5 | 318 | 266 | 265.5 | 194
P95 | 2143.5 | 2180.5 | 2178.5 | 2164 | 2164.5 | 1669.5 | 1973 | 1927.5 | 1227.5 | 1305 | 1334 | 975 | 1091 | 1132.5 | 932 | 1103 | 735.5 | 598.5 | 592.5 | 544.5
VOMCOSTS - VOM Costs
MEAN | 340723.1145 | 439174.662 | 413107.1917 | 155159.8449 | 165285.3183 | 122998.832 | 211269.2527 | 187559.4523 | 114424.9167 | 154166.9098 | 154083.7606 | 125613.6697 | 143425.6006 | 148780.4907 | 124656.4365 | 163161.2068 | 107912.8774 | 92543.1544 | 94595.9107 | 83640.4411
P5 | 222703.2153 | 253859.8968 | 217235.7844 | 86689.26 | 96699.995 | 59829.42 | 108066.28 | 105619.395 | 48916.5293 | 95382.35 | 82062.435 | 64502.5925 | 81334.7169 | 94457.9646 | 66992.9367 | 97730.8844 | 56006.0729 | 46519.4178 | 47458.0127 | 33609.5339
P95 | 466591.6676 | 616196.037 | 593204.4981 | 242322.0975 | 248082.66 | 177050.895 | 336418.2955 | 300217.0764 | 217075.1921 | 233196.5195 | 250334.2979 | 187613.5296 | 199592.6739 | 220746.968 | 196717.5173 | 213757.4034 | 175123.1113 | 152454.7906 | 147098.6273 | 136745.4806
Simple HR 2018 YELP 2015 v2
CAPACITYFACTOR - Net Generation Capacity Factor
MEAN | 1 | 1 | 1 | 1 | 1 | 1 | 1 | 1 | 1 | 1
P5 | 1 | 1 | 1 | 1 | 1 | 1 | 1 | 1 | 1 | 1
P95 | 1 | 1 | 1 | 1 | 1 | 1 | 1 | 1 | 1 | 1
NETPOS - Net Position (MWh)
MEAN | 193828.96 | 194754.56 | 193468.08 | 192903.88 | 193879.4 | 194975.04 | 193937.12 | 194259 | 193346.4 | 195608.92
P5 | 188864 | 187928 | 187980 | 187590 | 188318 | 190268 | 188136 | 188084 | 188084 | 189904
P95 | 198146 | 199342 | 197392 | 197990 | 198328 | 198978 | 198848 | 198510 | 197340 | 199368
NETREVENUE - Net Revenue $
MEAN | -16175779.9149 | -16193276.7471 | -16487447.6874 | -17013831.365 | -17671734.6764 | -19019672.9395 | -20189333.9068 | -21577974.7259 | -21402111.8784 | -21643777.2337
P5 | -17002223.3467 | -17286063.3837 | -17468023.2966 | -18025111.0618 | -18702601.4894 | -20055129.3267 | -21231261.8012 | -22498358.8324 | -22276795.9881 | -22416857.4065
P95 | -15250370.6759 | -15000583.1465 | -15425037.4158 | -15795408.9131 | -16688689.3739 | -18148488.3333 | -19031880.9054 | -20536317.001 | -20509623.7277 | -20802682.8645
STARTS - Number Starts
MEAN | 1.59 | 1.45 | 1.47 | 1.71 | 1.69 | 1.61 | 1.76 | 1.74 | 1.55 | 1.45
P5 | 0 | 0 | 0 | 0 | 0 | 0 | 0 | 0 | 0 | 0
P95 | 4 | 4 | 3 | 4 | 4 | 4 | 4 | 5 | 3.5 | 4
Generation Asset - Total
CAPACITYFACTOR - Net Generation Capacity Factor
MEAN | 0.40814 | 0.40152 | 0.39261 | 0.30759 | 0.28448 | 0.25824 | 0.21848 | 0.19762 | 0.18259 | 0.18081 | 0.15134 | 0.14597 | 0.14278 | 0.14056 | 0.13789 | 0.13723 | 0.13677 | 0.13143 | 0.1273 | 0.12125
P5 | 0.37219 | 0.35813 | 0.3433 | 0.23516 | 0.22803 | 0.20865 | 0.17461 | 0.16364 | 0.15168 | 0.15702 | 0.12477 | 0.12085 | 0.1185 | 0.11263 | 0.11141 | 0.11101 | 0.11378 | 0.11185 | 0.10967 | 0.10062
P95 | 0.44102 | 0.43554 | 0.42712 | 0.36984 | 0.34321 | 0.30001 | 0.26232 | 0.24358 | 0.22634 | 0.2136 | 0.18741 | 0.1768 | 0.17387 | 0.1688 | 0.16893 | 0.16107 | 0.16171 | 0.15416 | 0.14809 | 0.14172
CO2EMISSIONS - CO2 Emissions
MEAN | 554483.8553 | 540854.2711 | 543517.5078 | 865615.6279 | 821390.115 | 807020.5711 | 719617.8381 | 669164.6916 | 640874.4428 | 629270.4204 | 649846.434 | 661695.3833 | 637651.5523 | 626519.3687 | 635275.4046 | 622462.0534 | 621912.2273 | 628525.7995 | 609156.8652 | 591331.7573
P5 | 473727.9793 | 445444.6794 | 441169.0244 | 616481.4757 | 614764.1459 | 623608.6406 | 542625.0087 | 534412.9382 | 510118.3524 | 530016.1446 | 538771.9348 | 555462.8264 | 537281.871 | 508974.9805 | 525478.9944 | 509724.1891 | 517683.6201 | 536953.7749 | 524669.0409 | 494947.0992
P95 | 625286.0547 | 612905.8764 | 615553.205 | 1093927.8312 | 1030957.2518 | 963067.6579 | 887474.79 | 842905.1445 | 816603.5744 | 761629.5058 | 782824.3365 | 788873.3849 | 766273.9656 | 741775.8053 | 766416.4831 | 718816.8297 | 731225.7833 | 725091.8069 | 691254.4294 | 683811.7074
FUELCONSUMED - Fuel Consumed
MEAN | 5394272.2336 | 5340587.5487 | 5331198.1366 | 11013325.9749 | 10108361.4547 | 9683270.4672 | 8318243.5622 | 7656251.9115 | 7035483.112 | 7019037.0486 | 7284404.0265 | 7371776.5604 | 7170697.5101 | 7034700.3851 | 7042264.8272 | 6994194.5586 | 6934536.0622 | 6865905.2833 | 6728655.0421 | 6457065.1212
P5 | 4606903.9244 | 4370088.3107 | 4262697.1417 | 7707560.8962 | 7471693.5662 | 7395960.4139 | 6279980.9629 | 6058933.6517 | 5557652.2267 | 5883807.9375 | 6063539.1948 | 6154882.4585 | 6021526.9135 | 5710888.8603 | 5751630.9871 | 5733604.5428 | 5801377.7539 | 5890140.6343 | 5834693.2846 | 5387908.9168
P95 | 6097023.8099 | 6040798.9614 | 6107170.4611 | 13963602.9446 | 12830275.4409 | 11697450.6859 | 10354543.7154 | 9771201.762 | 9086448.9473 | 8562456.5707 | 8884719.271 | 8837125.1654 | 8627864.7503 | 8346780.7683 | 8514708.9087 | 8142431.6208 | 8058840.5568 | 7974111.5003 | 7729696.3715 | 7504297.2136
FUELCOST - Fuel Cost
MEAN | 5507861.0856 | 5429777.8784 | 5676766.8998 | 15373618.8824 | 14228131.3921 | 13807381.2803 | 12092721.1428 | 11376167.3388 | 10445149.5051 | 10678460.4974 | 11450777.2821 | 11754053.5957 | 11760284.4802 | 11790493.8233 | 11920988.547 | 12217736.64 | 12282718.7629 | 12305849.8341 | 12459503.3659 | 12153664.259
P5 | 4491054.5762 | 4112456.0926 | 4248167.0303 | 8365269.5036 | 8493127.2588 | 8637419.0244 | 7416560.8675 | 7809568.2256 | 7052597.3117 | 8047633.2309 | 8275362.1692 | 8704480.1693 | 8830684.6093 | 8191888.8076 | 8423863.7857 | 8699222.799 | 9106928.9855 | 9390555.6331 | 9727054.8753 | 8872844.4958
P95 | 6554076.7464 | 6634229.2048 | 7031280.863 | 23525668.1423 | 21716384.982 | 18892118.869 | 17423528.6363 | 18310159.4211 | 16419627.0168 | 14744472.7913 | 16179073.3002 | 16048731.8009 | 15968801.4032 | 16678208.5897 | 16464405.9254 | 15635774.6139 | 16054326.1214 | 15889534.3866 | 15759766.7555 | 15610901.8229
NETPOS - Net Position (MWh)
MEAN | 746271.3763 | 736230.6712 | 733804.6242 | 1359026.8419 | 1263893.905 | 1160266.6835 | 953214.2692 | 890915.5341 | 828259.8375 | 831519.3281 | 664661.4832 | 675246.8493 | 660298.6068 | 646772.317 | 644215.6791 | 641189.1205 | 641267.9135 | 628166.4416 | 621953.984 | 593179.6336
P5 | 676331.3387 | 650250.2132 | 647156.9033 | 1040348.1081 | 1008427.2165 | 938484.3826 | 759731.5759 | 738365.9034 | 686569.5176 | 720276.6022 | 548949.1721 | 557646.0547 | 546991.2913 | 517332.5014 | 519673.6884 | 518636.4002 | 531431.7793 | 533500.6954 | 534810.654 | 492488.572
P95 | 807985.9479 | 803317.3853 | 798306.4297 | 1639206.9968 | 1525668.0981 | 1348961.8489 | 1143768.0181 | 1096666.2001 | 1028416.9386 | 981647.2461 | 821641.9097 | 817370.2815 | 805590.1985 | 775707.0963 | 787903.598 | 751158.216 | 756337.5853 | 737683.998 | 722606.836 | 693057.0872
NETREVENUE - Net Revenue $
MEAN | -30987360.5728 | -30150150.0139 | -30949178.1201 | -28220442.0773 | -30623286.2457 | -27297378.2865 | -21977471.975 | -24016936.1641 | -24891130.4262 | -24495070.7334 | -2910614.6786 | -3194425.6109 | -2983652.2986 | -3001163.6755 | -3434722.7236 | -2949437.7291 | -3155040.8849 | -4067826.2407 | -3574288.9349 | -3994599.6849
P5 | -33444437.7048 | -33133824.2277 | -33908062.3993 | -34002098.028 | -35988259.3905 | -31033393.3677 | -25631594.0942 | -26736774.0531 | -27478401.7171 | -26709792.5139 | -4738735.7368 | -5098437.9805 | -4902817.9163 | -4910217.0477 | -5207012.5624 | -4843261.1149 | -4837506.4211 | -5653106.079 | -5040848.1334 | -5630916.6192
P95 | -27918946.6167 | -26844129.5369 | -27033460.058 | -21364198.0762 | -23634799.6945 | -23183768.3357 | -17511561.531 | -19147349.8389 | -20208534.093 | -21142915.7501 | 718911.7162 | -874411.6075 | -767842.9998 | -172588.2599 | -793516.0681 | -971321.0493 | -319877.4816 | -1856927.0217 | -1544857.5805 | -2060416.1633
STARTS - Number Starts
MEAN | 2058.94 | 2114.43 | 2072.74 | 5345.95 | 5065.47 | 4872.78 | 5583.41 | 5398.25 | 4398.3 | 4791.72 | 4994.39 | 4933.99 | 5222.25 | 5189.46 | 4905.21 | 5056.33 | 5157.45 | 4767.29 | 4988.68 | 4699.55
P5 | 1909.5 | 1977.5 | 1945 | 4634.5 | 4114.5 | 4049 | 4870 | 4482 | 3668.5 | 4223.5 | 4200.5 | 4233.5 | 4598.5 | 4393 | 4085 | 4268 | 4476 | 3968 | 4290 | 3867.5
P95 | 2199.5 | 2232 | 2225 | 6075.5 | 6135 | 5695.5 | 6380 | 6281 | 5125 | 5370 | 5876 | 5689.5 | 5906 | 5997 | 5873.5 | 5804.5 | 6064 | 5385 | 5772 | 5467
VOMCOSTS - VOM Costs
MEAN | 1638942.8621 | 1686217.8884 | 1697759.2373 | 1907178.0326 | 1896593.046 | 1904021.8097 | 1894595.2497 | 1785282.5233 | 1738234.3516 | 1758940.4618 | 1847996.5393 | 1890136.7765 | 1858830.1655 | 1862106.2233 | 1918343.4836 | 1934124.3613 | 1956783.4538 | 2018423.9339 | 1989148.122 | 1969279.9208
P5 | 1351495.0756 | 1301019.9186 | 1272087.0027 | 1333902.7526 | 1384292.3445 | 1425439.9812 | 1352831.7762 | 1370870.6222 | 1316103.9966 | 1428042.56 | 1454674.4273 | 1524182.098 | 1513304.0461 | 1442225.9788 | 1511868.0533 | 1519446.2258 | 1561357.0261 | 1647871.5549 | 1650653.7888 | 1561808.911
P95 | 1907429.8063 | 1991576.2475 | 2034805.2644 | 2430533.7817 | 2439811.2506 | 2320237.3605 | 2448389.7038 | 2362360.5852 | 2315414.5253 | 2181543.7196 | 2336484.7695 | 2347442.9432 | 2300943.0362 | 2290627.3043 | 2391899.7144 | 2275872.4474 | 2387169.6414 | 2397981.7595 | 2334371.0279 | 2345637.7993
Hydro
IRP Black Eagle 2018
NETPOS - Net Position (MWh)
MEAN | 57040.7834 | 57192.4599 | 56760.1129 | 56782.3464 | 56982.4346 | 57116.281 | 57023.0601 | 57065.2962 | 56735.0128 | 57267.0927 | 56960.2578 | 57016.9848 | 57060.623 | 56859.6721 | 56774.4643 | 56991.3847 | 56998.5095 | 57163.6258 | 57086.7874 | 56717.7712
P5 | 52743.5277 | 53033.8711 | 52177.989 | 52528.0242 | 53026.4635 | 52320.3188 | 52932.7189 | 53370.7813 | 51775.8709 | 52948.2509 | 52532.2801 | 52942.395 | 52306.8955 | 52585.5857 | 53136.7755 | 52315.4126 | 52585.6073 | 53302.1897 | 51436.5992 | 53017.1151
P95 | 61097.7235 | 60843.7916 | 60980.4071 | 60291.521 | 60726.0926 | 61142.0114 | 61289.2754 | 60864.5249 | 60279.0432 | 61051.9001 | 60921.5498 | 60413.4034 | 60708.9999 | 60687.1849 | 61440.2634 | 61624.6362 | 60930.7599 | 60839.1028 | 61836.9125 | 60773.0473
NETREVENUE - Net Revenue $
MEAN | 532423.972 | 684898.3882 | 696366.3571 | 657155.479 | 623648.76 | 569790.4644 | 511626.7251 | 460987.3138 | 402057.9723 | 406312.4702 | 399140.7318 | 401001.2235 | 397374.8463 | 397014.7448 | 391538.3022 | 393780.3345 | 393358.7255 | 390542.4564 | 385848.277 | 377311.3321
P5 | 335208.1209 | 442292.3433 | 435083.6102 | 360695.2996 | 364313.3962 | 322832.7922 | 281617.3085 | 282441.8266 | 222488.4754 | 267018.4385 | 233377.9736 | 221013.0342 | 255979.6191 | 231719.9705 | 228143.1436 | 226316.3491 | 247423.3662 | 244518.8344 | 249934.7297 | 223623.5192
P95 | 738747.3648 | 943846.229 | 970324.8528 | 952490.9983 | 927549.8824 | 810580.0479 | 742301.6015 | 726438.5806 | 684974.9515 | 623196.3756 | 625059.221 | 574669.3273 | 589429.4534 | 627865.385 | 555315.5165 | 587979.7775 | 589308.1871 | 565276.5271 | 554578.9742 | 535780.7241
IRP Black Eagle 2018 Upgrade U1
NETPOS - Net Position (MWh)
MEAN | 8.6686 | 8.6709 | 3716.6272 | 3691.3536 | 3716.7824 | 3730.6589 | 3728.9011 | 3724.7658 | 3706.5228 | 3740.724 | 3711.4652 | 3718.3851 | 3729.2503 | 3718.9546 | 3701.1776 | 3720.7059 | 3724.2857 | 3734.6555 | 3720.7441 | 3710.9791
P5 | 7.8204 | 7.4405 | 3607.8529 | 3545.5208 | 3556.7167 | 3588.342 | 3589.4774 | 3561.7485 | 3588.9532 | 3584.7881 | 3573.4538 | 3599.1929 | 3597.3341 | 3586.2611 | 3604.447 | 3561.1637 | 3583.2403 | 3585.0604 | 3588.1667 | 3585.8916
P95 | 9.6973 | 9.6525 | 3801.2493 | 3797.7533 | 3807.9399 | 3812.9114 | 3809.0964 | 3813.8904 | 3790.3907 | 3829.5123 | 3814.705 | 3812.2744 | 3814.3945 | 3807.2778 | 3796.0492 | 3802.8564 | 3809.4778 | 3814.0137 | 3804.6498 | 3791.9492
NETREVENUE - Net Revenue $
MEAN | 73.5361 | 118.6177 | 47816.6236 | 44808.032 | 42935.7781 | 39491.743 | 35774.983 | 32422.3266 | 28683.4563 | 29012.4467 | 28630.8168 | 28672.4566 | 28600.407 | 28568.71 | 28196.9126 | 28447.8552 | 28268.7478 | 28200.6218 | 27884.2693 | 27683.4464
P5 | 39.7552 | 67.4076 | 30624.207 | 25442.3755 | 26429.0474 | 23076.5881 | 20083.7421 | 20309.7666 | 16680.1266 | 19285.9908 | 17270.8364 | 17609.5696 | 18608.7997 | 17015.8321 | 17405.6824 | 17618.9561 | 18127.5337 | 18019.8421 | 18905.211 | 16942.8038
P95 | 119.7887 | 192.9167 | 66962.9744 | 65403.7104 | 64623.3461 | 55138.3248 | 50221.267 | 52222.7373 | 48680.5812 | 43584.2329 | 44018.7093 | 40134.634 | 41477.2212 | 45005.8643 | 38599.9497 | 40900.254 | 40870.2859 | 39940.7482 | 39655.5877 | 38130.2805
IRP Cochrane 2018
NETPOS - Net Position (MWh)
MEAN | 118246.8074 | 118373.6086 | 117567.077 | 117683.4156 | 118058.407 | 118234.9692 | 118011.1549 | 118349.0739 | 117587.4051 | 118655.8522 | 117995.4063 | 118243.531 | 118187.4123 | 117516.5142 | 117755.2788 | 118072.0517 | 118200.9502 | 118398.9899 | 118166.4873 | 117651.2372
P5 | 109795.9571 | 110965.7037 | 109247.0428 | 110860.725 | 110326.8799 | 109979.7147 | 110665.0989 | 111125.4716 | 110193.4813 | 109856.4957 | 110701.1659 | 108981.6718 | 110948.2469 | 109447.1618 | 110519.0703 | 110400.9469 | 110191.0034 | 111616.9868 | 109852.3624 | 110613.6043
P95 | 126404.8449 | 125344.1551 | 124742.2318 | 123677.6958 | 124484.8796 | 124781.9144 | 127183.7773 | 125210.1485 | 124032.7683 | 126116.855 | 126056.826 | 125706.781 | 125632.1886 | 124006.2044 | 126168.8918 | 125805.7018 | 125943.7194 | 126109.3515 | 126636.4256 | 125446.9408
NETREVENUE - Net Revenue $
MEAN | 1061919.6149 | 1373637.6158 | 1398628.1351 | 1313691.0344 | 1247779.6294 | 1135026.5236 | 1011671.6307 | 909317.552 | 785019.1869 | 793277.5128 | 781042.1077 | 781145.3898 | 772101.6687 | 769945.8711 | 757762.8325 | 763875.2698 | 762166.0265 | 750974.5515 | 740089.274 | 721301.9132
P5 | 674108.8994 | 877140.9093 | 865234.0918 | 722136.1538 | 731005.6098 | 656413.4636 | 526317.2472 | 544859.9427 | 425229.1563 | 508057.1109 | 442942.2713 | 421024.5968 | 468099.0807 | 455779.517 | 432793.7331 | 434339.2333 | 482593.7738 | 458838.7033 | 456936.8654 | 430814.0274
P95 | 1509054.8088 | 1898923.4284 | 2001586.9895 | 1937525.0932 | 1877644.3362 | 1603176.1863 | 1457160.9454 | 1461497.1205 | 1366796.3166 | 1229059.8377 | 1222731.8747 | 1120827.3244 | 1172013.1307 | 1253563.5051 | 1064958.2968 | 1169359.58 | 1153800.3619 | 1109451.2426 | 1073368.1085 | 1054735.4174
IRP Hauser 2018
NETPOS - Net Position (MWh)
MEAN | 54062.5544 | 54143.3134 | 53819.1128 | 53819.3905 | 54051.2456 | 54143.2362 | 54063.5633 | 54072.8402 | 53826.1912 | 54363.5446 | 54055.7341 | 54062.3152 | 54074.615 | 53899.3107 | 53827.1224 | 54055.5191 | 54069.2261 | 54166.3207 | 54069.1768 | 53811.8031
P5 | 49462.943 | 49222.2572 | 49168.0615 | 49304.3582 | 49594.7448 | 49631.0304 | 49379.696 | 50078.664 | 48556.0938 | 50329.7841 | 49118.949 | 49592.4577 | 49946.0004 | 49129.4953 | 48164.2074 | 49020.1633 | 49707.7465 | 50012.428 | 48999.138 | 49711.6404
P95 | 58130.4023 | 57618.0005 | 57518.5458 | 57409.5596 | 57701.3758 | 57702.995 | 58010.6517 | 57713.2706 | 57113.5899 | 57612.5983 | 57793.1402 | 57579.0508 | 57863.8877 | 57999.2099 | 57921.8821 | 58093.0606 | 57920.5485 | 58121.3227 | 58055.2167 | 57461.5374
NETREVENUE - Net Revenue $
MEAN | 538074.0682 | 680939.9186 | 693815.0606 | 654762.5822 | 624297.3146 | 574025.1769 | 519838.652 | 469633.3947 | 415340.7651 | 421722.0792 | 415954.0251 | 416973.5903 | 414708.6003 | 413944.9801 | 409617.8253 | 412739.6432 | 413084.2352 | 408650.3591 | 406422.1349 | 401983.7959
P5 | 352968.6864 | 447743.1995 | 432902.0004 | 355538.5485 | 361436.3164 | 322285.4312 | 288845.8098 | 303998.5584 | 235950.91 | 286029.681 | 249052.7094 | 242924.518 | 272906.1559 | 244858.1887 | 247961.4431 | 248366.9303 | 269100.2392 | 263375.2548 | 275328.332 | 245234.2743
P95 | 746812.3166 | 921545.9036 | 967827.445 | 969241.6739 | 922943.3278 | 804583.3413 | 753970.673 | 728420.2792 | 704221.8702 | 660938.2438 | 643545.5191 | 592252.3267 | 598966.7195 | 643132.4394 | 563669.0038 | 606786.7149 | 603297.9246 | 591070.4746 | 579529.384 | 550500.2228
IRP Hauser 2018 Upgrade U2 & U5
NETPOS - Net Position (MWh)
MEAN | 20.1544 | 2787.731 | 4725.7656 | 5079.916 | 5085.3941 | 5096.3727 | 5099.3016 | 5099.5255 | 5070.0933 | 5101.565 | 5099.7732 | 5100.5207 | 5100.4789 | 5066.1122 | 5080.6538 | 5086.1254 | 5101.1503 | 5097.6133 | 5099.6434 | 5068.9043
P5 | 18.6482 | 2518.6309 | 4303.0422 | 4621.4937 | 4697.4412 | 4678.4928 | 4663.3297 | 4733.923 | 4583.5542 | 4724.7351 | 4643.1755 | 4671.2759 | 4703.1996 | 4610.9847 | 4566.111 | 4599.203 | 4677.2802 | 4689.8792 | 4610.9566 | 4640.2892
P95 | 21.9931 | 2962.9667 | 5055.5384 | 5435.0141 | 5464.3477 | 5451.7719 | 5488.6647 | 5455.77 | 5385.8176 | 5425.0257 | 5517.8848 | 5443.2318 | 5470.8765 | 5435.6868 | 5509.0066 | 5467.1031 | 5458.8955 | 5485.4082 | 5467.5344 | 5424.5967
NETREVENUE - Net Revenue $
MEAN | 173.8382 | 33405.1919 | 56214.3354 | 58156.6635 | 54914.636 | 50103.2361 | 45127.1996 | 40334.3342 | 35173.6611 | 35460.5674 | 35140.9835 | 35112.1845 | 34851.144 | 34577.4551 | 34293.7398 | 34317.7269 | 34403.4215 | 33769.6479 | 33597.5248 | 33081.3949
P5 | 85.7321 | 23286.007 | 35001.4236 | 30547.8238 | 31171.4112 | 27818.819 | 24268.4584 | 25240.5763 | 19227.0447 | 23121.0519 | 20629.2182 | 19744.9035 | 22375.1645 | 20040.9449 | 20278.6147 | 20098.2027 | 21860.0746 | 21381.7056 | 21957.6918 | 19634.8518
P95 | 271.9668 | 48168.0188 | 78230.823 | 86459.725 | 81472.8798 | 71174.7835 | 65463.0985 | 63877.804 | 60086.106 | 56798.6076 | 54839.8938 | 50179.2417 | 51810.9477 | 55377.7266 | 47918.5835 | 50851.0509 | 50245.5076 | 49332.4429 | 48730.916 | 45177.5568
IRP Holter 2018
NETPOS - Net Position (MWh)
MEAN | 124170.4351 | 124403.0616 | 123680.9426 | 123897.8368 | 124076.4426 | 124568.4087 | 124416.7498 | 123994.0691 | 123752.3921 | 124886.4609 | 124372.5565 | 124195.1108 | 124050.1719 | 124005.476 | 123065.8963 | 124382.2926 | 123820.3266 | 124530.596 | 124503.3664 | 123759.9058
P5 | 64202.334 | 64788.1819 | 64151.8872 | 71298.3769 | 64668.4596 | 63336.8587 | 70825.4639 | 73970.2455 | 66179.4206 | 76048.023 | 72363.8014 | 63605.0419 | 66733.1716 | 66473.0551 | 70206.639 | 62897.9834 | 68477.2121 | 64204.6852 | 64097.9428 | 63921.3245
P95 | 177900.0467 | 175829.1348 | 170954.9722 | 176408.0486 | 180332.6241 | 183359.4875 | 182553.6627 | 183001.7745 | 178031.1206 | 179461.9377 | 180286.2356 | 175862.5871 | 189273.914 | 176205.7174 | 178746.8984 | 181697.3776 | 180884.3455 | 183744.2709 | 186993.6496 | 172595.9823
NETREVENUE - Net Revenue $
MEAN | 1175704.0068 | 1503854.3896 | 1539845.8509 | 1462442.041 | 1388163.5865 | 1268847.2487 | 1145403.0748 | 1010681.978 | 888807.4748 | 908579.0866 | 897379.349 | 895000.1277 | 883893.2742 | 886472.6927 | 877759.1827 | 892398.1625 | 882753.3245 | 874194.8227 | 865273.5509 | 847371.4081
P5 | 554257.309 | 771989.1028 | 756892.8266 | 636027.0098 | 571281.6924 | 605633.5313 | 491631.3787 | 550305.2754 | 384214.0921 | 505698.9913 | 432068.9394 | 397674.176 | 431535.3281 | 463107.6925 | 411240.6663 | 420567.5217 | 401030.9327 | 386781.4085 | 368440.0692 | 465672.8791
P95 | 1940211.7981 | 2529614.0537 | 2414187.6433 | 2595323.7893 | 2362927.8777 | 2340229.4846 | 1970346.8202 | 1702942.6244 | 1548527.5386 | 1630126.7261 | 1503139.1239 | 1428285.6426 | 1619080.8003 | 1522020.6245 | 1480524.0078 | 1654004.0244 | 1462064.141 | 1493909.9929 | 1432190.2375 | 1428227.752
IRP Madison 2018
NETPOS - Net Position (MWh)
MEAN | 26766.2004 | 26831.6528 | 26652.7861 | 26651.4869 | 26752.5961 | 26818.2114 | 26766.1772 | 26771.8094 | 26649.2326 | 26926.7321 | 26744.7419 | 26762.4146 | 26770.0315 | 26704.0311 | 26656.7498 | 26755.1429 | 26753.0963 | 26835.7939 | 26773.2333 | 26648.0763
P5 | 25879.5208 | 25925.982 | 25732.2316 | 25960.5078 | 25988.3936 | 25929.1759 | 25973.9205 | 26085.4665 | 25666.6233 | 26118.0486 | 25775.5952 | 25875.0298 | 25937.8068 | 25984.233 | 25806.308 | 25848.8307 | 25924.51 | 26041.269 | 25732.4231 | 25893.4443
P95 | 27675.1664 | 27541.0664 | 27478.3803 | 27366.991 | 27517.5966 | 27546.1186 | 27671.2184 | 27451.1627 | 27325.8713 | 27699.5963 | 27506.4969 | 27480.7738 | 27479.9827 | 27478.5606 | 27590.5509 | 27633.9415 | 27553.0217 | 27640.3617 | 27531.4786 | 27411.1403
NETREVENUE - Net Revenue $
MEAN | 266307.396 | 337856.988 | 343531.3087 | 323884.552 | 309141.7429 | 284600.5023 | 257588.7788 | 233334.8352 | 206148.7817 | 208889.8753 | 206252.0127 | 206531.809 | 205423.4367 | 205729.7911 | 203075.0542 | 204690.5455 | 204272.0904 | 202992.8545 | 201335.697 | 198977.2697
P5 | 172747.0184 | 227165.1083 | 217831.1229 | 182033.9984 | 187105.0849 | 173176.5508 | 143082.7835 | 147675.9238 | 119834.4943 | 139636.3747 | 125506.9808 | 126447.3441 | 132602.7947 | 125802.1674 | 124958.8522 | 123140.5632 | 130213.9519 | 129297.2067 | 133419.2886 | 122091.3981
P95 | 367625.9449 | 460902.9874 | 481187.4942 | 474896.0952 | 460486.5179 | 400245.6328 | 365903.7883 | 369423.0958 | 351548.2682 | 315187.8058 | 316323.9095 | 291512.0929 | 295760.4724 | 327969.0331 | 275290.2866 | 301859.3375 | 293305.7316 | 291305.8866 | 283285.0727 | 273795.7454
IRP Morony 2018
NETPOS - Net Position (MWh)
MEAN | 115586.1311 | 115833.5258 | 115119.758 | 115144.7227 | 115627.3204 | 115695.1296 | 115462.766 | 115626.5106 | 115061.704 | 116229.9878 | 115522.5683 | 115573.2623 | 115557.0039 | 115116.9234 | 115226.331 | 115623.6768 | 115577.1176 | 115875.8326 | 115553.6611 | 115093.1729
P5 | 108244.5007 | 108954.3715 | 107004.9218 | 109090.3232 | 107994.4382 | 107800.3686 | 108807.6892 | 110075.0893 | 107649.4698 | 107159.3891 | 108473.1107 | 108775.0396 | 108453.4003 | 107663.6375 | 107973.6038 | 108767.3751 | 108614.4629 | 109904.9713 | 107555.0101 | 107959.5351
P95 | 122726.9271 | 122209.7532 | 122156.2408 | 120739.3525 | 121986.4733 | 122687.8201 | 123958.3047 | 122101.1091 | 121121.1558 | 123792.6347 | 122386.4604 | 121791.6234 | 122167.1539 | 121469.5271 | 123327.1117 | 122265.1076 | 122713.3872 | 122411.7761 | 123124.1078 | 121929.9887
NETREVENUE - Net Revenue $
MEAN | 1087826.7791 | 1396062.6271 | 1421902.024 | 1339521.5527 | 1275051.2242 | 1165664.7532 | 1046239.7129 | 944221.8692 | 824784.8506 | 833940.6293 | 822886.631 | 823192.1243 | 815429.6388 | 815893.7969 | 805095.3282 | 808989.8761 | 809951.64 | 801341.0003 | 791973.8291 | 774284.7824
P5 | 703430.9549 | 919711.489 | 893912.6292 | 738216.0228 | 756119.2111 | 684724.4854 | 565717.8279 | 580727.8328 | 466962.9779 | 551945.4934 | 486457.7302 | 462889.0291 | 517145.2054 | 505494.5449 | 473571.4261 | 470685.8983 | 512228.7706 | 497614.5737 | 505956.1112 | 466966.9406
P95 | 1512713.333 | 1909070.6748 | 1985328.4753 | 1952313.1724 | 1887925.2948 | 1633401.9497 | 1513218.6036 | 1491562.1178 | 1420394.4199 | 1273172.4851 | 1269430.2372 | 1166087.7092 | 1217473.6171 | 1292770.4282 | 1117606.7406 | 1218063.2303 | 1199995.2877 | 1156874.4383 | 1140971.1174 | 1115984.8041
IRP Mystic 2018
NETPOS - Net Position (MWh)
MEAN | 20999.5628 | 20969.9527 | 20835.1718 | 20900.1122 | 21001.1188 | 20968.7532 | 21019.9608 | 20995.4743 | 20824.7661 | 21120.3429 | 21012.3408 | 21030.5324 | 21069.8421 | 20803.0329 | 20911.6917 | 20962.6147 | 21024.762 | 21057.891 | 20951.6529 | 20827.5123
P5 | 20332.2705 | 20306.1408 | 20137.4133 | 20335.157 | 20479.2103 | 20391.3546 | 20369.7464 | 20484.7154 | 20215.8938 | 20425.4131 | 20456.6919 | 20368.4175 | 20459.2226 | 20224.9922 | 20253.0203 | 20345.1617 | 20404.6988 | 20564.2511 | 20309.0744 | 20152.3603
P95 | 21746.882 | 21684.4816 | 21551.2729 | 21521.4672 | 21558.7935 | 21581.8712 | 21655.2501 | 21535.6919 | 21389.7104 | 21858.9455 | 21601.1745 | 21684.5106 | 21568.3908 | 21336.3319 | 21574.4705 | 21466.1332 | 21590.0839 | 21602.1316 | 21634.0109 | 21587.3494
NETREVENUE - Net Revenue $
MEAN | 224858.2154 | 262475.1423 | 269528.6416 | 255446.9536 | 246836.7192 | 226600.1903 | 208176.5758 | 188810.4973 | 168460.7108 | 171925.1274 | 171263.994 | 170675.5871 | 170009.4417 | 169535.5971 | 166722.3175 | 170629.7041 | 169672.2209 | 168003.6775 | 165404.237 | 164335.6679
P5 | 151779.6363 | 181133.3602 | 177719.2702 | 147582.7877 | 154236.1126 | 143051.6126 | 123890.3071 | 123743.8131 | 99205.1527 | 114298.7687 | 105309.1741 | 109540.8854 | 110517.2272 | 111148.089 | 104796.1435 | 110259.8634 | 109134.7007 | 109332.2089 | 115372.855 | 102178.363
P95 | 306064.4387 | 355549.5625 | 370408.3936 | 360218.2064 | 351783.0557 | 305856.8485 | 292925.7376 | 293839.286 | 276398.2933 | 252524.8713 | 265722.4484 | 239036.4704 | 247362.3974 | 259366.8536 | 224352.2014 | 238965.7737 | 243228.0503 | 243011.8217 | 225682.7774 | 234450.0851
IRP Rainbow 2018
NETPOS - Net Position (MWh)
MEAN | 156998.1972 | 157271.8304 | 156290.1623 | 156331.9808 | 156893.6116 | 157097.5417 | 156798.1899 | 157025.3841 | 156227.5787 | 157732.8861 | 156691.2778 | 156996.2734 | 157066.8329 | 156370.1103 | 156441.1019 | 156914.6405 | 156913.0102 | 157311.7815 | 157006.0027 | 156259.5593
P5 | 148687.3243 | 149862.6082 | 148231.6467 | 150031.2157 | 148258.7615 | 150458.6105 | 150342.9762 | 150760.64 | 148224.9959 | 149477.5681 | 149528.9842 | 149461.6366 | 149430.0873 | 148774.9817 | 148935.9749 | 149008.3331 | 149792.3821 | 151544.6755 | 147788.5947 | 149176.6465
P95 | 165253.4282 | 163881.5687 | 163044.4398 | 161924.322 | 163311.7943 | 164144.8183 | 163802.1448 | 162880.9273 | 162763.0948 | 165173.7256 | 163957.2702 | 164112.2043 | 163337.273 | 162869.6441 | 164400.4524 | 163750.3236 | 163984.9859 | 163562.9079 | 164774.0155 | 164101.581
NETREVENUE - Net Revenue $
MEAN | 1453623.9748 | 1873668.8214 | 1906061.8255 | 1791033.8485 | 1704002.9971 | 1554979.9484 | 1394104.6803 | 1256759.4769 | 1093753.6175 | 1103848.0274 | 1087562.5908 | 1088610.5022 | 1078816.061 | 1078345.1998 | 1062126.7947 | 1067161.461 | 1064735.9357 | 1057635.5972 | 1041379.0297 | 1021464.2415
P5 | 930927.0227 | 1214596.657 | 1200084.9304 | 1001176.0093 | 1014430.2669 | 902663.4926 | 751728.1792 | 765193.8012 | 622925.8448 | 720856.4868 | 634593.7165 | 620093.2677 | 673983.7794 | 654666.9573 | 631366.0268 | 625268.2305 | 685231.2393 | 641906.392 | 657518.5109 | 612626.1439
P95 | 2039824.8993 | 2573594.8026 | 2679703.863 | 2610342.6019 | 2578290.4389 | 2179334.6709 | 1999491.7963 | 1996128.7037 | 1876034.1348 | 1667225.589 | 1691025.7263 | 1550381.2978 | 1625396.4541 | 1754983.8388 | 1473151.9779 | 1615709.5574 | 1570297.47 | 1555800.4024 | 1487238.5014 | 1463480.4659
IRP Ryan 2018
NETPOS - Net Position (MWh)
MEAN | 187503.496 | 187957.0589 | 186808.2514 | 186795.3777 | 187582.711 | 187811.5667 | 187326.869 | 187634.1688 | 186722.7115 | 188486.2458 | 187409.3684 | 187590.0113 | 187648.1014 | 186952.2209 | 186931.2129 | 187521.8879 | 187531.0236 | 187969.1921 | 187629.4249 | 186712.8402
P5 | 181344.6409 | 181818.356 | 180316.0449 | 182173.3551 | 182146.523 | 181872.4063 | 182622.9795 | 183619.0581 | 180371.9848 | 182480.9318 | 182414.9579 | 182069.098 | 182020.2563 | 181596.2304 | 181369.984 | 181985.2132 | 182251.6887 | 183840.4852 | 180533.1438 | 181497.4568
P95 | 193251.9343 | 193252.6296 | 192596.56 | 191537.9016 | 192266.5835 | 193336.0002 | 193150.7156 | 192143.697 | 191736.378 | 193850.2795 | 192968.3577 | 192871.2971 | 192100.0988 | 192351.3443 | 193131.927 | 193087.1759 | 192570.5677 | 191947.6045 | 193483.5843 | 192571.8993
NETREVENUE - Net Revenue $
MEAN | 1790747.9854 | 2300348.112 | 2338314.286 | 2201248.9894 | 2097561.7241 | 1922452.7258 | 1731704.3017 | 1564108.6225 | 1369527.954 | 1385788.9482 | 1371098.3497 | 1371671.8281 | 1359160.5236 | 1359366.5934 | 1341404.5388 | 1349006.1654 | 1346970.9822 | 1337531.5858 | 1319829.3258 | 1301567.1163
P5 | 1164113.2085 | 1515739.1326 | 1476973.7393 | 1239094.9736 | 1273449.8915 | 1151447.941 | 957035.6018 | 967433.8767 | 785197.0235 | 919065.2914 | 817551.3019 | 815301.172 | 866343.2404 | 835214.6113 | 807820.8707 | 809409.0143 | 860918.4449 | 824615.0516 | 848636.8074 | 786076.4691
P95 | 2491063.5041 | 3133314.3495 | 3287975.5716 | 3235722.0055 | 3153260.2845 | 2682224.1165 | 2469259.9724 | 2474368.4685 | 2332758.4015 | 2083609.2318 | 2132595.4539 | 1950094.0952 | 2004871.9592 | 2175235.0187 | 1817800.4401 | 2024930.9426 | 1963154.2552 | 1930968.3006 | 1882661.1068 | 1844740.2275
IRP Thompson 2018
NETPOS - Net Position (MWh)
MEAN | 219863.3899 | 220321.3745 | 218611.8112 | 219200.9667 | 220069.2219 | 220146.3253 | 219585.4596 | 219916.8894 | 218590.4121 | 221069.3756 | 219805.8998 | 219712.8616 | 219893.7392 | 218686.5596 | 219302.0496 | 220145.1602 | 219981.9577 | 220264.7713 | 219810.6247 | 218515.8287
P5 | 202314.2947 | 203967.1453 | 199073.9283 | 203644.1048 | 205610.7411 | 204535.9124 | 204111.1001 | 206144.2101 | 201741.194 | 205615.9416 | 203721.0131 | 205859.2166 | 205154.1673 | 203303.1986 | 203554.8836 | 202849.6185 | 204956.4755 | 207573.9366 | 199670.1466 | 204819.6862
P95 | 235459.5602 | 235442.2399 | 236152.591 | 231403.6919 | 235100.289 | 234453.4369 | 237597.0323 | 234356.9508 | 233102.5838 | 235363.095 | 234126.5285 | 232228.1771 | 233594.7093 | 234209.7143 | 238004.1464 | 234818.236 | 233484.527 | 234406.5378 | 237034.7427 | 234347.386
NETREVENUE - Net Revenue $
MEAN | 1943750.9224 | 2563546.1869 | 2606980.4941 | 2455072.2809 | 2333527.2162 | 2117207.8804 | 1888958.3611 | 1692810.2708 | 1462211.351 | 1480788.1878 | 1449205.3878 | 1453654.0997 | 1437019.2872 | 1433401.8132 | 1413750.659 | 1420040.659 | 1418302.4931 | 1399542.382 | 1383039.7498 | 1335903.7751
P5 | 1226082.3547 | 1653540.4939 | 1620477.6299 | 1341462.169 | 1327431.2367 | 1196309.1076 | 1003370.1543 | 1015463.5899 | 785257.1286 | 936883.2278 | 842878.2157 | 752124.7565 | 877658.2862 | 834777.2076 | 810367.6061 | 786685.4341 | 874628.6537 | 852785.5239 | 844925.5406 | 763568.149
P95 | 2729017.0588 | 3538649.8082 | 3679759.4951 | 3615051.2938 | 3569129.8138 | 3042818.2301 | 2801367.937 | 2749835.7137 | 2545974.6178 | 2304986.3843 | 2283605.1576 | 2081942.4281 | 2189111.6501 | 2316623.1046 | 2066999.1345 | 2215806.1972 | 2145324.3316 | 2044571.9811 | 2035086.6113 | 1943473.8512
Hydro - Total
NETPOS - Net Position (MWh)
MEAN | 1081266.3807 | 1086094.2406 | 1084587.5789 | 1085978.9059 | 1089897.2861 | 1091427.4547 | 1089302.1534 | 1090275.8074 | 1084754.0222 | 1095580.8098 | 1089381.39 | 1090002.2032 | 1090208.1025 | 1085698.9182 | 1085673.7302 | 1090231.2026 | 1089695.416 | 1092407.0636 | 1090370.805 | 1084777.5904
P5 | 973179.7046 | 982688.3012 | 980463.3536 | 992289.0639 | 995523.296 | 985322.3014 | 990772.5534 | 999916.4324 | 971136.4196 | 1002771.5804 | 984692.5318 | 993335.3158 | 987611.4761 | 989927.9927 | 987084.8969 | 978015.0779 | 1002421.207 | 998548.1154 | 965503.8924 | 982054.4698
P95 | 1186217.0965 | 1177442.0041 | 1175110.5705 | 1177098.0882 | 1181321.3805 | 1190677.694 | 1200792.8796 | 1189857.9388 | 1173126.0111 | 1188288.2216 | 1195542.774 | 1179986.9207 | 1188657.1299 | 1182101.6253 | 1187603.2543 | 1183347.7181 | 1192070.3397 | 1194949.4311 | 1202158.6831 | 1182776.427
NETREVENUE - Net Revenue $
MEAN | 10075484.3093 | 13010811.9996 | 13319004.9427 | 12557224.0094 | 11947861.3284 | 10908790.3932 | 9796214.6758 | 8803422.4711 | 7679969.7822 | 7779544.9582 | 7665556.9799 | 7672240.9228 | 7597388.3294 | 7592797.2454 | 7491343.4876 | 7546077.4031 | 7527939.8435 | 7453379.5568 | 7362076.8993 | 7205266.1436
P5 | 6470715.8575 | 8391446.0051 | 8271600.0934 | 6844978.0447 | 6795154.5983 | 6223951.8321 | 5260903.1079 | 5590019.51 | 4327515.6488 | 5191261.0787 | 4482236.4499 | 4188591.7434 | 4855591.4469 | 4632884.3484 | 4397789.2033 | 4374201.447 | 4756794.757 | 4491435.9292 | 4714017.1023 | 4321003.0003
P95 | 13985444.1116 | 17765312.6804 | 18437164.0658 | 18593546.6497 | 17936731.2951 | 15538142.7269 | 14230224.1201 | 14204565.8811 | 13207741.348 | 12093069.6427 | 11907874.4815 | 10784287.112 | 11279559.95 | 12108741.8433 | 10593485.932 | 11394101.7487 | 11174129.1063 | 10982719.7275 | 10714820.8336 | 10417121.164
Load
NWE Load 2018 incl DSM and NEM main - with EPD
NETPOS - Net Position (MWh)
MEAN | -2444003.885 | -2440075.5536 | -2436170.0063 | -2439122.528 | -2468987.3777 | -2465969.6153 | -2483297.6921 | -2490180.7961 | -2489028.3446 | -2519515.404 | -2522466.7901 | -2535676.5628 | -2545681.407 | -2535039.8665 | -2559072.1313 | -2587570.4115 | -2600366.2259 | -2601468.0039 | -2640070.8706 | -2650661.0329
P5 | -2475819.07 | -2476619.455 | -2468524.945 | -2481587.8 | -2506395.805 | -2500491.83 | -2524625.485 | -2534425.46 | -2528264.42 | -2558095.38 | -2559192.75 | -2573304.175 | -2590871.625 | -2566916.785 | -2605014.865 | -2630035.68 | -2634503.975 | -2653206.765 | -2677936.525 | -2689622.125
P95 | -2413246.83 | -2406223.53 | -2406551.56 | -2402353.91 | -2436398.255 | -2436524.685 | -2449587.285 | -2450968.54 | -2457261.555 | -2483507.74 | -2490295.03 | -2502393.985 | -2509248.325 | -2494072.86 | -2518589.98 | -2545235.405 | -2563316.88 | -2563237.26 | -2600528.575 | -2615006.905
NETREVENUE - Net Revenue $
MEAN | -40662660.0649 | -46750932.1638 | -47703133.0413 | -48361664.669 | -50232607.661 | -47937071.5646 | -45848674.5704 | -43671874.2758 | -41280613.775 | -41944608.2064 | -42012199.3092 | -42230651.6459 | -42289038.4676 | -42220607.7591 | -42238785.7795 | -42995451.2295 | -43063642.9602 | -42838100.8892 | -43429482.4013 | -43529572.0287
P5 | -50167321.0028 | -58937275.6885 | -61050382.9357 | -62881772.3373 | -64783443.1257 | -58665985.3595 | -56631620.4556 | -57347209.5639 | -56020524.6078 | -52338245.5794 | -53799795.4012 | -51279432.7028 | -51503765.4808 | -54288488.1164 | -50412948.487 | -51694982.2255 | -52308910.8129 | -51143402.1223 | -51754652.0169 | -51760234.7587
P95 | -31963777.0441 | -36142703.5725 | -35701231.4686 | -34973025.5475 | -38366735.6117 | -37361535.8515 | -35049073.2144 | -35132379.9558 | -32701048.5487 | -34640039.924 | -33837654.3282 | -34208180.7829 | -35184862.4308 | -34305130.0015 | -33765965.909 | -35084292.7037 | -35511897.4435 | -34860740.5187 | -36001666.56 | -34893422.9283
Load - Total
NETPOS - Net Position (MWh)
MEAN | -2444003.885 | -2440075.5536 | -2436170.0063 | -2439122.528 | -2468987.3777 | -2465969.6153 | -2483297.6921 | -2490180.7961 | -2489028.3446 | -2519515.404 | -2522466.7901 | -2535676.5628 | -2545681.407 | -2535039.8665 | -2559072.1313 | -2587570.4115 | -2600366.2259 | -2601468.0039 | -2640070.8706 | -2650661.0329
P5 | -2475819.07 | -2476619.455 | -2468524.945 | -2481587.8 | -2506395.805 | -2500491.83 | -2524625.485 | -2534425.46 | -2528264.42 | -2558095.38 | -2559192.75 | -2573304.175 | -2590871.625 | -2566916.785 | -2605014.865 | -2630035.68 | -2634503.975 | -2653206.765 | -2677936.525 | -2689622.125
P95 | -2413246.83 | -2406223.53 | -2406551.56 | -2402353.91 | -2436398.255 | -2436524.685 | -2449587.285 | -2450968.54 | -2457261.555 | -2483507.74 | -2490295.03 | -2502393.985 | -2509248.325 | -2494072.86 | -2518589.98 | -2545235.405 | -2563316.88 | -2563237.26 | -2600528.575 | -2615006.905
NETREVENUE - Net Revenue $
MEAN | -40662660.0649 | -46750932.1638 | -47703133.0413 | -48361664.669 | -50232607.661 | -47937071.5646 | -45848674.5704 | -43671874.2758 | -41280613.775 | -41944608.2064 | -42012199.3092 | -42230651.6459 | -42289038.4676 | -42220607.7591 | -42238785.7795 | -42995451.2295 | -43063642.9602 | -42838100.8892 | -43429482.4013 | -43529572.0287
P5 | -50167321.0028 | -58937275.6885 | -61050382.9357 | -62881772.3373 | -64783443.1257 | -58665985.3595 | -56631620.4556 | -57347209.5639 | -56020524.6078 | -52338245.5794 | -53799795.4012 | -51279432.7028 | -51503765.4808 | -54288488.1164 | -50412948.487 | -51694982.2255 | -52308910.8129 | -51143402.1223 | -51754652.0169 | -51760234.7587
P95 | -31963777.0441 | -36142703.5725 | -35701231.4686 | -34973025.5475 | -38366735.6117 | -37361535.8515 | -35049073.2144 | -35132379.9558 | -32701048.5487 | -34640039.924 | -33837654.3282 | -34208180.7829 | -35184862.4308 | -34305130.0015 | -33765965.909 | -35084292.7037 | -35511897.4435 | -34860740.5187 | -36001666.56 | -34893422.9283
Physical Instrument
2018 Small QF - Aggregated Hydro Esc
NETPOS - Net Position (MWh)
MEAN | 42285.8826 | 42265.4199 | 41911.6185 | 42248.8615 | 42288.0334 | 32149.4219 | 19156.6102 | 19053.6806 | 18828.6831 | 19038.3123 | 19095.3443 | 19052.4913 | 19156.6102 | 2900.365
P5 | 42285.8826 | 42265.4199 | 41911.6185 | 42248.8615 | 42288.0334 | 32149.4219 | 19156.6102 | 19053.6806 | 18828.6831 | 19038.3123 | 19095.3443 | 19052.4913 | 19156.6102 | 2900.365
P95 | 42285.8826 | 42265.4199 | 41911.6185 | 42248.8615 | 42288.0334 | 32149.4219 | 19156.6102 | 19053.6806 | 18828.6831 | 19038.3123 | 19095.3443 | 19052.4913 | 19156.6102 | 2900.365
NETREVENUE - Net Revenue $
MEAN | -2570577.801 | -2479581.936 | -2447518.3288 | -2492863.1677 | -2526883.5337 | -1998075.4475 | -1206999.5758 | -1217576.9017 | -1222683.9969 | -1237246.7768 | -1241540.7848 | -1241512.5697 | -1248957.487 | -202971.42
P5 | -2700903.0878 | -2636281.7959 | -2619907.1629 | -2694364.9639 | -2690834.4539 | -2107495.0471 | -1262715.9879 | -1260484.5153 | -1263247.7104 | -1272441.6102 | -1283344.2355 | -1279495.1295 | -1285813.4002 | -206889.6799
P95 | -2426797.0165 | -2306789.3607 | -2248233.8313 | -2292480.669 | -2324747.4011 | -1896588.3948 | -1149538.6689 | -1154797.4211 | -1162240.3582 | -1186570.6686 | -1186141.6758 | -1193223.222 | -1203360.1779 | -197118.4262
2018 Small QF - Aggregated Hydro Fixed
NETPOS - Net Position (MWh)
MEAN | 3005.5614 | 2901.0948 | 2531.4131 | 2540.015 | 2541.9723 | 2544.5425 | 2547.8321 | 2546.1998 | 2531.4131 | 2547.277 | 2545.5216 | 2545.2159 | 2547.8321 | 2529.4752 | 2540.015 | 2444.2245 | 2356.9569 | 2358.4725 | 113.473
P5 | 3005.5614 | 2901.0948 | 2531.4131 | 2540.015 | 2541.9723 | 2544.5425 | 2547.8321 | 2546.1998 | 2531.4131 | 2547.277 | 2545.5216 | 2545.2159 | 2547.8321 | 2529.4752 | 2540.015 | 2444.2245 | 2356.9569 | 2358.4725 | 113.473
P95 | 3005.5614 | 2901.0948 | 2531.4131 | 2540.015 | 2541.9723 | 2544.5425 | 2547.8321 | 2546.1998 | 2531.4131 | 2547.277 | 2545.5216 | 2545.2159 | 2547.8321 | 2529.4752 | 2540.015 | 2444.2245 | 2356.9569 | 2358.4725 | 113.473
NETREVENUE - Net Revenue $
MEAN | -157064.0104 | -145062.0487 | -125908.4715 | -128047.4467 | -130117.1659 | -132363.5753 | -135118.9182 | -137397.6091 | -139067.3095 | -140295.8333 | -140182.9356 | -140015.2247 | -140417.9897 | -139366.7817 | -140360.8677 | -135179.0041 | -130467.3457 | -130664.0458 | -6886.329
P5 | -166216.5025 | -155801.3025 | -136382.8578 | -140178.7731 | -139910.4558 | -141108.0349 | -144137.0087 | -144083.8806 | -146159.5143 | -145766.214 | -146242.4 | -146148.1548 | -146175.4938 | -145430.1606 | -146538.4256 | -140915.7834 | -135649.5601 | -135870.4655 | -7549.9209
P95 | -146859.1457 | -133374.3121 | -113860.3664 | -116199.8259 | -118003.9536 | -123618.5312 | -126347.5612 | -126296.8709 | -127895.0981 | -132321.0284 | -131254.5094 | -132557.9632 | -132726.9894 | -130244.4494 | -134082.552 | -128714.8963 | -124062.9292 | -125091.238 | -5970.2855
2018 Small QF - Aggregated Hydro Index
NETPOS - Net Position (MWh)
MEAN | 576.3671 | 576.7627 | 573.1266 | 209.7873
P5 | 576.3671 | 576.7627 | 573.1266 | 209.7873
P95 | 576.3671 | 576.7627 | 573.1266 | 209.7873
NETREVENUE - Net Revenue $
MEAN | -5880.5027 | -5777.4776 | -5771.1371 | -1996.8891
P5 | -7520.3332 | -7824.2515 | -7993.0346 | -2996.3609
P95 | -4037.543 | -3530.4998 | -3198.4909 | -765.4907
2018 Small QF - Aggregated Wind Fixed
NETPOS - Net Position (MWh)
MEAN | 13117.2031 | 13101.2922 | 13072.5383 | 13034.103 | 13123.8658 | 13108.6284 | 8176.9863 | 2339.9749 | 2332.4948 | 2350.5312 | 2337.1002 | 2341.5604 | 2340.3501 | 2328.1365 | 2325.4481 | 2338.5313 | 2337.1002 | 2338.8218 | 2339.9749 | 2332.4948
P5 | 13117.2031 | 13101.2922 | 13072.5383 | 13034.103 | 13123.8658 | 13108.6284 | 8176.9863 | 2339.9749 | 2332.4948 | 2350.5312 | 2337.1002 | 2341.5604 | 2340.3501 | 2328.1365 | 2325.4481 | 2338.5313 | 2337.1002 | 2338.8218 | 2339.9749 | 2332.4948
P95 | 13117.2031 | 13101.2922 | 13072.5383 | 13034.103 | 13123.8658 | 13108.6284 | 8176.9863 | 2339.9749 | 2332.4948 | 2350.5312 | 2337.1002 | 2341.5604 | 2340.3501 | 2328.1365 | 2325.4481 | 2338.5313 | 2337.1002 | 2338.8218 | 2339.9749 | 2332.4948
NETREVENUE - Net Revenue $
MEAN | -544745.9856 | -505441.4753 | -500387.3027 | -508441.3893 | -519729.8761 | -531597.0413 | -356941.4646 | -98843.9714 | -100808.0733 | -101518.946 | -100900.304 | -101039.5104 | -100971.7094 | -100401.654 | -100375.1014 | -100825.7351 | -100774.9452 | -100910.2088 | -100989.8787 | -100682.5857
P5 | -590796.8272 | -562292.4068 | -567125.3991 | -579905.1336 | -581895.978 | -587968.9896 | -393701.7816 | -107163.2667 | -109435.4872 | -108180.592 | -108850.4307 | -108956.7375 | -108409.4395 | -108145.4346 | -108151.94 | -108582.4497 | -107776.0033 | -108143.0821 | -107754.2888 | -108732.4571
P95 | -494255.828 | -441808.2573 | -425191.6684 | -429641.7362 | -443211.0947 | -475085.6669 | -323139.6879 | -85347.757 | -85699.6474 | -91814.3892 | -89659.6925 | -92125.0129 | -91577.3475 | -89078.0465 | -92882.7565 | -91792.9132 | -92453.0057 | -92757.1658 | -92458.692 | -93324.8927
2018 Small QF - Aggregated Wind Index
NETPOS - Net Position (MWh)
MEAN | 4596.2179 | 4612.8058 | 4579.4642 | 4604.2814 | 4606.1022 | 4594.1555 | 4617.699 | 4614.8682 | 4579.4642 | 4622.1473 | 4606.9523 | 4596.2179 | 4617.699 | 4573.731 | 4604.2814 | 4606.1022 | 4606.9523 | 4615.6366 | 4614.8682 | 4579.4642
P5 | 4596.2179 | 4612.8058 | 4579.4642 | 4604.2814 | 4606.1022 | 4594.1555 | 4617.699 | 4614.8682 | 4579.4642 | 4622.1473 | 4606.9523 | 4596.2179 | 4617.699 | 4573.731 | 4604.2814 | 4606.1022 | 4606.9523 | 4615.6366 | 4614.8682 | 4579.4642
P95 | 4596.2179 | 4612.8058 | 4579.4642 | 4604.2814 | 4606.1022 | 4594.1555 | 4617.699 | 4614.8682 | 4579.4642 | 4622.1473 | 4606.9523 | 4596.2179 | 4617.699 | 4573.731 | 4604.2814 | 4606.1022 | 4606.9523 | 4615.6366 | 4614.8682 | 4579.4642
NETREVENUE - Net Revenue $
MEAN | -241544.1933 | -232335.0681 | -229336.5437 | -234051.2303 | -237099.4454 | -241000.2848 | -246671.3236 | -250868.009 | -253500.6708 | -255984.4496 | -255374.2828 | -255053.5863 | -256421.6494 | -254047.1725 | -256310.3698 | -259787.8583 | -263545.2169 | -267970.6063 | -271721.4022 | -273389.9462
P5 | -256691.7746 | -250760.1514 | -249757.7682 | -257138.2176 | -256762.0862 | -258040.1712 | -264532.6396 | -264753.1275 | -267607.7482 | -267102.0079 | -267675.0826 | -267040.8573 | -267821.0704 | -266509.953 | -268658.3297 | -271982.0596 | -274912.77 | -279174.5721 | -282061.0512 | -286086.2763
P95 | -224763.1752 | -212456.0548 | -205421.7767 | -209807.9307 | -213149.9759 | -223952.6696 | -229830.3434 | -228726.3681 | -230995.6997 | -239617.1737 | -237506.6322 | -241197.713 | -241260.3748 | -235449.3592 | -244892.4976 | -245946.4575 | -250089.6182 | -255263.7931 | -258286.6515 | -261275.688
Physical Instrument - Total
NETPOS - Net Position (MWh)
MEAN | 63581.2321 | 63457.3753 | 62668.1606 | 62637.0482 | 62559.9736 | 52396.7482 | 34499.1276 | 28554.7235 | 28272.0552 | 28558.2677 | 28584.9185 | 28535.4855 | 28662.4914 | 12331.7077 | 9469.7445 | 9388.858 | 9301.0094 | 9312.9309 | 7068.3161 | 6911.9589
P5 | 63581.2321 | 63457.3753 | 62668.1606 | 62637.0482 | 62559.9736 | 52396.7482 | 34499.1276 | 28554.7235 | 28272.0552 | 28558.2677 | 28584.9185 | 28535.4855 | 28662.4914 | 12331.7077 | 9469.7445 | 9388.858 | 9301.0094 | 9312.9309 | 7068.3161 | 6911.9589
P95 | 63581.2321 | 63457.3753 | 62668.1606 | 62637.0482 | 62559.9736 | 52396.7482 | 34499.1276 | 28554.7235 | 28272.0552 | 28558.2677 | 28584.9185 | 28535.4855 | 28662.4914 | 12331.7077 | 9469.7445 | 9388.858 | 9301.0094 | 9312.9309 | 7068.3161 | 6911.9589
NETREVENUE - Net Revenue $
MEAN | -3519812.4931 | -3368198.0058 | -3308921.7839 | -3365400.1231 | -3413830.0211 | -2903036.3489 | -1945731.2822 | -1704686.4912 | -1716060.0504 | -1735046.0057 | -1737998.3072 | -1737620.891 | -1746768.8355 | -696787.0283 | -497046.3388 | -495792.5975 | -494787.5077 | -499544.861 | -379597.6098 | -374072.5319
P5 | -3720735.2657 | -3612828.2284 | -3582903.5253 | -3670552.3878 | -3669513.7726 | -3087728.426 | -2064987.4499 | -1775311.8167 | -1786620.3083 | -1795639.8608 | -1803083.9407 | -1799473.27 | -1806812.3675 | -727122.0043 | -523474.615 | -521480.2927 | -518552.1766 | -523517.5288 | -397430.7234 | -394942.5608
P95 | -3296282.0747 | -3103126.8109 | -2992746.8909 | -3048788.3295 | -3095546.8082 | -2723547.8651 | -1830251.8758 | -1597527.0552 | -1607670.7436 | -1650493.3484 | -1645536.9042 | -1662142.2315 | -1670024.2018 | -651373.1497 | -471924.5483 | -466151.7876 | -466780.6761 | -473001.4696 | -356190.127 | -354646.1588
Transmission Line
NETREVENUE - Net Revenue $
MEAN | -4253346.2486 | -3432678.088 | -3584195.7386 | -846485.3058 | -925577.7848 | -1109083.3875 | -1775193.3828 | -1926003.9655 | -2640888.9684 | -2797212.0547 | -3948978.8826 | -4022347.5199 | -4144164.1312 | -4233048.1933 | -4527200.269 | -5127956.0914 | -6229695.6888 | -6551830.1332 | -7214235.4494 | -7810548.8956
P5 | -5400338.5031 | -4462215.6007 | -4754323.787 | -1302613.5473 | -1339796.9372 | -1593157.0496 | -2390276.8847 | -2509359.7432 | -3374099.6747 | -3541502.4557 | -4965660.0267 | -4987612.1777 | -5256082.34 | -5282017.6825 | -5491700.2955 | -6140686.8176 | -7463558.6687 | -7715365.8853 | -8592147.1002 | -9273033.7788
P95 | -3294137.1444 | -2523487.5022 | -2466826.652 | -475697.1729 | -550502.2579 | -673625.3606 | -1233677.0214 | -1298613.89 | -1938289.0844 | -2145925.4029 | -3027526.2057 | -3199240.6439 | -3203094.1355 | -3385528.536 | -3571986.2114 | -4236743.7283 | -5210222.7917 | -5478592.5824 | -6079565.6362 | -6480060.7715
Wind Asset
15612: New 2041JAN IRP Wind - GF #1
NETPOS - Net Position (MWh)
MEAN
P5
P95
NETREVENUE - Net Revenue $
MEAN |  | -124.298 | -128.0494 | -132.7725 | -142.294 | -147.4923 | -152.8551 | -158.1045 | -163.2105 | -170.2855 | -174.4656 | -178.6823 | -183.9532 | -187.8113 | -193.1237 | -199.2116 | -204.5096 | -210.1765 | -216.0761 | -220.9377
P5 |  | -124.298 | -128.0494 | -132.7725 | -142.294 | -147.4923 | -152.8551 | -158.1045 | -163.2105 | -170.2855 | -174.4656 | -178.6823 | -183.9532 | -187.8113 | -193.1237 | -199.2116 | -204.5096 | -210.1765 | -216.0761 | -220.9377
P95 |  | -124.298 | -128.0494 | -132.7725 | -142.294 | -147.4923 | -152.8551 | -158.1045 | -163.2105 | -170.2855 | -174.4656 | -178.6823 | -183.9532 | -187.8113 | -193.1237 | -199.2116 | -204.5096 | -210.1765 | -216.0761 | -220.9377
15612: New 2041JAN IRP Wind - GF #2
NETPOS - Net Position (MWh)
MEAN
P5
P95
NETREVENUE - Net Revenue $
MEAN |  | -124.298 | -128.0494 | -132.7725 | -142.294 | -147.4923 | -152.8551 | -158.1045 | -163.2105 | -170.2855 | -174.4656 | -178.6823 | -183.9532 | -187.8113 | -193.1237 | -199.2116 | -204.5096 | -210.1765 | -216.0761 | -220.9377
P5 |  | -124.298 | -128.0494 | -132.7725 | -142.294 | -147.4923 | -152.8551 | -158.1045 | -163.2105 | -170.2855 | -174.4656 | -178.6823 | -183.9532 | -187.8113 | -193.1237 | -199.2116 | -204.5096 | -210.1765 | -216.0761 | -220.9377
P95 |  | -124.298 | -128.0494 | -132.7725 | -142.294 | -147.4923 | -152.8551 | -158.1045 | -163.2105 | -170.2855 | -174.4656 | -178.6823 | -183.9532 | -187.8113 | -193.1237 | -199.2116 | -204.5096 | -210.1765 | -216.0761 | -220.9377
15612: New 2042JAN IRP Wind - GF #1
NETPOS - Net Position (MWh)
MEAN
P5
P95
NETREVENUE - Net Revenue $
MEAN |  | -124.298 | -128.0494 | -132.7725 | -142.294 | -147.4923 | -152.8551 | -158.1045 | -163.2105 | -170.2855 | -174.4656 | -178.6823 | -183.9532 | -187.8113 | -193.1237 | -199.2116 | -204.5096 | -210.1765 | -216.0761 | -220.9377
P5 |  | -124.298 | -128.0494 | -132.7725 | -142.294 | -147.4923 | -152.8551 | -158.1045 | -163.2105 | -170.2855 | -174.4656 | -178.6823 | -183.9532 | -187.8113 | -193.1237 | -199.2116 | -204.5096 | -210.1765 | -216.0761 | -220.9377
P95 |  | -124.298 | -128.0494 | -132.7725 | -142.294 | -147.4923 | -152.8551 | -158.1045 | -163.2105 | -170.2855 | -174.4656 | -178.6823 | -183.9532 | -187.8113 | -193.1237 | -199.2116 | -204.5096 | -210.1765 | -216.0761 | -220.9377
15612: New 2043JAN IRP Wind - GF #1
NETPOS - Net Position (MWh)
MEAN
P5
P95
NETREVENUE - Net Revenue $
MEAN |  | -124.298 | -128.0494 | -132.7725 | -142.294 | -147.4923 | -152.8551 | -158.1045 | -163.2105 | -170.2855 | -174.4656 | -178.6823 | -183.9532 | -187.8113 | -193.1237 | -199.2116 | -204.5096 | -210.1765 | -216.0761 | -220.9377
P5 |  | -124.298 | -128.0494 | -132.7725 | -142.294 | -147.4923 | -152.8551 | -158.1045 | -163.2105 | -170.2855 | -174.4656 | -178.6823 | -183.9532 | -187.8113 | -193.1237 | -199.2116 | -204.5096 | -210.1765 | -216.0761 | -220.9377
P95 |  | -124.298 | -128.0494 | -132.7725 | -142.294 | -147.4923 | -152.8551 | -158.1045 | -163.2105 | -170.2855 | -174.4656 | -178.6823 | -183.9532 | -187.8113 | -193.1237 | -199.2116 | -204.5096 | -210.1765 | -216.0761 | -220.9377
IRP 2018 71 Ranch Wind
NETPOS - Net Position (MWh)
MEAN | 4950.395 | 4947.8239 | 4922.6209 | 4886.7561 | 4904.7132 | 4964.9544 | 4918.0774 | 4920.6824 | 4924.5656 | 4976.1618 | 4931.2482 | 4913.1189 | 4933.8104 | 4936.4468 | 4913.8922 | 4919.3146 | 4918.3049 | 4939.3365 | 4912.055 | 4917.133
P5 | 4558.2693 | 4563.2284 | 4562.91 | 4540.9216 | 4555.0934 | 4602.6852 | 4587.6857 | 4560.6443 | 4612.0425 | 4607.0644 | 4510.9402 | 4562.1297 | 4529.0485 | 4567.8184 | 4568.3127 | 4573.2636 | 4527.6596 | 4639.2422 | 4535.2647 | 4536.5999
P95 | 5348.6138 | 5257.6516 | 5240.1147 | 5208.8472 | 5309.7032 | 5336.6107 | 5251.2877 | 5251.646 | 5246.4469 | 5305.9266 | 5284.1815 | 5402.8546 | 5355.3523 | 5244.7113 | 5247.9203 | 5299.6356 | 5338.2857 | 5300.2253 | 5283.1911 | 5308.9172
NETREVENUE - Net Revenue $
MEAN | -215909.3724 | -200919.0714 | -198354.4798 | -201223.121 | -204054.2716 | -211719.2894 | -214239.5796 | -218784.7549 | -223647.3646 | -225773.203 | -223647.5771 | -223167.5012 | -224334.0628 | -223588.4638 | -223094.2062 | -223127.1368 | -223159.4583 | -224706.0849 | -223520.7752 | -223281.9282
P5 | -240860.3795 | -229987.6034 | -229509.1286 | -232315.3143 | -237390.6315 | -246065.2466 | -243288.7624 | -248830.2161 | -250526.2771 | -254437.2582 | -246936.3238 | -256818.1064 | -252535.5845 | -246151.0657 | -248162.8645 | -249415.8051 | -246913.5293 | -245570.6405 | -243760.4873 | -247927.3656
P95 | -192830.2512 | -174387.9653 | -167997.0886 | -165862.257 | -170855.6538 | -179563.5224 | -182774.5622 | -188522.6506 | -190576.0433 | -202062.9126 | -194553.8144 | -194946.1297 | -196398.8506 | -197318.6253 | -200155.0775 | -199892.0529 | -195640.9264 | -200757.2639 | -194858.8538 | -204012.8678
IRP 2018 Big Timber Wind
NETPOS - Net Position (MWh)
MEAN | 36798.0814 | 36767.5575 | 36629.941 | 36409.6338 | 36615.4993 | 36717.0875 | 36669.4211 | 36548.1668 | 36654.3326 | 36912.7159 | 36404.4295 | 36667.6806 | 36669.1307 | 36617.9268 | 36520.6176 | 36517.934 | 36487.7738 | 36757.6431 | 36717.242 | 36534.7713
P5 | 33618.7087 | 34064.6592 | 33896.1283 | 33316.1534 | 33351.1346 | 33939.4386 | 33394.1803 | 33753.136 | 33885.8368 | 33342.6426 | 33746.5204 | 33422.1767 | 33464.6908 | 33153.4878 | 33647.8478 | 33222.1748 | 33436.0043 | 33651.32 | 33752.6844 | 33488.2322
P95 | 40058.3339 | 39331.8838 | 39707.395 | 39187.2006 | 39820.0298 | 39972.8301 | 39350.2829 | 39928.3297 | 40036.152 | 40398.9663 | 39192.4058 | 39821.3054 | 40070.7805 | 40091.058 | 39723.2161 | 39549.1971 | 39963.8739 | 39679.5686 | 39417.5978 | 40093.1394
NETREVENUE - Net Revenue $
MEAN | -1300517.5288 | -1194014.3033 | -1180547.9788 | -1200890.0611 | -1224229.3974 | -1266081.3154 | -1298993.2069 | -1328637.0263 | -1366894.3358 | -1372923.0106 | -1355754.6163 | -1365395.9806 | -1365875.5235 | -1361780.5771 | -1365032.278 | -1361718.5253 | -1362114.3876 | -1374627.5923 | -1373745.1645 | -1367912.3086
P5 | -1488154.0015 | -1416884.2936 | -1383986.152 | -1446224.8741 | -1425200.1165 | -1510322.755 | -1516801.7622 | -1496804.2444 | -1579332.8589 | -1528738.7296 | -1511389.4272 | -1520692.5399 | -1525241.7213 | -1556507.0973 | -1530117.3431 | -1519958.3615 | -1535524.4146 | -1534929.7185 | -1531826.6576 | -1551413.187
P95 | -1127187.3156 | -995866.6464 | -947269.8038 | -966383.6681 | -985606.5118 | -1071386.0724 | -1081041.6143 | -1167622.8297 | -1089687.5358 | -1153438.1185 | -1177440.0166 | -1158733.1307 | -1164360.8294 | -1167399.9987 | -1203889.2376 | -1174764.8758 | -1180927.5112 | -1205627.3086 | -1218408.1099 | -1193101.7831
IRP 2018 Crazy Mountain
NETPOS - Net Position (MWh)
MEAN |  | 105796.6117 | 104900.1798 | 104629.5897 | 105415.551 | 105760.9236 | 105842.3901 | 105814.3802 | 105016.1489 | 106553.508 | 105277.8688 | 105094.1911 | 105392.3495 | 105294.9071 | 104919.0901 | 105562.0159 | 104915.4506 | 105720.5696 | 105636.4163 | 105389.2424
P5 |  | 98768.8396 | 95131.0026 | 94651.2359 | 97382.0355 | 95178.1907 | 97359.5762 | 94966.296 | 94060.4319 | 97583.2516 | 93784.5106 | 94326.857 | 95429.3091 | 96205.2658 | 94920.1577 | 96199.0277 | 95349.3126 | 96094.3241 | 95744.0209 | 97819.1024
P95 |  | 114824.8614 | 114413.2194 | 113902.0161 | 116654.7839 | 113961.3889 | 116362.2328 | 116784.2726 | 116309.0298 | 117483.0382 | 116659.3759 | 114062.8488 | 113547.3666 | 114895.9041 | 114790.5119 | 116842.573 | 114766.2679 | 116243.18 | 118394.4045 | 113281.5826
NETREVENUE - Net Revenue $
MEAN |  | -2517817.5022 | -2450204.7067 | -2539571.1392 | -2603343.424 | -2710737.1974 | -2818186.2233 | -2911095.6278 | -2996337.9259 | -3021260.7286 | -2976124.9851 | -2976016.6279 | -2994877.6741 | -2980747.5594 | -2981462.9242 | -2990983.619 | -2974584.791 | -3005855.4026 | -3002201.5142 | -2993703.9996
P5 |  | -3087717.9574 | -3059145.2298 | -3156269.9576 | -3144447.9028 | -3392947.5361 | -3335230.3954 | -3450651.4625 | -3581577.1907 | -3542046.4873 | -3586596.8682 | -3414130.7056 | -3493533.7907 | -3485589.6432 | -3422656.1429 | -3462800.5373 | -3478030.6109 | -3559496.9638 | -3509099.1483 | -3439429.507
P95 |  | -1929045.9018 | -1795702.3624 | -1942256.2178 | -1980072.7456 | -2088797.3947 | -2262398.4529 | -2332847.05 | -2267574.4143 | -2494157.0236 | -2446321.4155 | -2419038.6399 | -2430683.5186 | -2545854.4996 | -2462974.9285 | -2507537.7204 | -2416382.4668 | -2512852.9266 | -2492808.926 | -2523940.8329
IRP 2018 DA Wind
NETPOS - Net Position (MWh)
MEAN | 4950.395 | 4947.8239 | 4922.6209 | 4886.7561 | 4904.7132 | 4964.9544 | 4918.0774 | 4920.6824 | 4924.5656 | 4976.1618 | 4931.2482 | 4913.1189 | 4933.8104 | 4936.4468 | 4913.8922 | 4919.3146 | 4918.3049 | 4939.3365 | 4912.055 | 4917.133
P5 | 4558.2693 | 4563.2284 | 4562.91 | 4540.9216 | 4555.0934 | 4602.6852 | 4587.6857 | 4560.6443 | 4612.0425 | 4607.0644 | 4510.9402 | 4562.1297 | 4529.0485 | 4567.8184 | 4568.3127 | 4573.2636 | 4527.6596 | 4639.2422 | 4535.2647 | 4536.5999
P95 | 5348.6138 | 5257.6516 | 5240.1147 | 5208.8472 | 5309.7032 | 5336.6107 | 5251.2877 | 5251.646 | 5246.4469 | 5305.9266 | 5284.1815 | 5402.8546 | 5355.3523 | 5244.7113 | 5247.9203 | 5299.6356 | 5338.2857 | 5300.2253 | 5283.1911 | 5308.9172
NETREVENUE - Net Revenue $
MEAN | -215909.3724 | -200919.0714 | -198354.4798 | -201223.121 | -204054.2716 | -211719.2894 | -214239.5796 | -218784.7549 | -223647.3646 | -225773.203 | -223647.5771 | -223167.5012 | -224334.0628 | -223588.4638 | -223094.2062 | -223127.1368 | -223159.4583 | -224706.0849 | -223520.7752 | -223281.9282
P5 | -240860.3795 | -229987.6034 | -229509.1286 | -232315.3143 | -237390.6315 | -246065.2466 | -243288.7624 | -248830.2161 | -250526.2771 | -254437.2582 | -246936.3238 | -256818.1064 | -252535.5845 | -246151.0657 | -248162.8645 | -249415.8051 | -246913.5293 | -245570.6405 | -243760.4873 | -247927.3656
P95 | -192830.2512 | -174387.9653 | -167997.0886 | -165862.257 | -170855.6538 | -179563.5224 | -182774.5622 | -188522.6506 | -190576.0433 | -202062.9126 | -194553.8144 | -194946.1297 | -196398.8506 | -197318.6253 | -200155.0775 | -199892.0529 | -195640.9264 | -200757.2639 | -194858.8538 | -204012.8678
IRP 2018 Fairfield
NETPOS - Net Position (MWh)
MEAN | 13073.5062 | 13079.8976 | 12967.2624 | 12918.9089 | 13033.8348 | 13051.6085 | 13011.4417 | 12964.583 | 12993.1433 | 13189.8455 | 12961.1649 | 13035.775 | 13010.2274 | 13016.5348 | 12951.6033
P5 | 11676.6018 | 11816.9461 | 11588.55 | 11745.6016 | 11603.3277 | 11807.3595 | 11711.7825 | 11626.64 | 11673.2029 | 11875.7434 | 11613.3495 | 11599.8315 | 11532.4637 | 11395.9924 | 11787.3601
P95 | 14424.3417 | 14252.3112 | 14188.8306 | 14123.2182 | 14373.3871 | 14431.1578 | 14261.1462 | 14160.9463 | 14350.3352 | 14643.4331 | 14255.4657 | 14336.053 | 14511.1974 | 14381.3098 | 14214.8344
NETREVENUE - Net Revenue $
MEAN | -682848.6757 | -643863.3738 | -635112.075 | -641470.1748 | -654438.2279 | -668648.8306 | -678713.7464 | -688033.1567 | -702453.9765 | -711296.9776 | -698707.4532 | -702687.9459 | -701944.8927 | -701141.5039 | -699808.6018
P5 | -771775.4581 | -741677.522 | -743412.2577 | -728227.8701 | -751069.2589 | -765892.0095 | -765796.2357 | -771479.5739 | -796710.8664 | -783493.0189 | -787594.6619 | -790851.6824 | -801002.2808 | -789358.9069 | -786154.4352
P95 | -598444.2069 | -553470.535 | -538948.1884 | -557322.7153 | -547442.9968 | -577629.7849 | -584698.2148 | -600338.2397 | -587413.7212 | -617875.9898 | -624145.8699 | -597373.5211 | -614950.1568 | -598923.257 | -613374.5476
IRP 2018 Gordon Butte
NETPOS - Net Position (MWh)
MEAN | 17262.0569 | 17252.7027 | 17148.8284 | 17109.0065 | 17208.1689 | 17232.6768 | 17210.706 | 17158.9008 | 17196.9192 | 17365.3645 | 17121.6597 | 17219.2942 | 17201.0951 | 17197.2804 | 17118.4084 | 17157.3665 | 17125.7606 | 5208.7503
P5 | 15669.0781 | 16002.8957 | 15824.9586 | 15769.5022 | 15830.8188 | 16019.8957 | 15868.3799 | 15764.1291 | 15845.1719 | 16002.6693 | 15698.8433 | 15700.501 | 15767.2228 | 15785.7466 | 15912.9434 | 15676.7464 | 15803.8311 | 4566.2437
P95 | 18774.5797 | 18579.7346 | 18346.3124 | 18292.7805 | 18513.6934 | 18463.7946 | 18534.4422 | 18539.1682 | 18526.5766 | 18743.191 | 18448.5677 | 18770.8325 | 18687.2606 | 18395.4696 | 18216.7524 | 18331.838 | 18326.2199 | 5843.8483
NETREVENUE - Net Revenue $
MEAN | -1009809.9076 | -957444.819 | -947587.9105 | -958875.824 | -972638.5594 | -991628.0639 | -1006376.5012 | -1018507.6021 | -1037838.0835 | -1046399.088 | -1031533.2994 | -1036509.788 | -1036714.9556 | -1034982.7299 | -1033181.1647 | -1033713.2812 | -1031883.0191 | -302264.2888
P5 | -1126731.3554 | -1075731.4428 | -1070940.4945 | -1069809.8251 | -1090961.7587 | -1114271.6624 | -1130498.634 | -1119797.9717 | -1159471.19 | -1147904.8347 | -1135012.0012 | -1131590.1381 | -1147948.595 | -1144070.3021 | -1130632.9232 | -1129637.0287 | -1131611.7991 | -346363.8697
P95 | -912874.4999 | -838094.7442 | -820190.0638 | -852146.7645 | -838026.0882 | -877611.4688 | -881440.4311 | -924895.1103 | -891078.0956 | -928358.9497 | -923501.1597 | -907981.8748 | -921381.9001 | -924912.701 | -933312.4903 | -930047.2574 | -935130.2186 | -250681.5077
IRP 2018 Greenfield
NETPOS - Net Position (MWh)
MEAN | 34972.4324 | 34867.1826 | 34894.2814 | 34777.2644 | 35040.3026 | 34761.9337 | 34897.8656 | 34816.2126 | 34941.4675 | 35118.0995 | 34706.5804 | 34865.7413 | 34890.1154 | 34850.2507 | 34828.5218 | 34900.144 | 34801.0126 | 34967.6954 | 35015.274 | 34849.6133
P5 | 32034.4723 | 32309.3138 | 31513.384 | 31885.7874 | 31868.2121 | 31804.4077 | 31712.2393 | 31555.9379 | 31902.9255 | 32303.8846 | 31616.4426 | 31435.1148 | 31459.7754 | 31353.0992 | 32212.1255 | 31902.2446 | 32047.466 | 31873.0889 | 31601.1521 | 31976.4925
P95 | 38320.6027 | 37394.3454 | 38021.4007 | 37881.4399 | 38390.6809 | 37862.5943 | 37679.9798 | 38024.2919 | 38367.8671 | 38237.321 | 37717.7489 | 37492.2606 | 38109.5838 | 37986.9172 | 37201.863 | 37889.7664 | 38345.6655 | 37831.6082 | 38038.4984 | 38118.2039
NETREVENUE - Net Revenue $
MEAN | -1529991.9031 | -1420076.1816 | -1413359.3329 | -1431681.7771 | -1463504.9412 | -1487480.8357 | -1525270.2955 | -1553423.4697 | -1593281.2972 | -1599459.2851 | -1580857.2402 | -1586748.2571 | -1590011.1128 | -1584342.1024 | -1589712.0379 | -1590817.0134 | -1586978.1863 | -1595797.7063 | -1598036.4013 | -1592090.1091
P5 | -1732646.3135 | -1628090.4062 | -1625984.8414 | -1646647.2384 | -1681409.887 | -1711975.6125 | -1752333.6466 | -1770676.2515 | -1844198.5541 | -1782762.2127 | -1741254.9461 | -1770868.6989 | -1776248.4606 | -1798505.7541 | -1748565.4667 | -1763865.415 | -1788709.6563 | -1791256.5001 | -1785073.4329 | -1786550.8778
P95 | -1330615.3424 | -1207067.8336 | -1194461.8803 | -1187204.0547 | -1209775.7742 | -1261759.3301 | -1310577.031 | -1355011.803 | -1294088.088 | -1367055.0703 | -1395094.8696 | -1360086.6122 | -1360977.1868 | -1393566.7181 | -1432398.9784 | -1393016.4805 | -1426665.7824 | -1397122.0243 | -1447883.1747 | -1440543.5394
IRP 2018 Judith Gap
NETPOS - Net Position (MWh)
MEAN | 196830.5494 | 196573.776 | 195747.7193 | 195125.8532 | 196353.0226 | 196045.7687 | 195851.2396 | 195111.0103
P5 | 175392.3612 | 181877.6091 | 176837.2007 | 179213.0703 | 179878.2919 | 177939.4287 | 179813.0455 | 179333.0835
P95 | 216839.0844 | 210381.367 | 211335.4922 | 214661.6878 | 215610.0725 | 215969.901 | 212836.6371 | 213263.7449
NETREVENUE - Net Revenue $
MEAN | -2231354.3628 | -1642847.4479 | -1583059.7555 | -1732849.2788 | -1830874.621 | -2026139.2675 | -2209568.4237 | -2374172.6607
P5 | -3000416.5327 | -2661449.0451 | -2610576.6629 | -2901095.8634 | -2868019.4842 | -3001400.4978 | -3199771.4701 | -3154428.0326
P95 | -1471688.3407 | -632099.8497 | -329717.2339 | -570405.7971 | -672310.4975 | -1093299.6828 | -1315461.0625 | -1447249.9144
IRP 2018 Musselshell 1
NETPOS - Net Position (MWh)
MEAN | 10630.7646 | 10649.9964 | 10543.2072 | 10483.9477 | 10589.388 | 10626.8136 | 10549.0239 | 10509.0316 | 10551.7037 | 10753.5475 | 10528.9103 | 10591.7523 | 10558.7862 | 10620.4311 | 10521.7511 | 10561.3012 | 10538.5312 | 3427.0219
P5 | 9452.1011 | 9656.4419 | 9291.4568 | 9415.138 | 9444.4135 | 9494.2692 | 9535.6856 | 9384.5164 | 9496.821 | 9664.3558 | 9576.7101 | 9409.1123 | 9315.8855 | 9361.1788 | 9583.1671 | 9288.5811 | 9420.9642 | 2843.434
P95 | 11831.1398 | 11785.8947 | 11615.1925 | 11731.593 | 11740.703 | 11917.8741 | 11604.0866 | 11730.29 | 11756.7761 | 11964.3144 | 11754.4179 | 11680.4202 | 11890.8065 | 11716.0014 | 11373.5137 | 11776.6776 | 11583.5867 | 4041.8357
NETREVENUE - Net Revenue $
MEAN | -625232.8555 | -594093.7968 | -585343.3584 | -589518.2468 | -601035.3527 | -613601.1574 | -619227.3506 | -626394.3698 | -639451.4302 | -649910.0381 | -636146.5182 | -639724.4075 | -638534.6552 | -640925.37 | -637262.513 | -638567.067 | -637259.8566 | -199626.6972
P5 | -709520.2821 | -671259.2729 | -670487.5295 | -667210.8152 | -684034.1689 | -708832.7319 | -693785.2455 | -703582.695 | -727356.416 | -729676.3931 | -716980.3266 | -710033.5923 | -726123.7119 | -715755.3614 | -711629.7606 | -719432.0741 | -716579.4671 | -234653.7395
P95 | -552963.8202 | -508912.3686 | -495904.563 | -507446.4188 | -506390.4809 | -525779.3612 | -526128.7779 | -560557.9917 | -557747.5782 | -554137.9491 | -560910.3404 | -553079.4533 | -553693.8253 | -553713.705 | -582828.8759 | -553542.1708 | -568856.7742 | -160554.0336
IRP 2018 Musselshell 2
NETPOS - Net Position (MWh)
MEAN | 12733.7511 | 12695.9165 | 12628.776 | 12576.8982 | 12692.0807 | 12665.4966 | 12649.6702 | 12610.445 | 12642.1521 | 12803.1467 | 12618.8267 | 12686.5061 | 12655.0157 | 12653.4589 | 12606.3304 | 12655.0257 | 12629.573 | 3896.8489
P5 | 11368.173 | 11598.4384 | 11156.1888 | 11394.5152 | 11419.2032 | 11366.6614 | 11493.8254 | 11383.4391 | 11509.0176 | 11717.4526 | 11444.8801 | 11475.5393 | 11261.3263 | 11271.364 | 11652.2242 | 11246.1208 | 11446.0098 | 3296.7739
P95 | 14050.2632 | 13933.3819 | 13790.2317 | 13874.7704 | 13996.5911 | 14167.6492 | 13854.4381 | 14013.5693 | 13914.6712 | 14086.7744 | 13881.8805 | 13866.3347 | 14101.6733 | 13794.9346 | 13617.7768 | 13931.6621 | 13692.3337 | 4553.1272
NETREVENUE - Net Revenue $
MEAN | -749825.959 | -709008.376 | -701894.1251 | -707968.0924 | -721408.7577 | -732485.144 | -743577.7326 | -752594.4331 | -767309.8489 | -775379.2168 | -763808.5485 | -767517.8305 | -766867.9024 | -765407.583 | -764828.9327 | -766755.251 | -765304.4538 | -227453.6076
P5 | -851069.6618 | -794523.8722 | -791754.2524 | -799400.0411 | -817823.1071 | -837905.3294 | -837127.2741 | -838325.2202 | -867735.2586 | -859569.1335 | -853001.5129 | -846243.7147 | -865957.7738 | -847823.3827 | -850077.2372 | -853647.0017 | -844503.8516 | -263358.6896
P95 | -662874.7092 | -613614.6687 | -599535.9588 | -610496.5768 | -613609.8224 | -628223.332 | -629578.0062 | -674747.2114 | -676352.9076 | -667294.927 | -676820.6482 | -666116.1522 | -669689.5393 | -664414.7638 | -701241.1817 | -669484.5936 | -690918.1727 | -186305.6329
IRP 2018 Oversight Wind
NETPOS - Net Position (MWh)
MEAN | 4950.395 | 4947.8239 | 4922.6209 | 4886.7561 | 4904.7132 | 4964.9544 | 4918.0774 | 4920.6824 | 4924.5656 | 4976.1618 | 4931.2482 | 4913.1189 | 4933.8104 | 4936.4468 | 4913.8922 | 4919.3146 | 4918.3049 | 4939.3365 | 4912.055 | 4917.133
P5 | 4558.2693 | 4563.2284 | 4562.91 | 4540.9216 | 4555.0934 | 4602.6852 | 4587.6857 | 4560.6443 | 4612.0425 | 4607.0644 | 4510.9402 | 4562.1297 | 4529.0485 | 4567.8184 | 4568.3127 | 4573.2636 | 4527.6596 | 4639.2422 | 4535.2647 | 4536.5999
P95 | 5348.6138 | 5257.6516 | 5240.1147 | 5208.8472 | 5309.7032 | 5336.6107 | 5251.2877 | 5251.646 | 5246.4469 | 5305.9266 | 5284.1815 | 5402.8546 | 5355.3523 | 5244.7113 | 5247.9203 | 5299.6356 | 5338.2857 | 5300.2253 | 5283.1911 | 5308.9172
NETREVENUE - Net Revenue $
MEAN | -215909.3724 | -200919.0714 | -198354.4798 | -201223.121 | -204054.2716 | -211719.2894 | -214239.5796 | -218784.7549 | -223647.3646 | -225773.203 | -223647.5771 | -223167.5012 | -224334.0628 | -223588.4638 | -223094.2062 | -223127.1368 | -223159.4583 | -224706.0849 | -223520.7752 | -223281.9282
P5 | -240860.3795 | -229987.6034 | -229509.1286 | -232315.3143 | -237390.6315 | -246065.2466 | -243288.7624 | -248830.2161 | -250526.2771 | -254437.2582 | -246936.3238 | -256818.1064 | -252535.5845 | -246151.0657 | -248162.8645 | -249415.8051 | -246913.5293 | -245570.6405 | -243760.4873 | -247927.3656
P95 | -192830.2512 | -174387.9653 | -167997.0886 | -165862.257 | -170855.6538 | -179563.5224 | -182774.5622 | -188522.6506 | -190576.0433 | -202062.9126 | -194553.8144 | -194946.1297 | -196398.8506 | -197318.6253 | -200155.0775 | -199892.0529 | -195640.9264 | -200757.2639 | -194858.8538 | -204012.8678
IRP 2018 South Peak Wind 80 MW
NETPOS - Net Position (MWh)
MEAN | 19298.522 | 129000.9698 | 128442.356 | 127622.9114 | 128893.2176 | 128919.6386 | 128432.6236 | 128119.672 | 128611.9198 | 130167.8836 | 127926.2673 | 128599.7231 | 128474.8483 | 128979.6452 | 127771.9007 | 109062.4434
P5 | 15531.6149 | 118971.3189 | 116202.4988 | 117170.5888 | 120001.9654 | 119196.4188 | 119076.0329 | 117691.134 | 118546.2044 | 119906.9604 | 118354.3987 | 117489.8295 | 117268.9898 | 116656.0956 | 118402.6344 | 96327.1664
P95 | 22409.4282 | 138869.0803 | 139049.7763 | 138526.6712 | 140770.5444 | 140011.0554 | 138874.3033 | 139421.7358 | 139099.0151 | 140736.0214 | 137896.6045 | 138822.7748 | 139253.8496 | 138979.362 | 137684.1503 | 119750.3927
NETREVENUE - Net Revenue $
MEAN | -121736.3924 | -1098492.3574 | -1061927.8935 | -1158613.7852 | -1228692.5083 | -1354816.6187 | -1473524.3182 | -1584157.8876 | -1714683.9822 | -1721185.2559 | -1689260.2978 | -1688553.6098 | -1696784.9162 | -1688868.7701 | -1696163.7965 | -1566598.5693
P5 | -218572.1299 | -1756286.8057 | -1756635.1195 | -1941200.0975 | -1899128.3008 | -2058005.8206 | -2145494.091 | -2088998.3206 | -2242053.0117 | -2209035.405 | -2167050.2102 | -2161459.8432 | -2142342.0254 | -2171654.8506 | -2180040.0763 | -1963004.7837
P95 | -21159.331 | -428437.7283 | -243345.4998 | -385698.243 | -475099.6069 | -710580.4716 | -860085.3914 | -983893.1895 | -796619.7683 | -1215967.6891 | -1000272.5537 | -1052608.7099 | -1117878.9674 | -993971.0971 | -1276023.7259 | -1164845.1063
IRP 2018 Spion Kop
NETPOS - Net Position (MWh)
MEAN | 57023.5085 | 56871.7943 | 56600.7363 | 56367.5581 | 56811.5315 | 56795.2876 | 56742.5143 | 56561.8407 | 56674.7468 | 57387.1285 | 56483.8614 | 56841.102 | 56737.79 | 56658.457 | 56498.2291 | 56659.2782 | 56523.1747 | 56846.7713 | 56872.3257 | 56541.4309
P5 | 50694.7191 | 52221.7873 | 50791.3694 | 51555.6697 | 51966.1964 | 51476.7202 | 51639.2294 | 50643.1307 | 51868.6295 | 52335.4206 | 51598.9908 | 51547.1802 | 51056.2584 | 50380.1117 | 52035.6097 | 50512.315 | 51249.8178 | 51790.3345 | 51729.1499 | 51632.9838
P95 | 62567.8728 | 61951.6965 | 61441.6931 | 62211.8443 | 62001.1434 | 62915.754 | 61545.5689 | 62515.9322 | 61452.2815 | 63467.3985 | 61353.215 | 61423.34 | 62669.9413 | 61384.3558 | 60782.9753 | 62470.8749 | 61377.7461 | 61845.9986 | 61313.1974 | 62470.149
NETREVENUE - Net Revenue $
MEAN | 612175.0406 | 780896.9669 | 792227.2819 | 747030.4648 | 722067.215 | 663864.7386 | 611064.9762 | 558256.3101 | 503472.5745 | 516872.6829 | 510645.9581 | 516009.082 | 510740.5221 | 515603.5436 | 504854.3168 | 510933.8459 | 509711.9913 | 508937.5402 | 508355.9459 | 504170.4084
P5 | 373108.3779 | 505699.4737 | 485529.2985 | 422950.2516 | 427462.6136 | 421448.9595 | 352823.7115 | 341014.5979 | 319298.8732 | 335509.5107 | 314590.3209 | 295375.5394 | 341374.1091 | 320259.1225 | 320080.8865 | 320784.276 | 332877.6308 | 341288.0615 | 346477.7141 | 309796.8153
P95 | 821479.6327 | 1079792.3749 | 1142576.6983 | 1127931.2651 | 1104314.4455 | 929871.504 | 851915.3001 | 885940.5549 | 845489.48 | 775110.9441 | 795221.4693 | 710849.827 | 735603.5893 | 853387.2347 | 723767.5167 | 743010.4176 | 734355.3048 | 728947.6895 | 732969.2147 | 738800.1251
IRP 2018 Stillwater Wind
NETPOS - Net Position (MWh)
MEAN | 123818.6135 | 123522.0486 | 123796.9478 | 122887.2311 | 123865.983 | 124281.2988 | 123925.5593 | 123608.5632 | 123230.7651 | 124915.7564 | 123911.9455 | 124215.5824 | 123689.3976 | 123484.5558 | 123103.0339 | 124144.1562 | 123929.6712 | 124310.9697 | 123692.4848 | 123855.5789
P5 | 111398.4856 | 112768.0202 | 111190.6722 | 111935.3277 | 110813.7605 | 112638.8656 | 111157.832 | 110812.9844 | 112847.5302 | 113589.5184 | 111718.5927 | 114554.2075 | 109804.106 | 112030.797 | 112533.2917 | 112685.8751 | 111041.3043 | 112046.8424 | 113127.1639 | 112144.2507
P95 | 135699.7127 | 134503.8501 | 134657.8424 | 136274.546 | 136228.0607 | 135228.7047 | 135366.9452 | 137214.5618 | 136294.0218 | 136746.7875 | 133144.9445 | 134718.7218 | 137410.9854 | 135293.5767 | 133990.3661 | 137058.3326 | 133906.2095 | 133831.764 | 136062.5639 | 135585.7197
NETREVENUE - Net Revenue $
MEAN | -3371024.8516 | -3004473.1374 | -2965738.0168 | -3045111.1953 | -3130687.9344 | -3264627.0826 | -3369158.9741 | -3483497.5811 | -3593816.1857 | -3617369.8851 | -3590011.37 | -3613618.1355 | -3595592.4952 | -3586273.2819 | -3585217.7305 | -3606272.8363 | -3613842.1746 | -3627603.9722 | -3620015.0122 | -3621354.3828
P5 | -3915469.1616 | -3692267.354 | -3666533.4147 | -3909399.1431 | -3820461.9297 | -3992219.733 | -3913654.8844 | -4067963.0094 | -4205762.1964 | -4165400.606 | -4188881.7612 | -4134906.1103 | -4187676.6063 | -4129085.5485 | -4116526.1884 | -4146279.4504 | -4223876.1439 | -4238602.8839 | -4128175.2116 | -4239754.514
P95 | -2751132.2362 | -2338880.608 | -2183938.0156 | -2442669.3552 | -2346881.5218 | -2653807.5072 | -2700339.5941 | -2870465.5042 | -2983738.3098 | -3015415.1984 | -2955331.0485 | -3039627.1559 | -3058762.3409 | -2898914.2461 | -2957223.0949 | -3131341.2943 | -3065546.5762 | -2992628.3443 | -3095611.996 | -3069157.5782
IRP 2018 Two Dot Wind
NETPOS - Net Position (MWh)
MEAN | 13258.9771 | 13272.3695 | 13152.4709 | 13123.7231 | 13214.1583 | 13235.2413 | 13205.8141 | 13160.2477 | 13192.1233 | 13354.8358 | 13140.1415 | 13233.6867 | 13207.1782 | 13203.7113 | 13165.9204 | 13183.2677 | 13168.8033 | 13249.2877 | 13257.6555 | 13149.2768
P5 | 11707.1131 | 11922.7665 | 11662.1987 | 11635.3586 | 11977.3988 | 11942.2221 | 11816.4171 | 11756.4138 | 11873.7457 | 12021.6168 | 11795.4909 | 11836.6662 | 11765.7377 | 11743.6924 | 11971.4808 | 11720.1195 | 11895.8753 | 11767.5303 | 11810.7938 | 12015.089
P95 | 14704.6592 | 14572.6248 | 14511.8797 | 14532.1462 | 14688.5697 | 14723.6433 | 14466.3145 | 14719.3047 | 14526.3055 | 14656.9835 | 14470.5048 | 14615.5278 | 14860.7511 | 14498.1688 | 14376.2109 | 14602.5657 | 14651.4495 | 14548.4944 | 14532.1016 | 14641.5831
NETREVENUE - Net Revenue $
MEAN | 139579.4838 | 176438.259 | 177902.3746 | 168999.6561 | 163318.1338 | 150430.1043 | 137582.89 | 125134.6421 | 112833.7004 | 115575.6915 | 114419.6152 | 115558.7203 | 114215.8707 | 115495.9301 | 112303.0837 | 114174.1488 | 113669.1275 | 113790.0086 | 113383.2323 | 112315.6958
P5 | 83537.3623 | 111943.1426 | 109970.0246 | 96873.3761 | 94353.8672 | 97499.1609 | 74967.188 | 75465.1069 | 71576.6963 | 75465.6903 | 69320.016 | 66781.7526 | 76623.0874 | 67756.5723 | 68315.0739 | 70384.5828 | 72399.5125 | 76287.1169 | 76398.7967 | 67993.0585
P95 | 189470.4212 | 246595.862 | 258740.0848 | 253818.123 | 249760.297 | 213852.2524 | 194569.2996 | 201028.3456 | 189269.83 | 175334.59 | 171354.7602 | 163311.7409 | 172053.7245 | 192469.9424 | 158707.2264 | 166576.4386 | 167586.1933 | 163733.7939 | 167512.5319 | 168331.0257
IRP_2018 Black Eagle Solar
NETPOS - Net Position (MWh)
MEAN | 1017.1605 | 1056.4444 | 1004.1249 | 1028.2 | 1029.1918 | 1030.6745 | 1035.5178 | 1026.4393 | 1018.5569 | 1039.4766 | 1023.92 | 1008.2179 | 1033.3788 | 1013.2983 | 1015.5887 | 1026.4704 | 1017.556 | 1029.2687 | 1016.4969 | 1005.1507
P5 | 538.4799 | 495.7383 | 494.1108 | 542.669 | 516.8781 | 495.3681 | 539.5307 | 483.3236 | 563.1026 | 556.2309 | 526.3593 | 508.0401 | 468.6661 | 526.3095 | 465.8316 | 537.3812 | 484.1399 | 548.2202 | 530.2124 | 553.0602
P95 | 1555.5427 | 1633.6542 | 1567.62 | 1683.6241 | 1599.1391 | 1654.0351 | 1606.5586 | 1550.2172 | 1625.8294 | 1630.8778 | 1627.9629 | 1609.8574 | 1676.5613 | 1617.2337 | 1596.6189 | 1636.5267 | 1614.9113 | 1608.3819 | 1569.7038 | 1569.1019
NETREVENUE - Net Revenue $
MEAN | -52465.896 | -55182.1001 | -51487.3394 | -53146.0038 | -53313.2519 | -54173.1758 | -55509.0888 | -55767.0914 | -55744.7712 | -56910.7541 | -55842.2455 | -54925.2608 | -56483.5047 | -55146.7386 | -55664.1929 | -56081.2427 | -55727.8528 | -56707.8827 | -55935.8418 | -54992.6672
P5 | -83620.8465 | -85793.2769 | -81122.7045 | -86656.2123 | -84825.9842 | -84689.8017 | -84249.437 | -86394.8745 | -87591.2742 | -90317.2193 | -88341.2755 | -88210.0317 | -90287.3693 | -89237.3515 | -87793.5641 | -89020.3042 | -88251.861 | -86647.0115 | -86642.1424 | -87507.5385
P95 | -26561.4309 | -25894.1485 | -25676.8623 | -26460.8491 | -24566.5295 | -25867.1817 | -27021.6811 | -27150.5796 | -31086.2741 | -27144.7583 | -28280.4071 | -25774.7398 | -26427.2393 | -27476.42 | -24514.1204 | -29142.5977 | -25078.0867 | -29467.9884 | -27422.1288 | -27423.2739
IRP_2018 Energy of Utah MTSUN
NETPOS - Net Position (MWh)
MEAN | 1130.1139 | 32512.6893 | 31839.8533 | 32261.1348 | 32285.3019 | 32393.1403 | 32443.1102 | 32473.4863 | 31607.9268 | 32401.0371 | 32230.486 | 32454.5568 | 32440.219 | 31622.6276 | 32402.088 | 31230.6743
P5 | 719.792 | 12594.7723 | 11921.7237 | 12668.3897 | 12787.8159 | 11968.7295 | 11696.1303 | 12000.7951 | 13230.1173 | 12122.4238 | 11730.1919 | 13156.16 | 12139.1472 | 12561.7769 | 11732.4816 | 12024.5452
P95 | 1773.8283 | 51787.1285 | 50509.8106 | 51435.4798 | 51209.4109 | 51186.9121 | 50759.5116 | 51965.6743 | 50118.5434 | 50936.6111 | 51392.378 | 51180.6066 | 51825.2896 | 49915.3709 | 52072.2977 | 50386.4128
NETREVENUE - Net Revenue $
MEAN | -5094.6886 | -386851.5328 | -347490.9602 | -360284.1901 | -366495.6493 | -393664.9309 | -429344.7809 | -459236.1482 | -457258.9569 | -462970.5332 | -455716.7792 | -461658.0323 | -464712.4545 | -441719.5253 | -467701.5014 | -455907.0292
P5 | -13254.1409 | -720904.3526 | -627738.7987 | -666303.6697 | -640178.7684 | -720646.1149 | -768168.8166 | -846699.9678 | -779356.5503 | -788697.6501 | -792974.1396 | -781192.3052 | -758867.5322 | -819285.8277 | -831929.5635 | -797314.0123
P95 | 1745.9242 | -120537.8898 | -95900.0089 | -136295.6113 | -134544.3975 | -93743.3457 | -157174.5178 | -127085.694 | -184057.5315 | -148903.6137 | -144057.9312 | -128375.5216 | -138757.4695 | -161625.073 | -152651.4412 | -174974.3085
IRP_2018 Great Divide Solar
NETPOS - Net Position (MWh)
MEAN | 1189.3888 | 1215.8257 | 1180.3167 | 1198.0359 | 1192.7161 | 1191.2931 | 1207.6291 | 1202.5966 | 1172.366 | 1198.3464 | 1187.4584 | 1184.9773 | 1200.9584 | 1168.1279 | 1199.505 | 1190.8469 | 1192.8332 | 1191.9452 | 1199.7043 | 1166.0776
P5 | 415.3305 | 433.418 | 372.4205 | 434.1513 | 452.0065 | 373.8991 | 427.873 | 412.1943 | 394.8089 | 430.7449 | 439.7345 | 440.5726 | 455.2274 | 416.6631 | 436.8905 | 452.2069 | 441.2924 | 463.1757 | 454.3657 | 376.4773
P95 | 1823.7962 | 1860.6793 | 1791.8782 | 1784.0965 | 1839.3236 | 1796.4573 | 1808.8427 | 1864.7408 | 1751.2877 | 1816.592 | 1791.6594 | 1799.569 | 1820.4234 | 1743.9686 | 1806.6102 | 1790.82 | 1799.2625 | 1810.0779 | 1801.0617 | 1786.4725
NETREVENUE - Net Revenue $
MEAN | -61653.5381 | -63605.6551 | -60554.4294 | -61729.9432 | -61747.9044 | -62756.3348 | -64769.8097 | -65661.3113 | -64291.6623 | -65819.6798 | -65005.3345 | -64824.2959 | -65826.3183 | -63701.1546 | -65937.9027 | -65061.1288 | -65710.7797 | -65960.5542 | -66454.7221 | -64331.3143
P5 | -93331.9341 | -97912.4021 | -93150.2401 | -94869.3944 | -93655.2673 | -96530.8022 | -96835.3292 | -100803.6458 | -95761.1637 | -99188.4453 | -98382.1239 | -97024.2039 | -96882.6149 | -95636.9083 | -100549.5065 | -97775.2752 | -101871.2246 | -100352.9999 | -98797.8744 | -99297.6815
P95 | -20455.1795 | -21273.6365 | -18856.4551 | -23925.8557 | -25034.3763 | -19996.9292 | -24161.925 | -21501.881 | -22250.395 | -23683.1843 | -25986.4365 | -22927.9333 | -24529.1162 | -22999.4737 | -25027.1582 | -24675.5617 | -23741.8077 | -25887.8567 | -23570.8266 | -21471.0267
IRP_2018 Green Meadow Solar
NETPOS - Net Position (MWh)
MEAN | 1135.163 | 1141.392 | 1118.9721 | 1140.6501 | 1131.3738 | 1133.7641 | 1139.6622 | 1136.3775 | 1110.5004 | 1141.6768 | 1125.6142 | 1133.8276 | 1141.2376 | 1115.0929 | 1135.5891 | 1131.3273 | 1123.5081 | 1143.1083 | 1137.4772 | 1109.7703
P5 | 493.5523 | 477.0401 | 429.4043 | 503.3573 | 528.203 | 483.5779 | 496.8079 | 479.9006 | 488.5298 | 454.5774 | 461.772 | 538.7102 | 486.8252 | 465.4316 | 480.2736 | 523.5873 | 442.6015 | 485.4672 | 517.47 | 444.8166
P95 | 1957.7568 | 1938.8487 | 1881.4466 | 1832.0354 | 1927.6315 | 1873.3979 | 1842.6835 | 1890.2187 | 1859.973 | 1890.1732 | 1863.4933 | 1844.4626 | 1908.713 | 1870.6648 | 1945.4267 | 1882.8411 | 1905.7223 | 1894.5014 | 1887.5732 | 1879.1723
NETREVENUE - Net Revenue $
MEAN | -59061.8348 | -60200.647 | -57828.375 | -59589.6375 | -59541.6476 | -60618.8913 | -62230.2427 | -63119.4271 | -62022.3001 | -63792.0604 | -62736.5792 | -63313.6844 | -63893.8178 | -62126.7903 | -63592.1345 | -63199.0342 | -63104.5859 | -64470.7202 | -64167.6763 | -62450.4634
P5 | -99281.9709 | -103694.0843 | -99035.6465 | -98283.0008 | -99585.632 | -101508.7325 | -105129.4944 | -106553.3746 | -103475.6596 | -109888.556 | -105007.5969 | -105196.8256 | -108715.4868 | -105718.9302 | -111467.3745 | -105689.7529 | -108679.8766 | -106920.0661 | -107541.873 | -107640.8046
P95 | -23024.7139 | -24599.3929 | -22625.4978 | -26048.2923 | -25741.6639 | -25162.7719 | -26534.2627 | -25219.8485 | -26159.1024 | -25112.9649 | -26177.7965 | -28213.6362 | -26133.8173 | -24947.4444 | -26019.2433 | -30390.2131 | -23551.5622 | -26659.5976 | -28000.6569 | -23634.7425
IRP_2018 Magpie Solar
NETPOS - Net Position (MWh)
MEAN | 1146.2447 | 1150.5279 | 1125.5477 | 1151.5085 | 1147.8843 | 1142.3333 | 1144.1867 | 1141.5094 | 1124.3887 | 1145.1851 | 1139.8579 | 1142.5544 | 1150.9747 | 1111.7255 | 1154.7713 | 1149.261 | 1150.2217 | 1148.2095 | 1140.7389 | 1112.0374
P5 | 514.1154 | 466.0756 | 426.378 | 447.8319 | 482.1912 | 443.3545 | 427.9723 | 492.2005 | 466.9505 | 465.7616 | 428.1705 | 487.258 | 390.6768 | 484.1235 | 475.6762 | 450.2994 | 443.0241 | 496.7266 | 484.2536 | 455.4123
P95 | 1806.1792 | 1820.2447 | 1763.5111 | 1816.029 | 1836.4018 | 1792.0552 | 1773.473 | 1806.4781 | 1797.8772 | 1792.5368 | 1823.6465 | 1793.0817 | 1837.8327 | 1752.2374 | 1846.4919 | 1787.1772 | 1829.0267 | 1824.6435 | 1771.9638 | 1767.0381
NETREVENUE - Net Revenue $
MEAN | -59270.4306 | -60472.7408 | -58163.3613 | -59837.3202 | -60111.713 | -60783.6982 | -62165.3064 | -62972.9814 | -62503.1804 | -63499.6904 | -63032.5304 | -63321.8232 | -63961.2509 | -61440.2812 | -64298.611 | -63726.5458 | -64133.5385 | -64361.5116 | -63906.6047 | -62091.627
P5 | -94431.5329 | -98115.428 | -96824.2393 | -93904.8341 | -94752.2182 | -98490.5609 | -100342.4971 | -101980.4746 | -101535.5678 | -100993.0528 | -100483.5345 | -101407.2517 | -105055.9607 | -100647.9914 | -106759.1965 | -101121.2291 | -105936.9088 | -103984.2645 | -103356.5664 | -103234.0486
P95 | -26273.7603 | -24379.8425 | -23287.7212 | -23138.7009 | -25576.0298 | -21415.3052 | -22300.2324 | -26614.7588 | -24329.6779 | -24922.5747 | -23252.5434 | -26050.0968 | -21447.5608 | -24891.1125 | -25805.8656 | -24145.9986 | -22064.2586 | -25420.1831 | -26794.9936 | -24556.6905
IRP_2018 River Bend Solar
NETPOS - Net Position (MWh)
MEAN | 652.5065 | 672.6146 | 639.0379 | 657.4812 | 665.4992 | 656.9057 | 664.7827 | 656.188 | 640.3678 | 663.7979 | 655.9269 | 655.8175 | 664.1093 | 648.2386 | 667.5595 | 660.1231 | 650.6556 | 659.8907 | 661.6463 | 635.3836
P5 | 320.3513 | 291.6117 | 331.8807 | 298.2107 | 350.7433 | 301.2842 | 285.3093 | 321.3229 | 317.3209 | 316.6402 | 332.2409 | 320.7801 | 347.1442 | 316.1665 | 326.4494 | 326.7254 | 296.6579 | 336.1746 | 348.9076 | 296.311
P95 | 977.1796 | 1023.7841 | 940.6919 | 975.4874 | 999.2902 | 1004.8196 | 1007.5554 | 995.6158 | 946.3354 | 1003.6775 | 989.4692 | 974.3022 | 985.2085 | 960.3321 | 1000.2907 | 978.8666 | 969.2666 | 985.3559 | 972.3092 | 958.7792
NETREVENUE - Net Revenue $
MEAN | -33291.8816 | -35130.7993 | -32649.1417 | -33793.6875 | -34392.4873 | -34417.9938 | -35624.4595 | -35755.8081 | -35046.7936 | -36358.7851 | -35746.9669 | -35743.2447 | -36340.0201 | -35272.3407 | -36598.3013 | -36053.4291 | -35643.4897 | -36376.9389 | -36583.7602 | -34917.1381
P5 | -50852.1772 | -53609.2777 | -49294.6268 | -49217.3169 | -52005.6419 | -52008.5676 | -54047.313 | -53949.1794 | -52759.6144 | -55620.9876 | -53213.6452 | -52938.9848 | -52656.4472 | -52637.1706 | -56029.6792 | -54121.5062 | -54168.1508 | -53949.5292 | -53795.9159 | -52931.202
P95 | -15888.0844 | -15326.5992 | -16148.7794 | -15446.9503 | -17608.5409 | -14246.1619 | -14609.3194 | -17388.7041 | -17520.6434 | -16722.4622 | -18627.2591 | -17145.9691 | -19170.0695 | -16765.1559 | -17482.9628 | -17558.3344 | -15258.4473 | -16794.3171 | -18433.8682 | -15812.9082
IRP_2018 South Mills Solar
NETPOS - Net Position (MWh)
MEAN | 1007.9819 | 1021.6026 | 975.6705 | 1004.5178 | 1001.5106 | 1006.3299 | 1016.3759 | 1015.4603 | 981.0173 | 1006.3419 | 992.5226 | 1008.671 | 1004.5362 | 987.6617 | 997.4904 | 999.5294 | 994.7323 | 1003.0352 | 1015.3734 | 976.1221
P5 | 442.8412 | 380.0104 | 395.1268 | 425.2491 | 425.2565 | 396.9287 | 385.2515 | 370.5469 | 408.5973 | 374.3479 | 429.4941 | 432.4705 | 420.3202 | 402.2888 | 434.4507 | 413.5188 | 365.9863 | 395.929 | 448.4351 | 399.7992
P95 | 1653.615 | 1658.5146 | 1594.7979 | 1626.8519 | 1613.4987 | 1670.9485 | 1695.7824 | 1669.2573 | 1618.5132 | 1626.6437 | 1651.5314 | 1628.0131 | 1631.6514 | 1603.09 | 1640.9246 | 1632.5206 | 1632.1486 | 1649.8859 | 1649.0897 | 1610.5692
NETREVENUE - Net Revenue $
MEAN | -51277.8403 | -52885.4282 | -49407.0051 | -51102.5322 | -51150.3416 | -52201.2498 | -53849.0511 | -54507.1276 | -52938.9471 | -54171.565 | -53166.4721 | -54185.6326 | -54029.7797 | -52784.1471 | -53711.2602 | -53658.356 | -53630.9433 | -54229.3171 | -54980.9106 | -52641.3371
P5 | -87304.0395 | -87022.7564 | -84317.6 | -83606.8493 | -84845.8949 | -87079.2492 | -93960.1618 | -92577.7241 | -88951.033 | -88431.318 | -89710.2035 | -90503.5394 | -88322.2333 | -88019.6164 | -89074.9516 | -90519.461 | -90389.0774 | -89771.7047 | -90686.2276 | -89137.593
P95 | -21300.7491 | -19407.863 | -18857.0865 | -20989.8423 | -21060.7791 | -17844.9752 | -18705.883 | -19179.9549 | -21444.9124 | -19890.4089 | -22152.9016 | -22213.2509 | -22492.0207 | -20901.1666 | -22190.0721 | -21510.21 | -17536.4223 | -20823.2454 | -22902.3369 | -20300.5059
Wind Asset - Total
NETPOS - Net Position (MWh)
MEAN | 557830.5073 | 803965.3914 | 800104.0921 | 797134.3229 | 802900.3556 | 803543.0797 | 802393.7665 | 800397.1585 | 604134.2427 | 612046.1791 | 604231.1869 | 606379.0139 | 605922.7791 | 605053.272 | 603319.6754 | 572549.109 | 431004.1726 | 405379.0251 | 392099.0002 | 391075.8541
P5 | 508851.2288 | 750623.26 | 730209.1686 | 743170.1355 | 748547.013 | 756451.624 | 746723.9084 | 734296.0818 | 561792.7551 | 565185.1134 | 561716.9492 | 559305.8788 | 562883.7179 | 560809.6137 | 562473.8634 | 523690.2136 | 402118.3303 | 371924.9579 | 366018.9586 | 367926.5877
P95 | 599883.272 | 860901.8022 | 859469.5645 | 852996.452 | 870263.7123 | 868608.992 | 862920.4004 | 866235.3461 | 655853.944 | 662735.7791 | 654432.7298 | 658499.2778 | 659100.5672 | 655170.9685 | 648528.9044 | 625237.9314 | 459750.2884 | 434173.3085 | 420630.3738 | 418541.9105
NETREVENUE - Net Revenue $
MEAN | -11840432.1393 | -14142379.3789 | -13807801.7458 | -14374203.2216 | -14844953.3612 | -15656314.7823 | -16400771.8047 | -17091129.4403 | -15257162.3387 | -15364258.9305 | -15160026.257 | -15213393.9873 | -15241232.8821 | -15157077.618 | -15213071.5961 | -14394183.1904 | -12356833.3534 | -10727567.6039 | -9985715.0595 | -9960728.7785
P5 | -14072497.1482 | -18220064.0438 | -18164060.6146 | -19220999.0537 | -18882711.4193 | -19792352.3269 | -20364503.2806 | -20460937.1532 | -18351968.4624 | -18030152.2049 | -17546332.4842 | -17508139.4449 | -17585123.2775 | -17729868.1762 | -17923214.9035 | -16558124.6132 | -14284502.3463 | -12449779.1508 | -11368772.4338 | -11484570.5999
P95 | -9718642.4797 | -9963648.1599 | -8890416.4235 | -9824924.5426 | -10119870.7821 | -11701725.3773 | -12511180.8821 | -13276255.8433 | -11408661.2238 | -12718867.2193 | -12254949.6509 | -12275650.9971 | -12694443.6481 | -12220627.7412 | -12842374.0949 | -12330516.9912 | -10345609.0378 | -9049977.2424 | -8605753.7537 | -8507852.5881
Total
Total - Total
Total - Total - Total
CAPACITYFACTOR - Net Generation Capacity Factor
MEAN | 0.40814 | 0.40152 | 0.39261 | 0.30759 | 0.28448 | 0.25824 | 0.21848 | 0.19762 | 0.18259 | 0.18081 | 0.15134 | 0.14597 | 0.14278 | 0.14056 | 0.13789 | 0.13723 | 0.13677 | 0.13143 | 0.1273 | 0.12125
P5 | 0.37219 | 0.35813 | 0.3433 | 0.23516 | 0.22803 | 0.20865 | 0.17461 | 0.16364 | 0.15168 | 0.15702 | 0.12477 | 0.12085 | 0.1185 | 0.11263 | 0.11141 | 0.11101 | 0.11378 | 0.11185 | 0.10967 | 0.10062
P95 | 0.44102 | 0.43554 | 0.42712 | 0.36984 | 0.34321 | 0.30001 | 0.26232 | 0.24358 | 0.22634 | 0.2136 | 0.18741 | 0.1768 | 0.17387 | 0.1688 | 0.16893 | 0.16107 | 0.16171 | 0.15416 | 0.14809 | 0.14172
CO2EMISSIONS - CO2 Emissions
MEAN | 554483.8553 | 540854.2711 | 543517.5078 | 865615.6279 | 821390.115 | 807020.5711 | 719617.8381 | 669164.6916 | 640874.4428 | 629270.4204 | 649846.434 | 661695.3833 | 637651.5523 | 626519.3687 | 635275.4046 | 622462.0534 | 621912.2273 | 628525.7995 | 609156.8652 | 591331.7573
P5 | 473727.9793 | 445444.6794 | 441169.0244 | 616481.4757 | 614764.1459 | 623608.6406 | 542625.0087 | 534412.9382 | 510118.3524 | 530016.1446 | 538771.9348 | 555462.8264 | 537281.871 | 508974.9805 | 525478.9944 | 509724.1891 | 517683.6201 | 536953.7749 | 524669.0409 | 494947.0992
P95 | 625286.0547 | 612905.8764 | 615553.205 | 1093927.8312 | 1030957.2518 | 963067.6579 | 887474.79 | 842905.1445 | 816603.5744 | 761629.5058 | 782824.3365 | 788873.3849 | 766273.9656 | 741775.8053 | 766416.4831 | 718816.8297 | 731225.7833 | 725091.8069 | 691254.4294 | 683811.7074
FUELCONSUMED - Fuel Consumed
MEAN | 5394272.2336 | 5340587.5487 | 5331198.1366 | 11013325.9749 | 10108361.4547 | 9683270.4672 | 8318243.5622 | 7656251.9115 | 7035483.112 | 7019037.0486 | 7284404.0265 | 7371776.5604 | 7170697.5101 | 7034700.3851 | 7042264.8272 | 6994194.5586 | 6934536.0622 | 6865905.2833 | 6728655.0421 | 6457065.1212
P5 | 4606903.9244 | 4370088.3107 | 4262697.1417 | 7707560.8962 | 7471693.5662 | 7395960.4139 | 6279980.9629 | 6058933.6517 | 5557652.2267 | 5883807.9375 | 6063539.1948 | 6154882.4585 | 6021526.9135 | 5710888.8603 | 5751630.9871 | 5733604.5428 | 5801377.7539 | 5890140.6343 | 5834693.2846 | 5387908.9168
P95 | 6097023.8099 | 6040798.9614 | 6107170.4611 | 13963602.9446 | 12830275.4409 | 11697450.6859 | 10354543.7154 | 9771201.762 | 9086448.9473 | 8562456.5707 | 8884719.271 | 8837125.1654 | 8627864.7503 | 8346780.7683 | 8514708.9087 | 8142431.6208 | 8058840.5568 | 7974111.5003 | 7729696.3715 | 7504297.2136
FUELCOST - Fuel Cost
MEAN | 5507861.0856 | 5429777.8784 | 5676766.8998 | 15373618.8824 | 14228131.3921 | 13807381.2803 | 12092721.1428 | 11376167.3388 | 10445149.5051 | 10678460.4974 | 11450777.2821 | 11754053.5957 | 11760284.4802 | 11790493.8233 | 11920988.547 | 12217736.64 | 12282718.7629 | 12305849.8341 | 12459503.3659 | 12153664.259
P5 | 4491054.5762 | 4112456.0926 | 4248167.0303 | 8365269.5036 | 8493127.2588 | 8637419.0244 | 7416560.8675 | 7809568.2256 | 7052597.3117 | 8047633.2309 | 8275362.1692 | 8704480.1693 | 8830684.6093 | 8191888.8076 | 8423863.7857 | 8699222.799 | 9106928.9855 | 9390555.6331 | 9727054.8753 | 8872844.4958
P95 | 6554076.7464 | 6634229.2048 | 7031280.863 | 23525668.1423 | 21716384.982 | 18892118.869 | 17423528.6363 | 18310159.4211 | 16419627.0168 | 14744472.7913 | 16179073.3002 | 16048731.8009 | 15968801.4032 | 16678208.5897 | 16464405.9254 | 15635774.6139 | 16054326.1214 | 15889534.3866 | 15759766.7555 | 15610901.8229
NETPOS - Net Position (MWh)
MEAN | 4945.6113 | 249672.125 | 244994.4496 | 865654.5909 | 750264.1426 | 641664.3508 | 396111.6246 | 319962.4274 | 56391.813 | 48189.1808 | -135607.8116 | -135513.011 | -160589.4272 | -185183.6516 | -216393.302 | -274212.1213 | -429097.7144 | -466202.5426 | -528578.7654 | -574715.9958
P5 | -127477.4804 | 125652.9004 | 96117.7316 | 525888.3485 | 412416.8866 | 395112.7811 | 169588.4068 | 135263.7686 | -126574.2358 | -88975.1337 | -315157.0195 | -297458.3097 | -315151.2778 | -340790.3733 | -363609.5526 | -425157.0351 | -567736.5645 | -641930.8282 | -664053.7137 | -724419.6458
P95 | 130976.452 | 364037.8433 | 392617.5864 | 1199108.8385 | 1025536.6154 | 878319.823 | 615944.2851 | 577305.0459 | 273716.169 | 223852.8939 | 53111.3247 | 27861.3016 | 10355.7658 | -5046.3627 | -67120.7348 | -104725.4959 | -283447.3907 | -331280.2398 | -395864.8447 | -442829.7398
NETREVENUE - Net Revenue $
MEAN | -207126411.1651 | -208706067.4486 | -207316428.8905 | -203745569.4283 | -209970591.644 | -206074872.5861 | -201143722.6435 | -202461717.7796 | -200234024.7405 | -201759785.3019 | -181107721.1728 | -182114241.4163 | -182321621.7145 | -180907035.0926 | -182094116.6167 | -182729636.1378 | -182418474.0176 | -180914181.6696 | -180024248.279 | -180859611.9785
P5 | -209555470.8228 | -210643484.2172 | -209709689.9106 | -207715891.5001 | -213228665.4805 | -208659258.593 | -203365208.8818 | -204921571.6619 | -201988915.7103 | -203645473.6525 | -183128718.9588 | -184285860.3922 | -184374148.2554 | -183283635.5123 | -184378800.5491 | -185702597.4987 | -185541263.7605 | -184021196.4196 | -183658902.2781 | -184805260.0854
P95 | -204902121.3084 | -206737231.5781 | -204849103.7839 | -199063695.0522 | -205959754.9061 | -203062174.5331 | -198520862.2557 | -200279145.2741 | -198574293.7658 | -199809022.509 | -178990262.8078 | -179997346.9547 | -179937234.39 | -179075488.7843 | -180159554.5589 | -180562781.7968 | -179966502.0495 | -178286828.9478 | -176300720.0291 | -177381664.3642
STARTS - Number Starts
MEAN | 2058.94 | 2114.43 | 2072.74 | 5345.95 | 5065.47 | 4872.78 | 5583.41 | 5398.25 | 4398.3 | 4791.72 | 4994.39 | 4933.99 | 5222.25 | 5189.46 | 4905.21 | 5056.33 | 5157.45 | 4767.29 | 4988.68 | 4699.55
P5 | 1909.5 | 1977.5 | 1945 | 4634.5 | 4114.5 | 4049 | 4870 | 4482 | 3668.5 | 4223.5 | 4200.5 | 4233.5 | 4598.5 | 4393 | 4085 | 4268 | 4476 | 3968 | 4290 | 3867.5
P95 | 2199.5 | 2232 | 2225 | 6075.5 | 6135 | 5695.5 | 6380 | 6281 | 5125 | 5370 | 5876 | 5689.5 | 5906 | 5997 | 5873.5 | 5804.5 | 6064 | 5385 | 5772 | 5467
VOMCOSTS - VOM Costs
MEAN | 1638942.8621 | 1686217.8884 | 1697759.2373 | 1907178.0326 | 1896593.046 | 1904021.8097 | 1894595.2497 | 1785282.5233 | 1738234.3516 | 1758940.4618 | 1847996.5393 | 1890136.7765 | 1858830.1655 | 1862106.2233 | 1918343.4836 | 1934124.3613 | 1956783.4538 | 2018423.9339 | 1989148.122 | 1969279.9208
P5 | 1351495.0756 | 1301019.9186 | 1272087.0027 | 1333902.7526 | 1384292.3445 | 1425439.9812 | 1352831.7762 | 1370870.6222 | 1316103.9966 | 1428042.56 | 1454674.4273 | 1524182.098 | 1513304.0461 | 1442225.9788 | 1511868.0533 | 1519446.2258 | 1561357.0261 | 1647871.5549 | 1650653.7888 | 1561808.911
P95 | 1907429.8063 | 1991576.2475 | 2034805.2644 | 2430533.7817 | 2439811.2506 | 2320237.3605 | 2448389.7038 | 2362360.5852 | 2315414.5253 | 2181543.7196 | 2336484.7695 | 2347442.9432 | 2300943.0362 | 2290627.3043 | 2391899.7144 | 2275872.4474 | 2387169.6414 | 2397981.7595 | 2334371.0279 | 2345637.7993

## Wind
Books | Montana
Study Portfolios | 2019.01.17 IRP Base - ARS Forced Wind - IRP Planning MAIN load dispatch v7 Forced Wind
Date Intervals | Annual
Peak Period Label | Light Load
Value | Column Labels
Row Labels | 2019-01 | 2020-01 | 2021-01 | 2022-01 | 2023-01 | 2024-01 | 2025-01 | 2026-01 | 2027-01 | 2028-01 | 2029-01 | 2030-01 | 2031-01 | 2032-01 | 2033-01 | 2034-01 | 2035-01 | 2036-01 | 2037-01 | 2038-01
Ancillary Reserve
2018 IRP Anc Req v6 with candidate assets
15010: New 2022JAN 18V50DF_NG_B #1
NETREVENUE - Net Revenue $
MEAN | -21807.4922 | -96350.8162 | -71813.1147 | -20592.1047 | -17784.8225 | -6376.2635 | -366015.5816 | -315453.8763 | -154296.6354 | -182343.0082 | -198940.3113 | -197237.8078 | -208548.2147 | -211424.8095 | -202460.4073 | -224007.2561 | -148721.2606 | -132878.1282 | -128556.213 | -113892.4658
P5 | -54974.3883 | -142749.9002 | -105790.469 | -41929.8739 | -38704.9051 | -18908.1138 | -608586.3781 | -584506.1549 | -303680.4968 | -302303.8014 | -337152.2909 | -300198.0991 | -307077.4849 | -323654.9538 | -325753.3445 | -318404.0041 | -236253.7092 | -198658.541 | -185417.1517 | -171401.5816
P95 | -5860.4226 | -59042.8655 | -37917.97 | -5635.6041 | -4256.8546 | -629.6875 | -164887.8597 | -152659.5503 | -58066.1033 | -100234.1713 | -99299.8701 | -100496.2554 | -102466.8231 | -103021.2423 | -100962.5724 | -115521.2904 | -87522.8933 | -71917.233 | -72482.3048 | -60647.1896
2018 IRP Anc Req v6 with candidate assets - Total
NETREVENUE - Net Revenue $
MEAN | -312083.1794 | -541537.5766 | -556491.5187 | -360702.1264 | -399753.3536 | -467740.4139 | -1338805.6876 | -1350862.8317 | -1269918.5466 | -1221618.8792 | -1247004.3175 | -1422217.2777 | -1338977.0349 | -1373777.4554 | -1534182.2429 | -1412892.9096 | -1466277.5895 | -1520612.9627 | -1496559.0482 | -1535135.0438
P5 | -395769.9819 | -661631.3846 | -669660.8433 | -446111.9434 | -492011.4592 | -549446.0575 | -1532542.6319 | -1524793.5473 | -1406642.0465 | -1325221.3342 | -1345245.6957 | -1531897.2248 | -1444409.734 | -1479164.8517 | -1653842.0932 | -1513250.9915 | -1528766.7641 | -1581318.6094 | -1555924.3459 | -1594467.4296
P95 | -252254.3517 | -436360.8156 | -467005.3515 | -274632.1799 | -305786.3591 | -389961.7929 | -1171102.4562 | -1213441.6282 | -1169308.8428 | -1124135.0187 | -1137567.5843 | -1310993.7208 | -1225164.6813 | -1264869.1743 | -1417815.442 | -1309918.359 | -1398443.6382 | -1463454.7211 | -1438796.3972 | -1478071.8895
2888218
NETREVENUE - Net Revenue $
MEAN | -290275.6871 | -445186.7604 | -484678.404 | -340110.0217 | -381968.5311 | -461364.1504 | -972790.1061 | -1035408.9554 | -1115621.9112 | -1039275.8709 | -1048064.0062 | -1224979.4699 | -1130428.8202 | -1162352.646 | -1331721.8356 | -1188885.6535 | -1317556.3289 | -1387734.8345 | -1368002.8353 | -1421242.578
P5 | -352398.9735 | -553430.5257 | -596012.0625 | -427603.2631 | -468928.98 | -536643.4194 | -1086694.4844 | -1158966.8352 | -1187358.6606 | -1106903.4934 | -1125227.2771 | -1297097.088 | -1197475.2719 | -1241340.2546 | -1401537.3255 | -1262198.3137 | -1357844.789 | -1429394.8791 | -1413484.6764 | -1458554.1075
P95 | -234984.8072 | -354931.3367 | -394466.6249 | -258614.3767 | -295207.731 | -387399.8073 | -872181.3597 | -909761.9571 | -1010392.8428 | -982293.2586 | -967761.5994 | -1149506.3999 | -1043786.4461 | -1085597.3489 | -1261207.7865 | -1118483.1621 | -1269870.2268 | -1349122.0692 | -1309319.7972 | -1366789.095
Ancillary Reserve - Total
NETREVENUE - Net Revenue $
MEAN | -312083.1794 | -541537.5766 | -556491.5187 | -360702.1264 | -399753.3536 | -467740.4139 | -1338805.6876 | -1350862.8317 | -1269918.5466 | -1221618.8792 | -1247004.3175 | -1422217.2777 | -1338977.0349 | -1373777.4554 | -1534182.2429 | -1412892.9096 | -1466277.5895 | -1520612.9627 | -1496559.0482 | -1535135.0438
P5 | -395769.9819 | -661631.3846 | -669660.8433 | -446111.9434 | -492011.4592 | -549446.0575 | -1532542.6319 | -1524793.5473 | -1406642.0465 | -1325221.3342 | -1345245.6957 | -1531897.2248 | -1444409.734 | -1479164.8517 | -1653842.0932 | -1513250.9915 | -1528766.7641 | -1581318.6094 | -1555924.3459 | -1594467.4296
P95 | -252254.3517 | -436360.8156 | -467005.3515 | -274632.1799 | -305786.3591 | -389961.7929 | -1171102.4562 | -1213441.6282 | -1169308.8428 | -1124135.0187 | -1137567.5843 | -1310993.7208 | -1225164.6813 | -1264869.1743 | -1417815.442 | -1309918.359 | -1398443.6382 | -1463454.7211 | -1438796.3972 | -1478071.8895
Battery Storage
NETPOS - Net Position (MWh)
MEAN
P5
P95
Financial Instrument
NETREVENUE - Net Revenue $
MEAN | -4468253.75 | -2197268.75
P5 | -4796800.3222 | -2430648.3252
P95 | -4108727.5897 | -1967674.9187
Fixed Cost
NETREVENUE - Net Revenue $
MEAN | -121157947.0263 | -121133735.2685 | -120725709.4923 | -120770799.5701 | -121487394.786 | -121569496.6134 | -121820161.4476 | -121668440.2689 | -121018910.6762 | -122140311.8572 | -121917087.0109 | -122126168.9306 | -122344148.5928 | -121981892.1233 | -122298385.0149 | -123056649.3173 | -123314662.1434 | -122287065.5493 | -121423591.8946 | -120975842.0177
P5 | -121157947.0263 | -121133735.2685 | -120725709.4923 | -120770799.5701 | -121487394.786 | -121569496.6134 | -121820161.4476 | -121668440.2689 | -121018910.6762 | -122140311.8572 | -121917087.0109 | -122126168.9306 | -122344148.5928 | -121981892.1233 | -122298385.0149 | -123056649.3173 | -123314662.1434 | -122287065.5493 | -121423591.8946 | -120975842.0177
P95 | -121157947.0263 | -121133735.2685 | -120725709.4923 | -120770799.5701 | -121487394.786 | -121569496.6134 | -121820161.4476 | -121668440.2689 | -121018910.6762 | -122140311.8572 | -121917087.0109 | -122126168.9306 | -122344148.5928 | -121981892.1233 | -122298385.0149 | -123056649.3173 | -123314662.1434 | -122287065.5493 | -121423591.8946 | -120975842.0177
Generation Asset
15597: New 2022JAN 18V50DF_NG_B #1
CAPACITYFACTOR - Net Generation Capacity Factor
MEAN |  |  |  | 0.47553 | 0.3089 | 0.20996 | 0.14963 | 0.12057 | 0.091542 | 0.091009 | 0.093834 | 0.086712 | 0.087903 | 0.087141 | 0.081706 | 0.085643 | 0.078934 | 0.068662 | 0.066396 | 0.05876
P5 |  |  |  | 0.42249 | 0.22777 | 0.13225 | 0.088641 | 0.075397 | 0.050886 | 0.065355 | 0.065395 | 0.059973 | 0.063629 | 0.056815 | 0.055425 | 0.059375 | 0.058839 | 0.051541 | 0.049462 | 0.043598
P95 |  |  |  | 0.52107 | 0.37887 | 0.27055 | 0.21155 | 0.1816 | 0.14886 | 0.13087 | 0.1333 | 0.11719 | 0.11253 | 0.11389 | 0.11052 | 0.10788 | 0.11329 | 0.08823 | 0.087778 | 0.077428
CO2EMISSIONS - CO2 Emissions
MEAN |  |  |  | 15307.7206 | 10003.2831 | 6734.9367 | 4751.4732 | 3826.8532 | 2890.0282 | 2915.6669 | 2970.8783 | 2741.6385 | 2809.4812 | 2740.4258 | 2593.2713 | 2743.1866 | 2511.5806 | 2193.7004 | 2111.1988 | 1858.2468
P5 |  |  |  | 13548.551 | 7339.4416 | 4205.5327 | 2803.7009 | 2380.1054 | 1601.2901 | 2099.286 | 2059.2969 | 1893.0238 | 2012.1495 | 1791.9932 | 1756.4774 | 1905.5597 | 1871.2343 | 1651.8591 | 1581.5341 | 1371.4854
P95 |  |  |  | 16906.6074 | 12319.7729 | 8796.0968 | 6692.7739 | 5767.4152 | 4721.1886 | 4192.2559 | 4222.8506 | 3712.574 | 3614.0125 | 3614.5069 | 3484.7996 | 3447.951 | 3572.7519 | 2803.8135 | 2802.4436 | 2458.8673
FUELCONSUMED - Fuel Consumed
MEAN |  |  |  | 250535.5256 | 163719.8545 | 110228.096 | 77765.5186 | 62632.6227 | 47299.9704 | 47719.5884 | 48623.212 | 44871.3342 | 45981.6888 | 44851.4865 | 42443.0658 | 44896.6705 | 41106.0657 | 35903.4432 | 34553.1723 | 30413.2044
P5 |  |  |  | 221743.8793 | 120121.7938 | 68830.323 | 45887.0854 | 38954.2621 | 26207.6934 | 34358.2003 | 33703.7131 | 30982.3855 | 32932.0698 | 29328.8573 | 28747.5839 | 31187.5557 | 30625.7653 | 27035.3375 | 25884.3549 | 22446.5702
P95 |  |  |  | 276703.8856 | 201632.9445 | 143962.305 | 109538.0338 | 94393.0478 | 77269.863 | 68613.0263 | 69113.757 | 60762.2584 | 59149.1405 | 59157.2328 | 57034.3641 | 56431.2767 | 58473.8449 | 45888.9281 | 45866.5079 | 40243.3268
FUELCOST - Fuel Cost
MEAN |  |  |  | 364418.6828 | 261253.906 | 189026.0108 | 145955.1742 | 121022.3297 | 96733.9081 | 96987.6662 | 101929.3689 | 95843.7108 | 99740.0101 | 100631.4777 | 96836.8211 | 103905.7893 | 96879.2199 | 88735.5143 | 87146.326 | 79664.3278
P5 |  |  |  | 226805.9468 | 139756.0422 | 84413.621 | 58195.8501 | 56212.8474 | 39434.6735 | 53484.2555 | 52896.3146 | 49263.5741 | 58292.9368 | 49695.4863 | 47953.7954 | 54754.174 | 56957.2715 | 53067.6367 | 52486.512 | 46176.4153
P95 |  |  |  | 518092.967 | 396495.4573 | 280943.3554 | 248972.7622 | 248811.8775 | 213919.5374 | 167894.1432 | 182579.7474 | 161957.5819 | 159440.8584 | 173543.0713 | 157452.396 | 161635.191 | 158782.7183 | 136474.6789 | 136210.6761 | 125193.0822
NETPOS - Net Position (MWh)
MEAN |  |  |  | 29039.8748 | 18991.0161 | 12866.9021 | 9135.3183 | 7352.5215 | 5548.779 | 5594.1744 | 5696.0657 | 5252.2242 | 5432.4836 | 5295.2089 | 5006.5895 | 5292.4238 | 4842.2463 | 4226.3386 | 4064.5341 | 3574.9847
P5 |  |  |  | 25636.561 | 14034.7201 | 8083.5726 | 5390.87 | 4573.17 | 3074.17 | 4027.925 | 3948.42 | 3626.64 | 3890.84 | 3462.675 | 3391.245 | 3676.1859 | 3607.7 | 3182.5 | 3044.86 | 2638.6
P95 |  |  |  | 32152.811 | 23342.2922 | 16718.5641 | 12867.845 | 11078.34 | 9064.57 | 8043.325 | 8095.034 | 7112.52 | 6988.32 | 6984.325 | 6727.72 | 6650.3577 | 6888.19 | 5401.875 | 5395.425 | 4730.205
NETREVENUE - Net Revenue $
MEAN |  |  |  | 2472.2568 | 32293.8186 | 69347.4797 | 69911.397 | 58035.4615 | 44320.8134 | 51164.9081 | 52378.5713 | 50764.9638 | 52245.2639 | 52093.4154 | 51171.8647 | 55500.1957 | 50103.6605 | 43916.3587 | 42845.8405 | 36841.5525
P5 |  |  |  | -104056.9195 | -12830.7613 | 32448.3708 | 27775.2853 | 29344.1057 | 20367.6762 | 29300.3361 | 27709.7462 | 26416.4796 | 27244.3476 | 27201.7919 | 27209.433 | 31370.2897 | 30295.5554 | 24643.7919 | 24755.3249 | 19803.5649
P95 |  |  |  | 103999.5935 | 72980.7707 | 113512.3152 | 120715.4184 | 106179.3528 | 87561.6044 | 82149.6538 | 94951.7034 | 75642.5535 | 77442.7143 | 82065.3711 | 85411.1693 | 82141.5778 | 82296.3723 | 66003.3124 | 63576.0573 | 55043.6885
STARTS - Number Starts
MEAN |  |  |  | 118.55 | 124.74 | 126.38 | 110.58 | 94.38 | 79.59 | 78.94 | 83.96 | 78.02 | 79.64 | 77.84 | 74.42 | 74.36 | 74.1 | 66.83 | 64.78 | 59.26
P5 |  |  |  | 91.5 | 102.5 | 98 | 87.5 | 67.5 | 55 | 58.5 | 63 | 57.5 | 59 | 57.5 | 53 | 50.5 | 56 | 47 | 51 | 44.5
P95 |  |  |  | 149 | 149 | 152 | 136.5 | 120.5 | 103 | 97.5 | 112 | 103 | 98.5 | 96 | 97 | 93 | 93.5 | 82.5 | 81.5 | 74
VOMCOSTS - VOM Costs
MEAN |  |  |  | 19456.7161 | 12913.891 | 9006.8314 | 6486.076 | 5293.8155 | 4106.0965 | 4195.6308 | 4385.9706 | 4096.7349 | 4345.9869 | 4342.0713 | 4155.4693 | 4498.5602 | 4212.7543 | 3719.178 | 3658.0807 | 3288.9859
P5 |  |  |  | 17176.4959 | 9543.6097 | 5658.5008 | 3827.5177 | 3292.6824 | 2274.8858 | 3020.9437 | 3040.2834 | 2828.7792 | 3112.672 | 2839.3935 | 2814.7333 | 3124.758 | 3138.699 | 2800.6 | 2740.374 | 2427.512
P95 |  |  |  | 21542.3834 | 15872.7587 | 11702.9948 | 9136.1699 | 7976.4048 | 6707.7818 | 6032.4937 | 6233.1762 | 5547.7656 | 5590.656 | 5727.1465 | 5584.0076 | 5652.8041 | 5992.7253 | 4753.65 | 4855.8825 | 4351.7886
15597: New 2022JAN 18V50DF_NG_B #2
CAPACITYFACTOR - Net Generation Capacity Factor
MEAN |  |  |  | 0.46825 | 0.32623 | 0.21492 | 0.14965 | 0.12037 | 0.091415 | 0.090912 | 0.093471 | 0.086119 | 0.086571 | 0.084999 | 0.080637 | 0.083376 | 0.077814 | 0.068194 | 0.065435 | 0.058302
P5 |  |  |  | 0.4153 | 0.23929 | 0.13936 | 0.088431 | 0.074957 | 0.053826 | 0.064807 | 0.062863 | 0.059054 | 0.062316 | 0.058884 | 0.05502 | 0.060278 | 0.057341 | 0.05136 | 0.048093 | 0.042387
P95 |  |  |  | 0.51178 | 0.39685 | 0.27779 | 0.20828 | 0.1798 | 0.146 | 0.13262 | 0.13214 | 0.12043 | 0.11341 | 0.11608 | 0.10919 | 0.10497 | 0.1089 | 0.090549 | 0.082178 | 0.077091
CO2EMISSIONS - CO2 Emissions
MEAN |  |  |  | 15085.4001 | 10585.4795 | 6899.3169 | 4762.2102 | 3822.6838 | 2886.7953 | 2910.1603 | 2958.5046 | 2723.6525 | 2765.5868 | 2670.0404 | 2564.2814 | 2670.6246 | 2476.7156 | 2174.0187 | 2081.0783 | 1845.0721
P5 |  |  |  | 13414.2542 | 7708.1433 | 4464.4109 | 2804.0494 | 2384.4408 | 1694.2782 | 2077.6439 | 1990.0768 | 1880.0578 | 2003.42 | 1853.0343 | 1752.1189 | 1920.0324 | 1827.7172 | 1630.1241 | 1529.3956 | 1332.4241
P95 |  |  |  | 16496.8512 | 12825.0546 | 9032.2737 | 6651.3687 | 5763.5127 | 4569.5269 | 4241.4904 | 4183.4876 | 3799.3626 | 3614.0125 | 3643.3738 | 3473.7282 | 3367.8523 | 3455.2558 | 2886.4065 | 2611.2692 | 2440.1786
FUELCONSUMED - Fuel Consumed
MEAN |  |  |  | 246896.8925 | 173248.4372 | 112918.4429 | 77941.2475 | 62564.3827 | 47247.0593 | 47629.4645 | 48420.6969 | 44576.9642 | 45263.2865 | 43699.5155 | 41968.5997 | 43709.0764 | 40535.4428 | 35581.32 | 34060.2011 | 30197.5797
P5 |  |  |  | 219545.8955 | 126156.191 | 73067.2814 | 45892.7884 | 39025.217 | 27729.5949 | 34003.992 | 32570.8152 | 30770.1774 | 32789.1974 | 30327.8937 | 28676.2499 | 31424.4252 | 29913.5382 | 26679.6094 | 25031.0245 | 21807.2692
P95 |  |  |  | 269997.5645 | 209902.6935 | 147827.7194 | 108860.3723 | 94329.1776 | 74787.6742 | 69418.8274 | 68469.518 | 62182.694 | 59149.1405 | 59629.6865 | 56853.1621 | 55120.332 | 56550.8317 | 47240.695 | 42737.6299 | 39937.4571
FUELCOST - Fuel Cost
MEAN |  |  |  | 358670.1053 | 276063.5514 | 193166.6166 | 146219.3162 | 120986.5699 | 96629.1511 | 96933.1382 | 101530.1579 | 95230.3847 | 98318.2592 | 98114.3923 | 95781.2488 | 101300.4834 | 95703.4566 | 88168.8094 | 85889.404 | 79250.0365
P5 |  |  |  | 216893 | 152960.3937 | 91353.3331 | 58401.3225 | 54246.1241 | 40245.6997 | 54833.1594 | 51976.3656 | 51249.1402 | 57794.171 | 49212.7889 | 49196.2759 | 54876.2895 | 54217.4813 | 51898.8913 | 51820.3378 | 45087.1294
P95 |  |  |  | 509913.7569 | 417483.6323 | 292298.0016 | 249539.3829 | 252453.332 | 206496.3156 | 173373.1174 | 177319.5565 | 157776.262 | 159892.8251 | 174612.8231 | 155440.0039 | 157944.1437 | 159036.2819 | 138329.8361 | 128590.2116 | 125952.2017
NETPOS - Net Position (MWh)
MEAN |  |  |  | 28610.963 | 20072.7448 | 13181.5849 | 9156.1552 | 7344.5823 | 5542.6732 | 5583.4925 | 5672.3243 | 5217.8177 | 5347.5936 | 5159.1513 | 4950.6604 | 5152.4355 | 4774.9802 | 4188.4296 | 4006.4823 | 3549.6095
P5 |  |  |  | 25360.1391 | 14692.6101 | 8564.4401 | 5390.725 | 4581.5 | 3253.12 | 3986.4 | 3815.7 | 3601.8 | 3873.96 | 3580.625 | 3382.83 | 3704.4 | 3523.8 | 3140.625 | 2944.48 | 2563.45
P95 |  |  |  | 31423.9398 | 24298.0095 | 17182.2873 | 12788.64 | 11073.6138 | 8773.37 | 8137.2654 | 8021.265 | 7277.98 | 6988.32 | 7038.87 | 6706.755 | 6497.33 | 6661.66 | 5561 | 5027.365 | 4693.9891
NETREVENUE - Net Revenue $
MEAN |  |  |  | 3366.2887 | 21110.2334 | 67233.8757 | 69886.7472 | 58134.7908 | 44214.0597 | 50861.4864 | 52404.2932 | 50722.6032 | 53051.4747 | 52254.4467 | 51700.1907 | 55787.4268 | 50156.0213 | 44382.3039 | 42671.9052 | 36788.6821
P5 |  |  |  | -113136.9948 | -16821.1628 | 28340.1215 | 29303.9314 | 29146.0722 | 19940.9424 | 29432.3451 | 28432.7547 | 26760.2075 | 28371.2934 | 28891.9648 | 27547.998 | 31398.8924 | 29501.5709 | 25810.3288 | 24889.3906 | 19679.8672
P95 |  |  |  | 103117.0512 | 68588.6709 | 114169.9279 | 121393.3762 | 108729.3987 | 86284.1018 | 81980.9029 | 94212.7566 | 76402.3301 | 77306.9434 | 80454.5565 | 85099.0941 | 83959.2725 | 81907.3275 | 67477.9154 | 63529.1845 | 56751.5541
STARTS - Number Starts
MEAN |  |  |  | 122.03 | 122.68 | 126.96 | 110.61 | 94.8 | 79.27 | 78.91 | 83.71 | 77.95 | 79.19 | 77.6 | 74.46 | 73.6 | 73.66 | 66.62 | 64.74 | 58.94
P5 |  |  |  | 90.5 | 102 | 100 | 86.5 | 66 | 55.5 | 59.5 | 60.5 | 58.5 | 62 | 58.5 | 52 | 50 | 56.5 | 47 | 51 | 44
P95 |  |  |  | 152.5 | 143.5 | 155 | 138 | 121.5 | 102.5 | 100 | 111.5 | 101.5 | 99 | 96 | 96.5 | 93.5 | 90.5 | 83.5 | 82 | 74
VOMCOSTS - VOM Costs
MEAN |  |  |  | 19169.3452 | 13649.4664 | 9227.1094 | 6500.8702 | 5288.0993 | 4101.5782 | 4187.6194 | 4367.6897 | 4069.8978 | 4278.0749 | 4230.5041 | 4109.0481 | 4379.5701 | 4154.2328 | 3685.8181 | 3605.8341 | 3265.6407
P5 |  |  |  | 16991.2932 | 9990.9749 | 5995.1081 | 3827.4147 | 3298.68 | 2407.3088 | 2989.8 | 2938.089 | 2809.404 | 3099.168 | 2936.1125 | 2807.7489 | 3148.74 | 3065.706 | 2763.75 | 2650.032 | 2358.374
P95 |  |  |  | 21054.0397 | 16522.6464 | 12027.6011 | 9079.9344 | 7973.0019 | 6492.2938 | 6102.949 | 6176.3741 | 5676.8244 | 5590.656 | 5771.8734 | 5566.6066 | 5522.7305 | 5795.6442 | 4893.68 | 4524.6285 | 4318.47
15597: New 2022JAN 18V50DF_NG_B #3
CAPACITYFACTOR - Net Generation Capacity Factor
MEAN |  |  |  | 0.48429 | 0.34042 | 0.2263 | 0.14945 | 0.12105 | 0.091601 | 0.091263 | 0.093446 | 0.086088 | 0.086035 | 0.084709 | 0.080035 | 0.083692 | 0.077523 | 0.067752 | 0.065501 | 0.058052
P5 |  |  |  | 0.42838 | 0.25725 | 0.14514 | 0.088853 | 0.077594 | 0.052384 | 0.065763 | 0.06152 | 0.060776 | 0.061551 | 0.055648 | 0.05453 | 0.061412 | 0.055906 | 0.051397 | 0.049049 | 0.042399
P95 |  |  |  | 0.53248 | 0.41492 | 0.28687 | 0.21342 | 0.18158 | 0.14667 | 0.13161 | 0.13517 | 0.11861 | 0.11404 | 0.11416 | 0.11259 | 0.10567 | 0.11022 | 0.088763 | 0.084813 | 0.077078
CO2EMISSIONS - CO2 Emissions
MEAN |  |  |  | 15615.6746 | 11025.0222 | 7252.2536 | 4748.2561 | 3845.3129 | 2894.0742 | 2924.6824 | 2957.9052 | 2719.8221 | 2749.3248 | 2663.1736 | 2544.7582 | 2678.4335 | 2471.5172 | 2158.3078 | 2083.0336 | 1838.5099
P5 |  |  |  | 13867.6888 | 8290.665 | 4668.6434 | 2802.8734 | 2473.4909 | 1650.9463 | 2086.3008 | 1938.1618 | 1918.9556 | 1951.043 | 1752.7525 | 1730.6767 | 1972.2782 | 1771.145 | 1638.8181 | 1555.4648 | 1349.7847
P95 |  |  |  | 17186.9115 | 13445.8246 | 9140.3295 | 6782.6169 | 5793.3097 | 4656.2217 | 4194.8872 | 4265.8007 | 3740.8414 | 3640.201 | 3600.5202 | 3613.2004 | 3370.5585 | 3518.532 | 2829.8955 | 2702.5115 | 2431.3655
FUELCONSUMED - Fuel Consumed
MEAN |  |  |  | 255575.6888 | 180442.2611 | 118694.8222 | 77712.8665 | 62934.744 | 47366.1901 | 47867.1428 | 48410.8871 | 44514.2731 | 44997.132 | 43587.1286 | 41649.071 | 43836.8814 | 40450.3639 | 35324.1872 | 34092.2023 | 30090.179
P5 |  |  |  | 226967.0841 | 135690.0979 | 76409.875 | 45873.5425 | 40482.6655 | 27020.3981 | 34145.6753 | 31721.1418 | 31406.8018 | 31931.9635 | 28686.6195 | 28325.3143 | 32279.5116 | 28987.643 | 26821.9006 | 25457.6897 | 22091.4029
P95 |  |  |  | 281291.5142 | 220062.5952 | 149596.2278 | 111008.4604 | 94816.8532 | 76206.5741 | 68656.0909 | 69816.705 | 61224.9 | 59577.7574 | 58928.3173 | 59135.8487 | 55164.6239 | 57586.4483 | 46315.8019 | 44230.958 | 39793.2154
FUELCOST - Fuel Cost
MEAN |  |  |  | 371498.4516 | 287616.8332 | 202990.2391 | 145836.8541 | 121655.6207 | 96731.4176 | 97445.3511 | 101744.7435 | 95188.9531 | 97699.9468 | 98075.1686 | 94985.2089 | 101420.1651 | 95621.6891 | 87522.3143 | 86047.5832 | 79102.0005
P5 |  |  |  | 228846.1643 | 163919.3205 | 95869.896 | 58317.0366 | 56101.9054 | 40290.2419 | 53981.152 | 50991.0486 | 49443.604 | 54273.4236 | 49181.8749 | 48611.6821 | 54954.0132 | 56193.107 | 52199.2417 | 52955.8876 | 43173.9264
P95 |  |  |  | 529940.0873 | 446287.4087 | 308796.6158 | 250839.4006 | 247853.3009 | 210913.3774 | 171333.2894 | 183619.9334 | 154338.3732 | 153093.0487 | 175284.8897 | 162119.8857 | 154307.9901 | 159283.9145 | 137770.0522 | 129188.9677 | 128933.8447
NETPOS - Net Position (MWh)
MEAN |  |  |  | 29601.9913 | 20922.3209 | 13854.4913 | 9129.2592 | 7388.1301 | 5556.6652 | 5611.386 | 5671.0884 | 5210.1906 | 5316.1809 | 5145.8312 | 4912.8963 | 5167.447 | 4764.9434 | 4158.0957 | 4010.3439 | 3537.0076
P5 |  |  |  | 26247.8516 | 15812.7097 | 8949.49 | 5389.1094 | 4752.195 | 3169.92 | 4003.01 | 3716.16 | 3676.32 | 3772.68 | 3386.85 | 3340.61 | 3805.2 | 3414.73 | 3157.375 | 2994.67 | 2596.85
P95 |  |  |  | 32477.4809 | 25457.7986 | 17422.5224 | 13038.555 | 11130.7287 | 8938.9339 | 8048.0078 | 8178.2398 | 7166.27 | 7038.96 | 6954.4816 | 6976.035 | 6501.32 | 6783.245 | 5452.125 | 5203.03 | 4677.045
NETREVENUE - Net Revenue $
MEAN |  |  |  | -6680.5238 | 19236.3635 | 62896.6659 | 69550.4924 | 58083.3627 | 44250.5048 | 51260.1706 | 52505.2015 | 50325.7188 | 53099.8794 | 52264.3646 | 51458.7365 | 55760.1273 | 50655.2899 | 44137.1375 | 42983.4169 | 36975.5714
P5 |  |  |  | -115452.964 | -32934.703 | 24585.5064 | 28496.3243 | 28554.3567 | 19391.0373 | 29467.304 | 28355.4191 | 27202.5343 | 27249.8474 | 29409.3503 | 27440.3664 | 31569.9968 | 29766.2798 | 24958.5216 | 25183.0779 | 19372.5876
P95 |  |  |  | 93683.2724 | 79596.4784 | 109127.9219 | 119883.976 | 103197.7492 | 86245.5321 | 81674.8501 | 93585.8384 | 74559.4736 | 79545.3061 | 81636.8156 | 83882.6386 | 82195.4746 | 84079.136 | 66634.5983 | 63933.8935 | 55415.1303
STARTS - Number Starts
MEAN |  |  |  | 114.56 | 122.87 | 127.81 | 110.51 | 94.49 | 79.98 | 79.18 | 83.77 | 77.43 | 78.86 | 77.31 | 74.4 | 73.89 | 73.6 | 66.35 | 64.06 | 59.1
P5 |  |  |  | 87 | 100.5 | 101 | 85.5 | 65.5 | 55 | 61 | 59 | 59 | 63 | 54.5 | 52 | 50.5 | 56 | 46 | 51 | 44
P95 |  |  |  | 142 | 142 | 152 | 137.5 | 120 | 103.5 | 100 | 115 | 101.5 | 100 | 97 | 100.5 | 96.5 | 91 | 83 | 82.5 | 74.5
VOMCOSTS - VOM Costs
MEAN |  |  |  | 19833.3342 | 14227.1782 | 9698.1439 | 6481.7741 | 5319.4537 | 4111.9323 | 4208.5395 | 4366.7381 | 4063.9487 | 4252.9447 | 4219.5816 | 4077.704 | 4392.3299 | 4145.5007 | 3659.1242 | 3609.3095 | 3254.047
P5 |  |  |  | 17586.0606 | 10752.6426 | 6264.643 | 3826.2677 | 3421.5804 | 2345.7408 | 3002.2575 | 2861.4432 | 2867.5296 | 3018.144 | 2777.217 | 2772.7063 | 3234.42 | 2970.8151 | 2778.49 | 2695.203 | 2389.102
P95 |  |  |  | 21759.9122 | 17311.3031 | 12195.7657 | 9257.3741 | 8014.1247 | 6614.8111 | 6036.0059 | 6297.2446 | 5589.6906 | 5631.168 | 5702.6749 | 5790.1091 | 5526.122 | 5901.4231 | 4797.87 | 4682.727 | 4302.8814
15597: New 2022JAN 18V50DF_NG_B #4
CAPACITYFACTOR - Net Generation Capacity Factor
MEAN |  |  |  | 0.46683 | 0.34743 | 0.25288 | 0.1513 | 0.12152 | 0.092038 | 0.091693 | 0.093602 | 0.086645 | 0.086202 | 0.084784 | 0.080436 | 0.083871 | 0.07746 | 0.068257 | 0.06564 | 0.058137
P5 |  |  |  | 0.40327 | 0.27731 | 0.15673 | 0.090412 | 0.07662 | 0.053055 | 0.064415 | 0.063018 | 0.059383 | 0.063473 | 0.057365 | 0.056641 | 0.060166 | 0.055833 | 0.050534 | 0.048168 | 0.04019
P95 |  |  |  | 0.51909 | 0.43733 | 0.32357 | 0.21368 | 0.18364 | 0.15228 | 0.13347 | 0.13267 | 0.11731 | 0.1119 | 0.11251 | 0.11071 | 0.10693 | 0.11062 | 0.088679 | 0.08525 | 0.078465
CO2EMISSIONS - CO2 Emissions
MEAN |  |  |  | 15012.3847 | 11245.1391 | 8114.0972 | 4805.1783 | 3856.7378 | 2909.4481 | 2932.2047 | 2964.4714 | 2739.3277 | 2756.5618 | 2664.9495 | 2553.8168 | 2686.9732 | 2468.4571 | 2174.7677 | 2083.7352 | 1840.0274
P5 |  |  |  | 12941.3234 | 8997.362 | 5024.9649 | 2864.4622 | 2423.1357 | 1667.7511 | 2056.0018 | 2007.3818 | 1871.4139 | 2029.1978 | 1796.3533 | 1791.3454 | 1920.0324 | 1779.8484 | 1604.0421 | 1533.7405 | 1271.6621
P95 |  |  |  | 16708.8339 | 14142.9934 | 10403.1935 | 6831.9607 | 5816.0433 | 4831.8605 | 4281.1651 | 4218.4447 | 3690.3744 | 3574.7297 | 3534.7228 | 3513.3051 | 3420.6236 | 3518.9915 | 2829.8955 | 2706.8564 | 2474.2336
FUELCONSUMED - Fuel Consumed
MEAN |  |  |  | 245701.8765 | 184044.8295 | 132800.2819 | 78644.49 | 63121.7318 | 47617.8084 | 47990.2575 | 48518.3539 | 44833.5136 | 45115.5773 | 43616.1944 | 41797.3287 | 43976.6484 | 40400.2793 | 35593.5786 | 34103.6859 | 30115.0144
P5 |  |  |  | 211805.6206 | 147256.3342 | 82241.6508 | 46881.5424 | 39658.5227 | 27295.4355 | 33649.7838 | 32854.0397 | 30628.7053 | 33211.0932 | 29400.217 | 29318.2555 | 31424.4252 | 29130.0884 | 26252.7356 | 25102.1353 | 20812.8008
P95 |  |  |  | 273467.004 | 231472.8874 | 170265.0331 | 111816.0504 | 95188.9242 | 79081.1865 | 70068.1685 | 69041.6486 | 60398.9269 | 58506.215 | 57851.4364 | 57500.9019 | 55984.02 | 57593.9697 | 46315.8019 | 44302.0689 | 40494.8212
FUELCOST - Fuel Cost
MEAN |  |  |  | 359457.2775 | 294559.272 | 226393.5921 | 147336.8955 | 121963.7117 | 97490.6181 | 97770.5878 | 101876.4115 | 96019.0382 | 98132.996 | 97943.3342 | 95448.1044 | 101872.8163 | 95458.4102 | 88290.5274 | 86249.3744 | 79234.4796
P5 |  |  |  | 225277.6631 | 174538.5666 | 101970.6716 | 59859.7486 | 56566.01 | 39571.1341 | 54711.1232 | 51940.5896 | 48735.1092 | 54879.1814 | 49682.9854 | 48885.2796 | 55390.0844 | 56909.11 | 50881.4663 | 51746.6776 | 41928.6138
P95 |  |  |  | 514976.262 | 484952.9703 | 336293.5924 | 248546.9659 | 257414.0531 | 218603.581 | 175720.5611 | 182620.0137 | 155144.8855 | 157113.1854 | 173166.8668 | 156166.0238 | 159289.4828 | 156111.5377 | 138423.6827 | 134740.6917 | 130914.9481
NETPOS - Net Position (MWh)
MEAN |  |  |  | 28517.9821 | 21384.298 | 15481.6059 | 9238.667 | 7409.9539 | 5585.9975 | 5625.7671 | 5683.7813 | 5247.7132 | 5330.1535 | 5149.2888 | 4930.454 | 5183.871 | 4759.056 | 4189.8134 | 4011.6594 | 3539.902
P5 |  |  |  | 24544.9759 | 17150.0529 | 9630.6539 | 5507.7 | 4655.7671 | 3202.0601 | 3944.875 | 3848.88 | 3585.24 | 3923.6665 | 3471.1 | 3458.565 | 3704.4 | 3431.51 | 3090.375 | 2952.845 | 2446.55
P95 |  |  |  | 31752.2704 | 26859.4656 | 19810.1365 | 13134.6134 | 11174.625 | 9276.66 | 8213.51 | 8087.48 | 7066.35 | 6912.36 | 6828.1 | 6782.345 | 6599.2695 | 6784.2047 | 5452.125 | 5211.395 | 4759.36
NETREVENUE - Net Revenue $
MEAN |  |  |  | 10373.9542 | 26607.0722 | 49003.9958 | 69518.4296 | 57737.2282 | 44140.7181 | 50924.4718 | 52648.754 | 50816.268 | 52901.7666 | 52281.5576 | 51354.8681 | 55888.7533 | 50696.736 | 44325.691 | 43032.2683 | 37223.4935
P5 |  |  |  | -94687.3457 | -43441.5776 | 5345.7762 | 27358.0265 | 28544.6979 | 20080.0711 | 29505.6008 | 27474.5221 | 27718.0615 | 27463.582 | 28765.117 | 27430.3344 | 31168.8856 | 30103.2014 | 25427.3431 | 25096.056 | 19438.0291
P95 |  |  |  | 105913.8827 | 98160.1288 | 97294.2901 | 118825.3162 | 104934.03 | 86850.2946 | 83569.7477 | 96623.7829 | 77947.1496 | 76384.5629 | 83668.0452 | 84015.5801 | 83655.9433 | 83136.2451 | 66717.5066 | 64429.4617 | 57608.3956
STARTS - Number Starts
MEAN |  |  |  | 115.73 | 121.69 | 126.39 | 111.9 | 95.44 | 79.87 | 79.48 | 84.05 | 77.6 | 78.96 | 77.74 | 74.33 | 73.98 | 73.84 | 66.55 | 64.16 | 58.77
P5 |  |  |  | 93 | 100 | 98.5 | 91 | 67.5 | 55.5 | 60 | 62.5 | 56.5 | 59.5 | 55.5 | 52 | 49.5 | 56.5 | 47 | 51 | 44
P95 |  |  |  | 137.5 | 143 | 153 | 138 | 122.5 | 104.5 | 100.5 | 114.5 | 97.5 | 101 | 98.5 | 97.5 | 93.5 | 93 | 84 | 80 | 75
VOMCOSTS - VOM Costs
MEAN |  |  |  | 19107.048 | 14541.3226 | 10837.1241 | 6559.4536 | 5335.1668 | 4133.6381 | 4219.3253 | 4376.5116 | 4093.2163 | 4264.1228 | 4222.4168 | 4092.2768 | 4406.2904 | 4140.3787 | 3687.0358 | 3610.4934 | 3256.7098
P5 |  |  |  | 16445.1338 | 11662.036 | 6741.4577 | 3910.467 | 3352.1523 | 2369.5245 | 2958.6562 | 2963.6376 | 2796.4872 | 3138.9332 | 2846.302 | 2870.6089 | 3148.74 | 2985.4137 | 2719.53 | 2657.5605 | 2250.826
P95 |  |  |  | 21274.0212 | 18264.4366 | 13867.0956 | 9325.5755 | 8045.73 | 6864.7284 | 6160.1325 | 6227.3596 | 5511.753 | 5529.888 | 5599.042 | 5629.3463 | 5609.379 | 5902.2581 | 4797.87 | 4690.2555 | 4378.6112
15597: New 2022JAN 18V50DF_NG_B #5
CAPACITYFACTOR - Net Generation Capacity Factor
MEAN |  |  |  | 0.4607 | 0.34443 | 0.27505 | 0.15254 | 0.12213 | 0.093197 | 0.091909 | 0.09459 | 0.086694 | 0.086852 | 0.085096 | 0.080655 | 0.083811 | 0.07779 | 0.068197 | 0.065602 | 0.057972
P5 |  |  |  | 0.36833 | 0.28087 | 0.16744 | 0.092236 | 0.075898 | 0.053295 | 0.065162 | 0.063821 | 0.058308 | 0.064071 | 0.058332 | 0.054383 | 0.057733 | 0.05568 | 0.049277 | 0.048087 | 0.040661
P95 |  |  |  | 0.52253 | 0.43657 | 0.34258 | 0.21144 | 0.18228 | 0.15067 | 0.13109 | 0.1349 | 0.12056 | 0.11603 | 0.11234 | 0.11122 | 0.10404 | 0.11066 | 0.089046 | 0.084217 | 0.078226
CO2EMISSIONS - CO2 Emissions
MEAN |  |  |  | 14798.3745 | 11137.2102 | 8834.3379 | 4848.6587 | 3878.7787 | 2943.4308 | 2944.0105 | 2994.9943 | 2747.1083 | 2775.4537 | 2675.3245 | 2559.4897 | 2683.2129 | 2480.0671 | 2174.7553 | 2085.3508 | 1833.5389
P5 |  |  |  | 11837.9937 | 9059.9408 | 5370.4097 | 2933.9037 | 2393.1115 | 1681.2787 | 2086.3008 | 2016.0343 | 1858.448 | 2047.0675 | 1831.2339 | 1717.2508 | 1859.079 | 1788.5518 | 1564.9192 | 1529.3956 | 1284.6826
P95 |  |  |  | 16849.5259 | 14101.9155 | 11105.8606 | 6722.8061 | 5820.3786 | 4739.7809 | 4187.9275 | 4277.3699 | 3812.5897 | 3714.0457 | 3544.7456 | 3539.1058 | 3333.0218 | 3520.5314 | 2851.6305 | 2689.4769 | 2453.9815
FUELCONSUMED - Fuel Consumed
MEAN |  |  |  | 242199.2552 | 182278.3985 | 144588.1818 | 79356.1169 | 63482.4657 | 48173.99 | 48183.4781 | 49017.9101 | 44960.8557 | 45424.7739 | 43785.9991 | 41890.1758 | 43915.1055 | 40590.2964 | 35593.3761 | 34130.1282 | 30008.8201
P5 |  |  |  | 193747.851 | 148280.5372 | 87895.4129 | 48018.0646 | 39167.1269 | 27516.8358 | 34145.6753 | 32995.6519 | 30416.4972 | 33503.559 | 29971.095 | 28105.5783 | 30426.8244 | 29272.5338 | 25612.425 | 25031.0245 | 21025.9012
P95 |  |  |  | 275769.6544 | 230800.5814 | 181765.3122 | 110029.5594 | 95259.8792 | 77574.1547 | 68542.1847 | 70006.0537 | 62399.1765 | 60786.346 | 58015.4768 | 57923.1715 | 54550.2744 | 57619.1724 | 46671.53 | 44017.6254 | 40163.3634
FUELCOST - Fuel Cost
MEAN |  |  |  | 357702.464 | 292811.6557 | 245374.6253 | 148525.5659 | 122822.9334 | 98515.2479 | 98062.7493 | 102900.8778 | 96271.5245 | 98747.4507 | 98480.8237 | 95589.4923 | 101774.7594 | 95992.4699 | 88372.8397 | 86419.9616 | 79001.7067
P5 |  |  |  | 189895.1972 | 172410.5482 | 110222.5535 | 61366.9498 | 55926.0311 | 40530.8145 | 53976.9186 | 52576.5571 | 50610.2959 | 56574.1938 | 48661.4413 | 46259.2769 | 52095.0409 | 57096.5498 | 51113.9674 | 51355.0916 | 43995.9446
P95 |  |  |  | 539027.3042 | 462448.1953 | 363886.7832 | 250209.3244 | 253386.2388 | 212413.2682 | 173286.2016 | 189095.1259 | 156821.5091 | 162461.9808 | 173127.2776 | 160292.9876 | 157070.7596 | 162369.9017 | 138221.2759 | 128085.2755 | 125312.4613
NETPOS - Net Position (MWh)
MEAN |  |  |  | 28140.6606 | 21200.4047 | 16846.1229 | 9322.5005 | 7452.2919 | 5651.2495 | 5648.4057 | 5742.1422 | 5262.6369 | 5366.6368 | 5169.3707 | 4941.4607 | 5176.6626 | 4781.4124 | 4189.8063 | 4014.7454 | 3527.4576
P5 |  |  |  | 22510.6856 | 17221.2408 | 10265.6318 | 5641.22 | 4598.16 | 3228.16 | 4003.01 | 3865.47 | 3560.4 | 3958.36 | 3538.5 | 3315.51 | 3586.8 | 3448.29 | 3015 | 2944.48 | 2471.6
P95 |  |  |  | 32110.2757 | 26866.3783 | 21170.1184 | 12926.405 | 11182.955 | 9099.6478 | 8035.02 | 8199.245 | 7302.4713 | 7181.6103 | 6849.525 | 6832.98 | 6430.13 | 6787.51 | 5494 | 5177.935 | 4720.6787
NETREVENUE - Net Revenue $
MEAN |  |  |  | 18524.0861 | 33610.1014 | 38835.5957 | 68701.7735 | 57553.7987 | 44095.572 | 50796.4645 | 52394.8677 | 50643.4829 | 52832.674 | 52067.9202 | 51404.4661 | 55396.3813 | 50628.8398 | 44051.9368 | 42835.8662 | 37116.1901
P5 |  |  |  | -50767.5844 | -48179.5026 | -4204.3919 | 26934.5045 | 29213.8382 | 19834.8736 | 29603.0839 | 27860.7532 | 26336.0772 | 27508.849 | 27668.6966 | 26412.5826 | 31199.6127 | 30191.7035 | 24456.6616 | 23590.2574 | 19305.585
P95 |  |  |  | 102217.6371 | 127640.051 | 98194.8348 | 117449.8834 | 101538.2943 | 85807.2854 | 82103.3426 | 95361.5115 | 74528.5283 | 78543.6724 | 80692.397 | 83317.867 | 80717.9378 | 83718.4084 | 65487.7807 | 63235.8222 | 56666.8623
STARTS - Number Starts
MEAN |  |  |  | 116.16 | 122.43 | 124.88 | 112.47 | 95.71 | 80.35 | 79.36 | 84.97 | 77.36 | 79.05 | 77.37 | 74.47 | 73.86 | 73.62 | 66.9 | 64.04 | 58.9
P5 |  |  |  | 90 | 99.5 | 98 | 90.5 | 65.5 | 55 | 59 | 62 | 55.5 | 61 | 57 | 52 | 49.5 | 56.5 | 47 | 50.5 | 43
P95 |  |  |  | 146.5 | 141 | 150 | 135 | 122.5 | 105.5 | 101 | 116.5 | 98 | 100 | 97 | 99 | 94 | 93 | 85 | 81 | 74
VOMCOSTS - VOM Costs
MEAN |  |  |  | 18854.2426 | 14416.2752 | 11792.2861 | 6618.9753 | 5365.6502 | 4181.9247 | 4236.3043 | 4421.4495 | 4104.8568 | 4293.3094 | 4238.884 | 4101.4124 | 4400.1632 | 4159.8287 | 3687.0295 | 3613.2709 | 3245.261
P5 |  |  |  | 15082.1594 | 11710.4437 | 7185.9423 | 4005.2662 | 3310.6752 | 2388.8384 | 3002.2575 | 2976.4119 | 2777.112 | 3166.688 | 2901.57 | 2751.8733 | 3048.78 | 3000.0123 | 2653.2 | 2650.032 | 2273.872
P95 |  |  |  | 21513.8847 | 18269.1372 | 14819.0829 | 9177.7476 | 8051.7276 | 6733.7394 | 6026.265 | 6313.4186 | 5695.9276 | 5745.2882 | 5616.6105 | 5671.3734 | 5465.6105 | 5905.1337 | 4834.72 | 4660.1415 | 4343.0244
15597: New 2022JAN 18V50DF_NG_B #6
CAPACITYFACTOR - Net Generation Capacity Factor
MEAN |  |  |  | 0.47155 | 0.33611 | 0.27891 | 0.15371 | 0.12352 | 0.093896 | 0.09206 | 0.095233 | 0.086881 | 0.086591 | 0.084648 | 0.080794 | 0.084089 | 0.077527 | 0.06824 | 0.065462 | 0.057643
P5 |  |  |  | 0.37788 | 0.2753 | 0.17885 | 0.093194 | 0.077938 | 0.055634 | 0.065067 | 0.063536 | 0.059339 | 0.064207 | 0.05859 | 0.055555 | 0.059225 | 0.056658 | 0.049452 | 0.047872 | 0.039474
P95 |  |  |  | 0.54252 | 0.41714 | 0.3503 | 0.21489 | 0.18201 | 0.14972 | 0.13446 | 0.13879 | 0.11864 | 0.11593 | 0.11462 | 0.11224 | 0.10408 | 0.1119 | 0.090245 | 0.084965 | 0.075811
CO2EMISSIONS - CO2 Emissions
MEAN |  |  |  | 15145.4982 | 10844.812 | 8974.6992 | 4882.0967 | 3918.0647 | 2964.6443 | 2945.0477 | 3009.2325 | 2747.5146 | 2768.8943 | 2662.5524 | 2568.7608 | 2690.4278 | 2467.5852 | 2177.9757 | 2079.2595 | 1823.8992
P5 |  |  |  | 12102.5608 | 8941.6694 | 5767.129 | 2938.2438 | 2458.1417 | 1759.2761 | 2081.9723 | 1990.0768 | 1875.7359 | 2051.4322 | 1839.9541 | 1765.1944 | 1906.9709 | 1792.9035 | 1586.6542 | 1525.0507 | 1249.9614
P95 |  |  |  | 17537.6592 | 13511.6446 | 11248.8426 | 6789.5873 | 5756.3597 | 4676.1917 | 4320.4739 | 4382.8424 | 3760.1157 | 3683.8485 | 3623.2271 | 3552.5316 | 3321.9608 | 3557.9472 | 2886.4065 | 2719.891 | 2395.7594
FUELCONSUMED - Fuel Consumed
MEAN |  |  |  | 247880.4949 | 177492.8316 | 146885.4214 | 79903.3822 | 64125.4456 | 48521.1833 | 48200.4534 | 49250.9408 | 44967.5062 | 45317.4192 | 43576.9627 | 42041.9117 | 44033.1882 | 40386.0098 | 35646.0833 | 34030.434 | 29851.0501
P5 |  |  |  | 198077.9177 | 146344.8352 | 94388.3633 | 48089.0973 | 40231.451 | 28793.3901 | 34074.8337 | 32570.8152 | 30699.4414 | 33574.9952 | 30113.8145 | 28890.2518 | 31210.6536 | 29343.7565 | 25968.1531 | 24959.9136 | 20457.6336
P95 |  |  |  | 287032.0658 | 221139.8467 | 184105.4437 | 111122.5414 | 94212.1068 | 76533.416 | 70711.5199 | 71732.2812 | 61540.3548 | 60292.119 | 59299.9523 | 58142.9075 | 54369.2436 | 58231.5416 | 47240.695 | 44515.4015 | 39210.4644
FUELCOST - Fuel Cost
MEAN |  |  |  | 365148.3224 | 284555.0475 | 248968.3725 | 149100.904 | 123859.2264 | 98938.1733 | 97902.2057 | 103344.3342 | 96152.6083 | 98444.2266 | 97797.2128 | 95821.7217 | 102103.0778 | 95374.339 | 88356.0003 | 85934.035 | 78437.4101
P5 |  |  |  | 209454.4701 | 171006.108 | 120048.4391 | 60253.7077 | 56897.364 | 40739.8388 | 55463.0821 | 51912.6719 | 47758.5053 | 56290.8102 | 50776.12 | 47686.0302 | 54662.6287 | 55683.1866 | 51673.6869 | 51994.135 | 42395.1837
P95 |  |  |  | 537492.9564 | 467303.9853 | 369270.3638 | 245875.6401 | 252378.3877 | 210510.8026 | 173527.1954 | 185879.7733 | 157071.3454 | 163282.6603 | 174547.2739 | 155287.6168 | 154967.3885 | 160021.5101 | 140707.3087 | 133851.2151 | 124318.9932
NETPOS - Net Position (MWh)
MEAN |  |  |  | 28798.0632 | 20656.4499 | 17115.6866 | 9386.6031 | 7527.9518 | 5691.9395 | 5650.4654 | 5769.5225 | 5263.4279 | 5353.9711 | 5144.7745 | 4959.2972 | 5190.6164 | 4757.378 | 4196.064 | 4003.069 | 3508.9088
P5 |  |  |  | 23002.6836 | 16975.8341 | 11023.0916 | 5649.565 | 4723.11 | 3377.92 | 3994.705 | 3815.7 | 3593.52 | 3966.8 | 3555.35 | 3408.075 | 3679.2 | 3456.68 | 3056.875 | 2936.115 | 2404.8
P95 |  |  |  | 33321.4069 | 25728.5052 | 21474.1644 | 13054.2799 | 11059.2814 | 8974.2572 | 8288.12 | 8402.69 | 7203.6 | 7123.36 | 7001.175 | 6858.08 | 6409.2 | 6859.2711 | 5561 | 5236.49 | 4609.2
NETREVENUE - Net Revenue $
MEAN |  |  |  | 13415.8378 | 39133.0403 | 38049.7047 | 67836.5881 | 57231.5227 | 43534.1259 | 50527.4324 | 51589.031 | 50555.1082 | 53058.7204 | 52116.9291 | 51413.5861 | 55716.6839 | 50407.4987 | 44096.8227 | 42912.7763 | 37053.3116
P5 |  |  |  | -65155.0555 | -55093.4192 | -13680.2975 | 25203.4257 | 28652.8243 | 19479.12 | 28898.8031 | 26850.5973 | 26960.4639 | 27894.6047 | 28231.914 | 27681.2752 | 32067.8794 | 29842.8543 | 26194.1421 | 24285.5167 | 19432.0864
P95 |  |  |  | 95564.1414 | 134061.3699 | 104802.4603 | 115775.5694 | 105857.2115 | 85494.024 | 82971.5432 | 92392.5987 | 74279.6419 | 79581.7905 | 81028.6843 | 84098.9652 | 83150.0711 | 82663.4534 | 66644.0685 | 62399.6802 | 55451.7911
STARTS - Number Starts
MEAN |  |  |  | 107.07 | 126.26 | 124.26 | 113.85 | 96.03 | 81.01 | 79.84 | 84.95 | 77.7 | 79.76 | 77.6 | 74.69 | 73.99 | 73.26 | 66.55 | 64.38 | 58.78
P5 |  |  |  | 87.5 | 103 | 97.5 | 91.5 | 68.5 | 55.5 | 61.5 | 62 | 57.5 | 62 | 58.5 | 52 | 52 | 55 | 47 | 51.5 | 41.5
P95 |  |  |  | 128.5 | 147.5 | 151 | 140.5 | 121 | 103 | 101 | 115 | 102 | 101 | 99.5 | 100 | 90.5 | 92.5 | 81.5 | 81 | 75
VOMCOSTS - VOM Costs
MEAN |  |  |  | 19294.7023 | 14046.3859 | 11980.9806 | 6664.4882 | 5420.1253 | 4212.0352 | 4237.849 | 4442.5323 | 4105.4738 | 4283.1769 | 4218.7151 | 4116.2167 | 4412.0239 | 4138.9189 | 3692.5364 | 3602.7621 | 3228.1961
P5 |  |  |  | 15411.798 | 11543.5672 | 7716.1641 | 4011.1912 | 3400.6392 | 2499.6608 | 2996.0287 | 2938.089 | 2802.9456 | 3173.44 | 2915.387 | 2828.7022 | 3127.32 | 3007.3116 | 2690.05 | 2642.5035 | 2212.416
P95 |  |  |  | 22325.3426 | 17495.3835 | 15031.9151 | 9268.5387 | 7962.6826 | 6640.9503 | 6216.09 | 6470.0713 | 5618.808 | 5698.688 | 5740.9635 | 5692.2064 | 5447.82 | 5967.5659 | 4893.68 | 4712.841 | 4240.464
15597: New 2022JAN 18V50DF_NG_B #7
CAPACITYFACTOR - Net Generation Capacity Factor
MEAN |  |  |  | 0.46815 | 0.3208 | 0.28442 | 0.156 | 0.12437 | 0.094437 | 0.093592 | 0.096763 | 0.088022 | 0.086838 | 0.085033 | 0.080718 | 0.083951 | 0.0783 | 0.068721 | 0.065288 | 0.057987
P5 |  |  |  | 0.38305 | 0.25553 | 0.19106 | 0.097249 | 0.079638 | 0.055252 | 0.067194 | 0.066207 | 0.061301 | 0.061746 | 0.055938 | 0.056153 | 0.058323 | 0.057461 | 0.050807 | 0.048439 | 0.040605
P95 |  |  |  | 0.53311 | 0.39026 | 0.34966 | 0.21726 | 0.17972 | 0.14507 | 0.13617 | 0.13707 | 0.1209 | 0.11226 | 0.1133 | 0.11259 | 0.10734 | 0.11305 | 0.09065 | 0.086347 | 0.077915
CO2EMISSIONS - CO2 Emissions
MEAN |  |  |  | 15056.3506 | 10333.8871 | 9146.9624 | 4954.9134 | 3943.7423 | 2984.6315 | 2996.34 | 3066.4846 | 2784.1771 | 2775.3533 | 2670.8864 | 2562.981 | 2686.8864 | 2493.2029 | 2188.4667 | 2073.6922 | 1834.1143
P5 |  |  |  | 12310.0633 | 8197.9916 | 6112.7579 | 3098.8273 | 2523.1719 | 1746.2766 | 2159.884 | 2084.5268 | 1927.5995 | 1968.502 | 1744.0323 | 1782.6284 | 1854.7252 | 1823.3655 | 1612.7361 | 1529.3956 | 1279.6808
P95 |  |  |  | 17190.1141 | 12539.3555 | 11281.9709 | 6947.779 | 5722.5678 | 4595.877 | 4350.4199 | 4329.9413 | 3838.2604 | 3594.5484 | 3529.6978 | 3582.6908 | 3460.0489 | 3605.1924 | 2886.4065 | 2758.9949 | 2469.8934
FUELCONSUMED - Fuel Consumed
MEAN |  |  |  | 246421.4494 | 169130.7224 | 149704.7849 | 81095.1456 | 64545.6999 | 48848.3063 | 49039.9338 | 50187.9634 | 45567.546 | 45423.1315 | 43713.3622 | 41947.3161 | 43975.2276 | 40805.2847 | 35817.7861 | 33939.316 | 30018.2377
P5 |  |  |  | 201474.0317 | 134173.3479 | 100045.1381 | 50717.305 | 41295.7751 | 28580.631 | 35349.9834 | 34116.6419 | 31548.2738 | 32217.7082 | 28543.9 | 29175.5876 | 30355.5672 | 29842.3155 | 26395.0269 | 25031.0245 | 20944.0388
P95 |  |  |  | 281343.9294 | 205226.7674 | 184647.6422 | 113711.6042 | 93659.0478 | 75218.9356 | 71201.6349 | 70866.47 | 62819.3184 | 58830.5796 | 57769.1951 | 58636.511 | 56629.2791 | 59004.7859 | 47240.695 | 45155.3993 | 40423.7877
FUELCOST - Fuel Cost
MEAN |  |  |  | 362035.8112 | 271162.6446 | 253925.9929 | 151191.0828 | 124507.8951 | 99450.9657 | 99534.1704 | 105077.6063 | 97359.2688 | 98444.5179 | 98214.4445 | 95580.3204 | 101831.004 | 96303.9258 | 88727.0838 | 85647.0586 | 78953.724
P5 |  |  |  | 211826.2283 | 155422.9695 | 124313.9861 | 62394.4698 | 58347.6021 | 42080.2374 | 55097.0404 | 55009.4629 | 51230.5298 | 55746.7863 | 48653.6655 | 49242.1501 | 51700.4046 | 55218.8166 | 51099.4013 | 51159.1518 | 43781.3079
P95 |  |  |  | 520122.1029 | 424497.6263 | 369308.3011 | 252127.3458 | 250132.3095 | 207515.1254 | 177316.8868 | 187010.6971 | 163556.6463 | 152934.4704 | 172215.9963 | 157838.5649 | 160856.683 | 159710.259 | 138725.9941 | 128602.8786 | 126209.2748
NETPOS - Net Position (MWh)
MEAN |  |  |  | 28615.391 | 19724.072 | 17428.5823 | 9526.8214 | 7577.2051 | 5730.3109 | 5748.8924 | 5879.2898 | 5333.6856 | 5366.4605 | 5160.8517 | 4948.2609 | 5183.7739 | 4806.7722 | 4216.3046 | 3992.3494 | 3528.5567
P5 |  |  |  | 23338.2214 | 15607.4496 | 11646.9408 | 5958.33 | 4848.06 | 3352.96 | 4144.195 | 3996.6754 | 3692.88 | 3806.44 | 3370 | 3441.735 | 3578.4 | 3515.41 | 3107.125 | 2944.48 | 2461.8543
P95 |  |  |  | 32621.5796 | 23968.815 | 21515.1864 | 13357.945 | 10994.5415 | 8823.15 | 8346.39 | 8301.0399 | 7352.5 | 6950.27 | 6820.03 | 6917.13 | 6675.3106 | 6950.1845 | 5561 | 5311.775 | 4751.01
NETREVENUE - Net Revenue $
MEAN |  |  |  | 12243.088 | 52083.6233 | 33700.5296 | 67635.8322 | 56839.0211 | 43240.2004 | 50201.2169 | 51864.0293 | 50495.63 | 52764.4007 | 51713.1759 | 51658.1084 | 55455.9381 | 50565.7983 | 44115.6047 | 42813.3237 | 37308.838
P5 |  |  |  | -73249.033 | -40597.5658 | -15180.5654 | 26065.8408 | 27454.6537 | 18791.1769 | 27770.8582 | 26197.3633 | 26682.7273 | 28199.7166 | 27837.1383 | 27497.9583 | 31921.661 | 30611.6113 | 25100.9277 | 24572.7065 | 18849.583
P95 |  |  |  | 91201.1251 | 144678.093 | 99342.1253 | 118375.8234 | 105079.3668 | 85271.1471 | 80349.9599 | 95385.7466 | 76435.5105 | 78084.7294 | 80683.4977 | 84692.9726 | 82268.0515 | 82201.8001 | 67433.4372 | 62758.5908 | 55575.4341
STARTS - Number Starts
MEAN |  |  |  | 112.63 | 128.57 | 125.44 | 114.86 | 97.13 | 81.82 | 81.14 | 85.94 | 79.07 | 79.27 | 78.13 | 74.91 | 74.59 | 74.2 | 66.9 | 64.24 | 58.99
P5 |  |  |  | 94 | 103 | 101 | 95 | 71 | 56 | 63 | 62.5 | 59 | 63 | 58 | 55 | 51 | 59 | 46 | 50.5 | 43.5
P95 |  |  |  | 128.5 | 147 | 150.5 | 137.5 | 121.5 | 105 | 102 | 114 | 99 | 98.5 | 102 | 101 | 97 | 95.5 | 85 | 81 | 75
VOMCOSTS - VOM Costs
MEAN |  |  |  | 19172.312 | 13412.369 | 12200.0076 | 6764.0432 | 5455.5877 | 4240.4301 | 4311.6693 | 4527.0532 | 4160.2748 | 4293.1684 | 4231.8984 | 4107.0565 | 4406.2078 | 4181.8918 | 3710.348 | 3593.1144 | 3246.2722
P5 |  |  |  | 15636.6084 | 10613.0657 | 8152.8586 | 4230.4143 | 3490.6032 | 2481.1904 | 3108.1462 | 3077.4401 | 2880.4464 | 3045.152 | 2763.4 | 2856.64 | 3041.64 | 3058.4067 | 2734.27 | 2650.032 | 2264.906
P95 |  |  |  | 21856.4584 | 16298.7942 | 15060.6305 | 9484.141 | 7916.0699 | 6529.131 | 6259.7925 | 6391.8007 | 5734.95 | 5560.216 | 5592.4246 | 5741.2179 | 5674.014 | 6046.6605 | 4893.68 | 4780.5975 | 4370.9292
15597: New 2022JAN DGGS Build-out 18V50DF_NG_A Cumulative #1
CAPACITYFACTOR - Net Generation Capacity Factor
MEAN |  |  |  | 0.23726 | 0.17531 | 0.15635 | 0.13505 | 0.10969 | 0.083603 | 0.084059 | 0.084314 | 0.078383 | 0.07663 | 0.07496 | 0.071674 | 0.073993 | 0.068878 | 0.060578 | 0.059958 | 0.052709
P5 |  |  |  | 0.14699 | 0.091985 | 0.10298 | 0.077228 | 0.069806 | 0.048456 | 0.061274 | 0.057559 | 0.054341 | 0.055793 | 0.052482 | 0.049413 | 0.052623 | 0.049974 | 0.044696 | 0.043765 | 0.037278
P95 |  |  |  | 0.31908 | 0.26498 | 0.20056 | 0.19001 | 0.16201 | 0.13006 | 0.11895 | 0.11832 | 0.10382 | 0.10014 | 0.097644 | 0.10003 | 0.091109 | 0.097881 | 0.078001 | 0.076549 | 0.069594
CO2EMISSIONS - CO2 Emissions
MEAN |  |  |  | 23097.3563 | 17077.6953 | 15383.2214 | 12982.4996 | 10549.2689 | 8007.4709 | 8176.1881 | 8076.6901 | 7509.2969 | 7347.3273 | 7179.6891 | 6808.1308 | 7098.3958 | 6584.7777 | 5757.4172 | 5787.4902 | 5071.73
P5 |  |  |  | 14313.1336 | 8959.1687 | 10049.7474 | 7380.8075 | 6715.1974 | 4667.9445 | 5973.4146 | 5521.0537 | 5198.393 | 5362.4547 | 5024.8336 | 4682.9273 | 5056.3224 | 4765.3404 | 4243.1709 | 4209.9133 | 3564.0789
P95 |  |  |  | 31026.9946 | 25820.283 | 19930.3508 | 18346.8088 | 15609.5004 | 12442.7669 | 11615.8446 | 11326.3529 | 10024.9968 | 9575.3607 | 9355.3875 | 9465.9499 | 8771.1562 | 9374.44 | 7410.7104 | 7407.8704 | 6713.3843
FUELCONSUMED - Fuel Consumed
MEAN |  |  |  | 378025.4721 | 279504.0144 | 251771.2175 | 212479.5356 | 172655.7929 | 131055.1709 | 133816.4987 | 132188.054 | 122901.7504 | 120250.8554 | 117507.187 | 111426.0354 | 116176.6905 | 107770.5024 | 94229.4133 | 94721.6076 | 83007.0379
P5 |  |  |  | 234257.5056 | 146631.2389 | 164480.318 | 120798.8134 | 109905.0319 | 76398.4368 | 97764.5592 | 90360.9445 | 85080.0818 | 87765.2164 | 82239.5017 | 76643.6552 | 82754.8678 | 77992.4772 | 69446.3324 | 68902.0182 | 58331.8964
P95 |  |  |  | 507806.786 | 422590.5557 | 326192.321 | 300275.1027 | 255474.6388 | 203645.939 | 190112.0235 | 185374.0239 | 164075.2345 | 156716.2151 | 153115.9979 | 154925.5302 | 143554.1116 | 153427.824 | 121288.2234 | 121241.7407 | 109875.3571
FUELCOST - Fuel Cost
MEAN |  |  |  | 591263.4335 | 480238.0415 | 427922.2466 | 398012.2117 | 332998.1503 | 267138.8477 | 271304.2273 | 276454.141 | 261786.8937 | 260596.6249 | 263396.0693 | 253705.6362 | 268564.8974 | 253888.0721 | 233020.2213 | 238422.3277 | 217373.6114
P5 |  |  |  | 248330.1238 | 181508.8522 | 206532.264 | 156082.7449 | 152138.3738 | 110427.7152 | 152685.0804 | 142443.2593 | 142108.927 | 149546.6328 | 136211.5561 | 131391.3858 | 142949.8106 | 149098.3503 | 137615.1295 | 143154.0091 | 117594.6471
P95 |  |  |  | 1022022.3805 | 890963.9545 | 629048.1997 | 669699.6779 | 684901.7165 | 556297.3658 | 479477.6323 | 498501.5185 | 414107.907 | 407817.8676 | 449419.4647 | 418277.2381 | 403878.0404 | 421011.289 | 357927.1458 | 365305.8833 | 342982.8664
NETPOS - Net Position (MWh)
MEAN |  |  |  | 44234.9125 | 32774.1037 | 29166.3313 | 24997.6841 | 20298.6453 | 15401.2937 | 15714.8561 | 15511.3446 | 14410.5102 | 14089.1175 | 13757.2698 | 13036.6373 | 13582.4387 | 12592.7947 | 11002.5184 | 11163.1907 | 9775.6376
P5 |  |  |  | 27404.1612 | 17197.955 | 19246.2774 | 14216.8559 | 12925.419 | 8979.6 | 11482.8 | 10604.5 | 9973.4 | 10285.0181 | 9629.2506 | 8969.0223 | 9677.8 | 9113.4 | 8109.1 | 8120.45 | 6869.85
P95 |  |  |  | 59386.5081 | 49543.7478 | 37463.0057 | 35324.6745 | 30035.26 | 23922.6896 | 22318.5367 | 21751.1105 | 19232.7122 | 18363.151 | 17927.4542 | 18124.2782 | 16779.4574 | 17928 | 14161.7676 | 14288.95 | 12939.3755
NETREVENUE - Net Revenue $
MEAN |  |  |  | 274218.4211 | 259696.3402 | 199088.2495 | 212312.0095 | 177254.804 | 137030.1551 | 157733.9268 | 161629.5959 | 156018.8177 | 154721.6897 | 153201.7819 | 149742.1981 | 162947.3657 | 147514.8208 | 128607.919 | 131461.3892 | 115074.9194
P5 |  |  |  | 64716.5427 | 86508.0531 | 109190.794 | 88023.3913 | 91325.565 | 62937.9822 | 90848.8036 | 86851.4324 | 83345.2735 | 82482.0402 | 83477.7803 | 77886.1127 | 92698.1414 | 88548.1825 | 73074.2416 | 77659.189 | 58787.6337
P95 |  |  |  | 517068.9809 | 496717.4993 | 285552.9989 | 361719.6727 | 323090.7574 | 267450.6538 | 255889.7548 | 292054.0931 | 236260.8944 | 223603.4879 | 241707.309 | 245147.8736 | 238042.2733 | 245678.3918 | 194468.0928 | 196971.1425 | 173871.0381
STARTS - Number Starts
MEAN |  |  |  | 421.87 | 330.51 | 348.19 | 304.7 | 260.09 | 222.02 | 220.46 | 233.38 | 216.64 | 215.38 | 213.17 | 202.96 | 199.19 | 200.23 | 179.93 | 180.33 | 165.22
P5 |  |  |  | 337.5 | 225 | 252 | 236 | 170.5 | 151.5 | 171 | 166.5 | 160.5 | 170.5 | 151.5 | 143.5 | 137 | 148.5 | 127.5 | 144.5 | 116.5
P95 |  |  |  | 490.5 | 425.5 | 434.5 | 379 | 336.5 | 294 | 274.5 | 320 | 278.5 | 267 | 271 | 267 | 258.5 | 261 | 225.5 | 227.5 | 214
VOMCOSTS - VOM Costs
MEAN |  |  |  | 29637.3914 | 22286.3905 | 23916.3916 | 20998.0546 | 17253.8485 | 13399.1256 | 13986.2219 | 14115.3236 | 13257.6694 | 13243.7704 | 13206.979 | 12775.9045 | 13582.4387 | 12844.6506 | 11442.6191 | 11832.9821 | 10557.6886
P5 |  |  |  | 18360.788 | 11694.6094 | 15781.9474 | 11942.1589 | 10986.6062 | 7812.252 | 10219.692 | 9650.095 | 9175.528 | 9667.917 | 9244.0806 | 8789.6418 | 9677.8 | 9295.668 | 8433.464 | 8607.677 | 7419.438
P95 |  |  |  | 39788.9604 | 33689.7485 | 30719.6647 | 29672.7266 | 25529.971 | 20812.74 | 19863.4977 | 19793.5106 | 17694.0952 | 17261.3619 | 17210.3561 | 17761.7926 | 16779.4574 | 18286.56 | 14728.2383 | 15146.287 | 13974.5256
15597: New 2023JAN 18V50DF_NG_B #1
CAPACITYFACTOR - Net Generation Capacity Factor
MEAN |  |  |  |  | 0.31537 | 0.30055 | 0.15976 | 0.12549 | 0.095778 | 0.094115 | 0.09768 | 0.088278 | 0.087722 | 0.085764 | 0.080958 | 0.08487 | 0.078486 | 0.068874 | 0.065764 | 0.057876
P5 |  |  |  |  | 0.25545 | 0.22079 | 0.10076 | 0.080181 | 0.057516 | 0.069158 | 0.066724 | 0.061297 | 0.063258 | 0.059004 | 0.056565 | 0.060531 | 0.058007 | 0.049781 | 0.047745 | 0.04052
P95 |  |  |  |  | 0.38261 | 0.37133 | 0.21924 | 0.18569 | 0.15604 | 0.13078 | 0.13668 | 0.12305 | 0.1133 | 0.11077 | 0.11253 | 0.10467 | 0.11081 | 0.088645 | 0.087072 | 0.077401
CO2EMISSIONS - CO2 Emissions
MEAN |  |  |  |  | 10155.1629 | 9685.3613 | 5071.8299 | 3981.5521 | 3026.1552 | 3012.9069 | 3093.8913 | 2790.335 | 2803.5745 | 2697.7329 | 2571.1402 | 2716.6225 | 2500.3205 | 2197.2282 | 2092.3054 | 1827.2792
P5 |  |  |  |  | 8314.1786 | 7080.599 | 3181.2891 | 2527.5072 | 1828.6072 | 2229.1388 | 2106.8857 | 1918.9556 | 2029.9631 | 1835.594 | 1786.9869 | 1941.8015 | 1848.4309 | 1591.0012 | 1516.361 | 1271.6621
P95 |  |  |  |  | 12182.143 | 11945.6146 | 6922.8256 | 5875.0538 | 4912.5509 | 4177.2829 | 4328.5906 | 3879.4937 | 3644.5657 | 3514.2251 | 3589.4038 | 3359.4975 | 3542.29 | 2821.2015 | 2774.3765 | 2443.501
FUELCONSUMED - Fuel Consumed
MEAN |  |  |  |  | 166205.6128 | 158516.5514 | 83008.6726 | 65164.5182 | 49527.9081 | 49311.078 | 50636.5186 | 45668.331 | 45885.0171 | 44152.748 | 42080.8552 | 44461.9068 | 40921.775 | 35961.181 | 34243.9512 | 29906.3702
P5 |  |  |  |  | 136074.9368 | 115885.4169 | 52066.9251 | 41366.73 | 29928.105 | 36483.4497 | 34482.5804 | 31406.8018 | 33223.618 | 30042.4548 | 29246.9215 | 31780.7112 | 30252.5515 | 26039.2988 | 24817.6919 | 20812.8008
P95 |  |  |  |  | 199380.4095 | 195509.2398 | 113303.2013 | 96154.7268 | 80401.8155 | 68367.9689 | 70844.3639 | 63494.1682 | 59649.1936 | 57515.9585 | 58746.379 | 54983.5931 | 57975.2859 | 46173.5106 | 45407.1439 | 39991.8323
FUELCOST - Fuel Cost
MEAN |  |  |  |  | 265451.578 | 267884.3369 | 154162.6924 | 125640.4232 | 100684.7426 | 100060.6995 | 105901.5448 | 97418.7425 | 99358.2736 | 98970.9701 | 95773.5275 | 102744.2734 | 96550.7179 | 88925.6456 | 86360.8849 | 78515.502
P5 |  |  |  |  | 163492.9743 | 139659.4472 | 65812.9503 | 59095.1614 | 43702.7747 | 57127.7539 | 55855.3635 | 51343.3397 | 57025.1278 | 50143.1982 | 48100.1088 | 55326.7661 | 55862.2489 | 51648.1501 | 52235.6598 | 41139.8
P95 |  |  |  |  | 418108.0626 | 405247.7909 | 256242.5946 | 256317.3722 | 221276.4892 | 171405.7748 | 184173.3908 | 159415.8042 | 159875.2508 | 171256.6749 | 159432.8741 | 156170.9736 | 157188.3514 | 134459.98 | 132343.9778 | 125040.5677
NETPOS - Net Position (MWh)
MEAN |  |  |  |  | 19389.1923 | 18415.1958 | 9751.5017 | 7649.8549 | 5810.0949 | 5780.5763 | 5931.7992 | 5345.4877 | 5421.0545 | 5212.7623 | 4963.9908 | 5241.119 | 4820.5112 | 4233.1813 | 4028.1527 | 3515.4474
P5 |  |  |  |  | 15866.4015 | 13493.3189 | 6116.885 | 4856.39 | 3511.04 | 4277.075 | 4039.665 | 3676.32 | 3924.46 | 3546.925 | 3450.15 | 3746.4 | 3563.467 | 3065.25 | 2919.385 | 2446.55
P95 |  |  |  |  | 23317.0415 | 22769.1385 | 13310.1996 | 11287.7157 | 9430.37 | 8014.19 | 8299.075 | 7431.09 | 7047.4 | 6790.55 | 6929.68 | 6480.39 | 6829.46 | 5435.375 | 5340.98 | 4701.05
NETREVENUE - Net Revenue $
MEAN |  |  |  |  | 55922.3526 | 19805.2275 | 66625.026 | 56759.2607 | 42683.4019 | 50243.3765 | 51773.0738 | 49957.3652 | 52788.858 | 52196.5863 | 51392.4934 | 55286.573 | 50192.5163 | 43829.7236 | 42814.1589 | 36964.6213
P5 |  |  |  |  | -37152.4922 | -26011.7817 | 24714.7781 | 27285.5628 | 18791.1682 | 28566.6421 | 26011.778 | 26136.7755 | 27090.178 | 29234.4179 | 27525.2072 | 30064.5173 | 30118.4408 | 24045.3522 | 25288.0141 | 19740.5516
P95 |  |  |  |  | 149571.8755 | 86633.1444 | 117181.2227 | 105356.7369 | 85055.5525 | 81456.8823 | 96037.7607 | 75492.7549 | 79567.972 | 80255.0608 | 84042.9271 | 82616.1424 | 81228.627 | 67771.8012 | 61239.5016 | 55671.291
STARTS - Number Starts
MEAN |  |  |  |  | 130.02 | 124.04 | 116.84 | 98.16 | 82.93 | 81.13 | 87.14 | 79.28 | 80.34 | 78.64 | 75.12 | 74.73 | 74.58 | 67.55 | 64.72 | 59.37
P5 |  |  |  |  | 110 | 100 | 97.5 | 71 | 59 | 60 | 65 | 59.5 | 58.5 | 59.5 | 53 | 54 | 56 | 48.5 | 50.5 | 44
P95 |  |  |  |  | 154 | 149.5 | 138.5 | 122 | 104.5 | 100 | 116 | 102 | 101.5 | 99 | 100 | 94 | 93 | 83 | 83.5 | 75
VOMCOSTS - VOM Costs
MEAN |  |  |  |  | 13184.6508 | 12890.6371 | 6923.5662 | 5507.8956 | 4299.4702 | 4335.4323 | 4567.4854 | 4169.4804 | 4336.8436 | 4274.4651 | 4120.1124 | 4454.9512 | 4193.8448 | 3725.1995 | 3625.3374 | 3234.2116
P5 |  |  |  |  | 10789.153 | 9445.3232 | 4342.9883 | 3496.6008 | 2598.1696 | 3207.8063 | 3110.5421 | 2867.5296 | 3139.568 | 2908.4785 | 2863.6245 | 3184.44 | 3100.2163 | 2697.42 | 2627.4465 | 2250.826
P95 |  |  |  |  | 15855.5882 | 15938.3969 | 9450.2417 | 8127.1553 | 6978.4738 | 6010.6425 | 6390.2878 | 5796.2502 | 5637.92 | 5568.251 | 5751.6344 | 5508.3315 | 5941.6302 | 4783.13 | 4806.882 | 4324.966
15597: New 2023JAN 18V50DF_NG_B #10
CAPACITYFACTOR - Net Generation Capacity Factor
MEAN |  |  |  |  | 0.30456 | 0.24781 | 0.19476 | 0.15848 | 0.12673 | 0.1213 | 0.13033 | 0.11608 | 0.11429 | 0.11134 | 0.1053 | 0.10555 | 0.10344 | 0.092775 | 0.091158 | 0.081212
P5 |  |  |  |  | 0.2139 | 0.1812 | 0.14861 | 0.11891 | 0.087143 | 0.095665 | 0.10329 | 0.09031 | 0.089879 | 0.086053 | 0.078263 | 0.080197 | 0.083104 | 0.075241 | 0.076456 | 0.063909
P95 |  |  |  |  | 0.38448 | 0.30485 | 0.24626 | 0.21385 | 0.17792 | 0.1487 | 0.1573 | 0.14071 | 0.14324 | 0.13529 | 0.13048 | 0.12184 | 0.12806 | 0.11051 | 0.10924 | 0.097112
CO2EMISSIONS - CO2 Emissions
MEAN |  |  |  |  | 9789.3161 | 7931.573 | 6185.5111 | 5026.984 | 4004.2965 | 3885.6446 | 4124.9446 | 3670.634 | 3653.3083 | 3500.1657 | 3345.5876 | 3373.8578 | 3293.2301 | 2957.6771 | 2898.0027 | 2569.2143
P5 |  |  |  |  | 6824.5651 | 5806.4058 | 4711.1543 | 3778.4516 | 2739.1712 | 3055.8679 | 3300.9318 | 2887.0773 | 2876.3698 | 2690.1698 | 2475.6306 | 2542.4092 | 2648.5861 | 2381.8013 | 2428.7845 | 2022.507
P95 |  |  |  |  | 12322.2608 | 9790.9186 | 7859.9108 | 6774.9955 | 5654.2287 | 4787.2378 | 4977.6221 | 4497.1542 | 4544.7679 | 4255.7897 | 4114.4284 | 3920.7868 | 4073.1983 | 3519.4277 | 3475.8991 | 3062.1473
FUELCONSUMED - Fuel Consumed
MEAN |  |  |  |  | 160217.9392 | 129812.979 | 101235.8612 | 82274.6973 | 65536.7671 | 63594.8386 | 67511.3683 | 60075.8436 | 59792.2802 | 57285.854 | 54755.9347 | 55218.6224 | 53899.0202 | 48407.1546 | 47430.4859 | 42049.3347
P5 |  |  |  |  | 111695.0102 | 95031.1909 | 77105.6343 | 61840.4513 | 44830.9526 | 50014.2049 | 54025.0696 | 47251.6747 | 47076.4294 | 44028.9658 | 40517.6864 | 41610.6249 | 43348.3819 | 38982.0174 | 39750.9735 | 33101.5877
P95 |  |  |  |  | 201673.6621 | 160244.167 | 128640.111 | 110883.7231 | 92540.5673 | 78350.8649 | 81466.8094 | 73603.1777 | 74382.4535 | 69652.8596 | 67339.2535 | 64169.9964 | 66664.4566 | 57601.1074 | 56888.692 | 50116.9763
FUELCOST - Fuel Cost
MEAN |  |  |  |  | 260502.4403 | 220734.6455 | 183444.7167 | 154292.0833 | 128770.823 | 125506.228 | 137216.1394 | 125085.8063 | 126915.4717 | 125264.183 | 121813.9096 | 125193.3428 | 124286.6211 | 116678.2156 | 116624.3367 | 107139.5969
P5 |  |  |  |  | 134589.7588 | 121371.6576 | 96387.048 | 91642.9267 | 65991.2226 | 78902.9189 | 86625.6957 | 79706.5872 | 81010.264 | 71200.7234 | 68074.1256 | 77020.4904 | 80908.8183 | 75708.2539 | 84455.3169 | 70047.0967
P95 |  |  |  |  | 412471.856 | 334604.6409 | 287580.3669 | 283713.1529 | 252592.0226 | 198679.9721 | 217583.4118 | 185183.9334 | 181566.005 | 204371.6216 | 189054.3111 | 179977.1764 | 180020.2404 | 163885.6282 | 158986.0336 | 144741.0112
NETPOS - Net Position (MWh)
MEAN |  |  |  |  | 18732.3918 | 15186.3986 | 11891.868 | 9657.9173 | 7687.81 | 7454.7139 | 7908.3923 | 7031.7083 | 7063.8888 | 6762.9787 | 6459.0458 | 6509.0545 | 6349.1034 | 5698.111 | 5579.2184 | 4942.756
P5 |  |  |  |  | 13095.9724 | 11040.8465 | 9058.0158 | 7259.5944 | 5258.6188 | 5863.33 | 6329.085 | 5531.04 | 5561.96 | 5198.225 | 4779.72 | 4905.103 | 5106.0892 | 4588.7373 | 4676.035 | 3891.1
P95 |  |  |  |  | 23532.0072 | 18769.6494 | 15112.65 | 13012.9394 | 10852.81 | 9185.33 | 9538.235 | 8613.4174 | 8785.62 | 8222.8 | 7943.76 | 7564.13 | 7853.04 | 6779.36 | 6692 | 5890.855
NETREVENUE - Net Revenue $
MEAN |  |  |  |  | 66881.8245 | 65068.2522 | 56312.0279 | 47566.9557 | 33994.4041 | 41744.474 | 41719.6919 | 41432.6903 | 43843.6812 | 44131.7666 | 43715.0665 | 48596.2554 | 42478.0198 | 35888.0886 | 34844.5727 | 29862.95
P5 |  |  |  |  | 8747.4624 | 553.1834 | 10589.6484 | 13204.0777 | 5276.0025 | 15965.9208 | 14206.436 | 16150.4264 | 17132.1915 | 18223.9143 | 17962.3367 | 21504.99 | 20985.0239 | 15358.3592 | 13143.0889 | 12275.3171
P95 |  |  |  |  | 141497.5234 | 125372.9628 | 108363.9905 | 98781.8213 | 77955.6084 | 76939.6237 | 90242.139 | 71123.5834 | 70856.0644 | 76828.6011 | 79339.6401 | 79785.2625 | 76846.1287 | 62628.1841 | 55325.2315 | 50253.9939
STARTS - Number Starts
MEAN |  |  |  |  | 127.94 | 129.13 | 131.39 | 110.62 | 97.42 | 96.31 | 102.41 | 93.87 | 95.47 | 93.33 | 89.82 | 85.95 | 87.81 | 80.67 | 78.96 | 72.91
P5 |  |  |  |  | 108.5 | 102.5 | 112.5 | 89 | 77 | 78.5 | 81.5 | 76 | 78.5 | 74 | 72 | 64 | 69.5 | 60 | 63 | 56
P95 |  |  |  |  | 151 | 151 | 153 | 130.5 | 115.5 | 113 | 126.5 | 110 | 113.5 | 113.5 | 108.5 | 105.5 | 106 | 95.5 | 95.5 | 91.5
VOMCOSTS - VOM Costs
MEAN |  |  |  |  | 12738.0264 | 10630.479 | 8443.2263 | 6953.7004 | 5688.9794 | 5591.0354 | 6089.4621 | 5484.7325 | 5651.1111 | 5545.6425 | 5361.008 | 5532.6964 | 5523.72 | 5014.3377 | 5021.2966 | 4547.3355
P5 |  |  |  |  | 8905.2612 | 7728.5926 | 6431.1912 | 5226.908 | 3891.3779 | 4397.4975 | 4873.3954 | 4314.2112 | 4449.568 | 4262.5445 | 3967.1676 | 4169.3375 | 4442.2976 | 4038.0888 | 4208.4315 | 3579.812
P95 |  |  |  |  | 16001.7649 | 13138.7545 | 10729.9815 | 9369.3164 | 8031.0794 | 6888.9975 | 7344.441 | 6718.4656 | 7028.496 | 6742.696 | 6593.3208 | 6429.5105 | 6832.1448 | 5965.8368 | 6022.8 | 5419.5866
15597: New 2023JAN 18V50DF_NG_B #11
CAPACITYFACTOR - Net Generation Capacity Factor
MEAN |  |  |  |  | 0.30093 | 0.24382 | 0.19629 | 0.16073 | 0.12933 | 0.12422 | 0.133 | 0.11998 | 0.11741 | 0.11393 | 0.10735 | 0.10774 | 0.1041 | 0.093724 | 0.090624 | 0.08097
P5 |  |  |  |  | 0.22113 | 0.16681 | 0.14612 | 0.12329 | 0.096319 | 0.097243 | 0.10967 | 0.095561 | 0.09363 | 0.090686 | 0.08389 | 0.081039 | 0.080717 | 0.076053 | 0.074169 | 0.06074
P95 |  |  |  |  | 0.38218 | 0.31017 | 0.24748 | 0.21402 | 0.17263 | 0.1538 | 0.16074 | 0.1387 | 0.14248 | 0.14073 | 0.13331 | 0.12514 | 0.12803 | 0.11399 | 0.10944 | 0.095953
CO2EMISSIONS - CO2 Emissions
MEAN |  |  |  |  | 9673.5373 | 7799.9315 | 6233.2147 | 5099.685 | 4084.1059 | 3976.1287 | 4211.1028 | 3796.1372 | 3749.7319 | 3578.9609 | 3405.4701 | 3450.0029 | 3317.5634 | 2986.7128 | 2883.0237 | 2564.9763
P5 |  |  |  |  | 7125.1486 | 5360.2554 | 4660.1288 | 3895.4846 | 3057.6365 | 3086.1669 | 3469.6557 | 3016.3922 | 2989.8533 | 2854.9338 | 2665.9854 | 2599.2275 | 2558.8041 | 2416.9307 | 2367.9562 | 1931.364
P95 |  |  |  |  | 12317.5609 | 9965.655 | 7892.3764 | 6801.5834 | 5437.569 | 4926.1004 | 5032.4748 | 4424.0622 | 4511.1951 | 4457.0553 | 4236.774 | 3979.3868 | 4094.9568 | 3640.7882 | 3484.5888 | 3023.3652
FUELCONSUMED - Fuel Consumed
MEAN |  |  |  |  | 158323.0334 | 127658.4527 | 102016.6076 | 83464.5661 | 66842.9766 | 65075.7553 | 68921.4853 | 62129.9045 | 61370.4073 | 58575.464 | 55736.0078 | 56464.8593 | 54297.2731 | 48882.3698 | 47185.3299 | 41979.9721
P5 |  |  |  |  | 116614.5434 | 87729.2213 | 76270.5205 | 63755.8858 | 50043.1508 | 50510.0964 | 56786.5082 | 49368.1218 | 48933.7696 | 46725.5946 | 43633.1488 | 42540.5484 | 41878.9535 | 39556.9675 | 38755.4214 | 31609.8852
P95 |  |  |  |  | 201596.7418 | 163104.0106 | 129171.4624 | 111318.8767 | 88994.5833 | 80623.5743 | 82364.5624 | 72406.9092 | 73832.9803 | 72946.8953 | 69341.6371 | 65129.0808 | 67020.5701 | 59587.3689 | 57030.9137 | 49482.246
FUELCOST - Fuel Cost
MEAN |  |  |  |  | 257238.0607 | 218063.7649 | 185139.4555 | 156119.7493 | 130770.9478 | 128238.5044 | 139769.533 | 128853.2986 | 130045.2851 | 127933.2657 | 123685.6923 | 128027.1248 | 125310.4183 | 117822.6361 | 116754.7726 | 107376.4105
P5 |  |  |  |  | 138586.2395 | 108286.6782 | 96868.2374 | 92544.3358 | 72095.6396 | 81794.4643 | 91094.4421 | 85831.4877 | 83466.0609 | 75567.134 | 78110.7077 | 78569.8628 | 81934.4684 | 78749.4029 | 80471.847 | 66267.588
P95 |  |  |  |  | 418272.7678 | 343275.7753 | 285856.2693 | 290889.1753 | 239986.4096 | 196489.5097 | 219509.3776 | 187198.7848 | 180027.0392 | 207318.1879 | 187565.5765 | 177281.8504 | 182074.8427 | 167724.6906 | 159834.2672 | 149023.3799
NETPOS - Net Position (MWh)
MEAN |  |  |  |  | 18505.3641 | 14945.6453 | 11982.8275 | 9797.5243 | 7840.8541 | 7628.293 | 8073.5459 | 7272.0776 | 7250.2763 | 6915.2301 | 6574.4765 | 6655.9416 | 6395.991 | 5754.0515 | 5550.4088 | 4934.587
P5 |  |  |  |  | 13666.9962 | 10257.4603 | 8959.2544 | 7484.435 | 5870.5101 | 5921.465 | 6652.59 | 5778.6993 | 5781.4 | 5516.2425 | 5146.828 | 5014.8 | 4933.32 | 4656.5 | 4558.925 | 3715.75
P95 |  |  |  |  | 23501.6661 | 19124.7491 | 15169.4597 | 13067.685 | 10436.81 | 9450.955 | 9646.65 | 8474.37 | 8721.8661 | 8609.915 | 8179.1523 | 7677.6 | 7894.99 | 7013.995 | 6708.73 | 5816.2845
NETREVENUE - Net Revenue $
MEAN |  |  |  |  | 66517.0392 | 68098.1117 | 55132.0868 | 46904.2074 | 33005.396 | 41008.1389 | 40800.4094 | 40289.1482 | 42995.5193 | 43280.0658 | 42657.149 | 47719.884 | 42066.6452 | 35742.6312 | 35067.6304 | 29956.4175
P5 |  |  |  |  | -1159.5888 | 13964.2914 | 10814.8485 | 13412.7986 | 4093.7473 | 17344.4614 | 12043.5956 | 12184.4055 | 16407.6453 | 17270.0123 | 17661.7903 | 22665.0509 | 18992.7411 | 14397.6208 | 14935.9148 | 11534.1327
P95 |  |  |  |  | 154230.0937 | 123301.4876 | 110660.3538 | 95202.2939 | 77373.4706 | 74123.424 | 88496.3053 | 68998.1103 | 71811.1427 | 75204.7192 | 79307.1492 | 77373.7956 | 78375.2752 | 60834.5573 | 56771.4361 | 52204.7578
STARTS - Number Starts
MEAN |  |  |  |  | 128.15 | 129.62 | 131.44 | 113.4 | 98.98 | 97.11 | 104.01 | 94.99 | 96.23 | 92.95 | 90.03 | 88.15 | 88.07 | 81.95 | 78.77 | 73.39
P5 |  |  |  |  | 105 | 100.5 | 112.5 | 92 | 81.5 | 78 | 85.5 | 76.5 | 79.5 | 73 | 72 | 65.5 | 73 | 63 | 60.5 | 58
P95 |  |  |  |  | 148 | 155 | 151.5 | 132.5 | 118.5 | 114.5 | 127.5 | 113 | 117 | 111.5 | 110 | 107.5 | 103 | 97 | 97.5 | 90
VOMCOSTS - VOM Costs
MEAN |  |  |  |  | 12583.6476 | 10461.9517 | 8507.8075 | 7054.2175 | 5802.232 | 5721.2197 | 6216.6303 | 5672.2206 | 5800.2211 | 5670.4887 | 5456.8155 | 5657.5504 | 5564.5121 | 5063.5653 | 4995.368 | 4539.8201
P5 |  |  |  |  | 9293.5574 | 7180.2222 | 6361.0706 | 5388.7932 | 4344.1775 | 4441.0988 | 5122.4943 | 4507.3855 | 4625.12 | 4523.3189 | 4271.8672 | 4262.58 | 4291.9884 | 4097.72 | 4103.0325 | 3418.49
P95 |  |  |  |  | 15981.133 | 13387.3244 | 10770.3164 | 9408.7332 | 7723.2394 | 7088.2162 | 7427.9205 | 6610.0086 | 6977.4929 | 7060.1303 | 6788.6964 | 6525.96 | 6868.6413 | 6172.3156 | 6037.857 | 5350.9817
15597: New 2023JAN 18V50DF_NG_B #2
CAPACITYFACTOR - Net Generation Capacity Factor
MEAN |  |  |  |  | 0.32366 | 0.30465 | 0.16633 | 0.12829 | 0.099228 | 0.096178 | 0.099667 | 0.089546 | 0.088374 | 0.086846 | 0.081893 | 0.085463 | 0.079332 | 0.069444 | 0.066738 | 0.059088
P5 |  |  |  |  | 0.27149 | 0.22843 | 0.10973 | 0.078356 | 0.056946 | 0.069063 | 0.068947 | 0.062961 | 0.063389 | 0.059608 | 0.058041 | 0.060906 | 0.05894 | 0.052212 | 0.047802 | 0.039895
P95 |  |  |  |  | 0.38469 | 0.37195 | 0.22283 | 0.19142 | 0.15202 | 0.13744 | 0.13819 | 0.12231 | 0.11369 | 0.11206 | 0.11448 | 0.10701 | 0.11038 | 0.092232 | 0.087572 | 0.078683
CO2EMISSIONS - CO2 Emissions
MEAN |  |  |  |  | 10446.9669 | 9828.3423 | 5282.7821 | 4063.13 | 3133.2584 | 3082.4768 | 3157.7733 | 2833.0634 | 2821.5157 | 2728.913 | 2600.7548 | 2734.622 | 2526.8946 | 2215.4956 | 2122.0668 | 1869.3306
P5 |  |  |  |  | 8769.4444 | 7405.9378 | 3446.0349 | 2479.8184 | 1802.6081 | 2194.5114 | 2202.0633 | 1979.4632 | 2016.5142 | 1870.4746 | 1834.9305 | 1941.8015 | 1871.2343 | 1669.2471 | 1512.0161 | 1267.322
P95 |  |  |  |  | 12426.0213 | 11992.9048 | 7037.6371 | 6033.1616 | 4780.6373 | 4417.687 | 4361.4384 | 3870.5006 | 3631.4715 | 3520.9407 | 3617.5589 | 3442.22 | 3485.7178 | 2965.0078 | 2796.1009 | 2495.5827
FUELCONSUMED - Fuel Consumed
MEAN |  |  |  |  | 170981.4548 | 160856.6656 | 86461.245 | 66499.6719 | 51280.8253 | 50449.7018 | 51682.0501 | 46367.65 | 46178.6537 | 44663.0606 | 42565.5444 | 44756.4974 | 41356.7037 | 36260.1577 | 34731.0435 | 30594.6089
P5 |  |  |  |  | 143526.0954 | 121210.1114 | 56399.9162 | 40586.2257 | 29502.5869 | 35916.7165 | 36040.3151 | 32397.1063 | 33003.5059 | 30613.3328 | 30031.5951 | 31780.7112 | 30625.7653 | 27319.92 | 24746.581 | 20741.7674
P95 |  |  |  |  | 203371.8712 | 196283.221 | 115182.2772 | 98742.4156 | 78242.8359 | 72302.5687 | 71381.9709 | 63346.9812 | 59434.8851 | 57625.8699 | 59207.1827 | 56337.4799 | 57049.3907 | 48527.1322 | 45762.6983 | 40844.2337
FUELCOST - Fuel Cost
MEAN |  |  |  |  | 270941.5826 | 271257.9618 | 159577.7906 | 127911.9594 | 103986.2427 | 102184.2083 | 107941.7106 | 98927.4222 | 100114.134 | 100033.7669 | 96941.395 | 103456.262 | 97565.5981 | 89815.1387 | 87696.8977 | 80496.2745
P5 |  |  |  |  | 171192.766 | 157401.558 | 71827.1079 | 58508.9188 | 43852.278 | 57133.8872 | 56915.1474 | 51902.2645 | 55435.6341 | 51455.532 | 50273.6136 | 55131.2662 | 58618.5964 | 52959.6972 | 52979.3935 | 42480.5694
P95 |  |  |  |  | 411716.2046 | 397346.4644 | 260145.1293 | 264420.2875 | 213551.6642 | 176271.4452 | 188035.7672 | 160648.4443 | 162081.5234 | 166464.9602 | 158549.59 | 159338.1294 | 158060.4167 | 146732.5896 | 132616.6236 | 127839.0236
NETPOS - Net Position (MWh)
MEAN |  |  |  |  | 19925.561 | 18676.7493 | 10157.0973 | 7806.6489 | 6015.719 | 5914.0202 | 6054.3084 | 5427.2623 | 5455.7006 | 5272.9135 | 5021.216 | 5275.7813 | 4871.6953 | 4268.3071 | 4085.4082 | 3596.2879
P5 |  |  |  |  | 16767.7873 | 14067.3827 | 6625.93 | 4764.76 | 3461.12 | 4210.635 | 4222.155 | 3792.24 | 3899.28 | 3614.325 | 3542.715 | 3746.4 | 3607.7 | 3216 | 2911.02 | 2438.2
P95 |  |  |  |  | 23711.3888 | 22785.55 | 13531.345 | 11590.985 | 9177.5957 | 8475.05 | 8360.8004 | 7414.67 | 7022.08 | 6803.115 | 6984.45 | 6639.99 | 6720.39 | 5711.615 | 5382.805 | 4801.25
NETREVENUE - Net Revenue $
MEAN |  |  |  |  | 50108.2149 | 16404.1105 | 64427.8916 | 56030.7922 | 41922.5555 | 49614.8624 | 50628.9616 | 50032.7583 | 52277.6942 | 52118.9788 | 51069.133 | 54973.1242 | 49811.6933 | 43559.9442 | 42525.3173 | 36975.801
P5 |  |  |  |  | -67777.544 | -34479.7917 | 22226.1185 | 25891.3247 | 17378.6613 | 28244.0025 | 25826.6406 | 26191.3078 | 26957.707 | 28792.0965 | 27362.8184 | 31243.7508 | 30889.6618 | 24199.9269 | 25023.5764 | 19899.0117
P95 |  |  |  |  | 147152.1046 | 82343.3226 | 114415.3875 | 103869.5764 | 83279.4247 | 81630.9982 | 90096.9533 | 76608.151 | 76301.6697 | 81547.1808 | 83033.6726 | 83276.2277 | 82958.4744 | 66163.1389 | 62618.8786 | 56026.3418
STARTS - Number Starts
MEAN |  |  |  |  | 130.18 | 125.5 | 120.21 | 98.81 | 85.13 | 82.52 | 87.16 | 79.45 | 81.03 | 79.35 | 75.72 | 75.77 | 75.07 | 67.31 | 65.47 | 59.51
P5 |  |  |  |  | 107.5 | 99.5 | 101 | 70 | 59.5 | 62.5 | 64.5 | 62 | 61.5 | 59.5 | 51 | 52.5 | 58 | 48 | 52.5 | 43.5
P95 |  |  |  |  | 154 | 150.5 | 147 | 125.5 | 106.5 | 99 | 111.5 | 98.5 | 101.5 | 98.5 | 98.5 | 97 | 92.5 | 83.5 | 83 | 75
VOMCOSTS - VOM Costs
MEAN |  |  |  |  | 13549.3815 | 13073.7245 | 7211.5391 | 5620.7872 | 4451.632 | 4435.5151 | 4661.8175 | 4233.2646 | 4364.5605 | 4323.789 | 4167.6093 | 4484.4141 | 4238.3749 | 3756.1103 | 3676.8674 | 3308.5849
P5 |  |  |  |  | 11402.0954 | 9847.1679 | 4704.4103 | 3430.6272 | 2561.2288 | 3157.9763 | 3251.0593 | 2957.9472 | 3119.424 | 2963.7465 | 2940.4534 | 3184.44 | 3138.699 | 2830.08 | 2619.918 | 2243.144
P95 |  |  |  |  | 16123.7444 | 15949.885 | 9607.255 | 8345.5092 | 6791.4208 | 6356.2875 | 6437.8163 | 5783.4426 | 5617.664 | 5578.5543 | 5797.0935 | 5643.9915 | 5846.7393 | 5026.2212 | 4844.5245 | 4417.15
15597: New 2023JAN 18V50DF_NG_B #3
CAPACITYFACTOR - Net Generation Capacity Factor
MEAN |  |  |  |  | 0.32273 | 0.30995 | 0.17745 | 0.13254 | 0.10616 | 0.10006 | 0.10507 | 0.090522 | 0.08907 | 0.087315 | 0.082212 | 0.086363 | 0.080271 | 0.070443 | 0.067067 | 0.059219
P5 |  |  |  |  | 0.27648 | 0.24601 | 0.11846 | 0.088072 | 0.066714 | 0.072086 | 0.077225 | 0.06203 | 0.065126 | 0.060074 | 0.057234 | 0.060072 | 0.058588 | 0.053991 | 0.047481 | 0.041117
P95 |  |  |  |  | 0.38265 | 0.37824 | 0.2357 | 0.19941 | 0.15413 | 0.13826 | 0.14145 | 0.12463 | 0.11525 | 0.11457 | 0.11378 | 0.1076 | 0.10859 | 0.0895 | 0.086675 | 0.078751
CO2EMISSIONS - CO2 Emissions
MEAN |  |  |  |  | 10398.9271 | 10001.0575 | 5637.2579 | 4206.3448 | 3356.4184 | 3204.2567 | 3323.6679 | 2864.7088 | 2847.6027 | 2746.5822 | 2613.7364 | 2764.2609 | 2557.2374 | 2243.9041 | 2133.2564 | 1876.2724
P5 |  |  |  |  | 8868.7415 | 8000.9223 | 3795.9954 | 2787.628 | 2101.4257 | 2302.722 | 2444.3335 | 1962.1753 | 2090.715 | 1879.1948 | 1821.8549 | 1933.0938 | 1866.8826 | 1717.0641 | 1507.6712 | 1297.703
P95 |  |  |  |  | 12414.664 | 12260.6084 | 7460.6221 | 6305.9375 | 4838.8867 | 4424.3561 | 4486.2812 | 3947.877 | 3705.6221 | 3577.9726 | 3606.8378 | 3446.5738 | 3411.7387 | 2861.0352 | 2757.1967 | 2498.1398
FUELCONSUMED - Fuel Consumed
MEAN |  |  |  |  | 170195.206 | 163683.4293 | 92262.8131 | 68843.6136 | 54933.1973 | 52442.8267 | 54397.1828 | 46885.5784 | 46605.6091 | 44952.2453 | 42778.0092 | 45241.5855 | 41853.3133 | 36725.1075 | 34914.1808 | 30708.2223
P5 |  |  |  |  | 145151.2527 | 130947.9921 | 62127.5844 | 45624.0264 | 34393.2186 | 37687.7578 | 40005.4578 | 32114.1622 | 34217.9206 | 30756.0523 | 29817.5932 | 31638.1968 | 30554.5426 | 28102.5219 | 24675.4702 | 21239.0016
P95 |  |  |  |  | 203185.9896 | 200664.6215 | 122105.1082 | 103206.8324 | 79196.1809 | 72411.7195 | 73425.2241 | 64613.3714 | 60648.4794 | 58559.2903 | 59031.7148 | 56408.7371 | 55838.6046 | 46825.4532 | 45125.9682 | 40886.0855
FUELCOST - Fuel Cost
MEAN |  |  |  |  | 269450.3931 | 275839.5077 | 168762.62 | 131803.2086 | 109992.3578 | 105845.8379 | 113033.0577 | 100088.9327 | 100976.2068 | 100690.0828 | 97310.5186 | 104527.962 | 98649.6947 | 90739.4839 | 88019.0273 | 80687.3141
P5 |  |  |  |  | 181175.7393 | 160050.4155 | 78401.9783 | 65662.6517 | 50626.9383 | 57845.3998 | 65172.6346 | 52135.0816 | 56966.7403 | 51985.5925 | 48625.8504 | 56249.8348 | 58192.0465 | 54163.0575 | 52069.27 | 43469.2624
P95 |  |  |  |  | 415731.6169 | 425282.2104 | 266806.4035 | 258804.6574 | 214401.0422 | 181866.4609 | 194034.2397 | 162296.2075 | 159859.063 | 174493.6208 | 160842.5647 | 159780.0865 | 158978.2537 | 137198.9265 | 129041.9767 | 129864.0234
NETPOS - Net Position (MWh)
MEAN |  |  |  |  | 19833.6594 | 18984.993 | 10838.4216 | 8081.7496 | 6444.132 | 6147.6227 | 6372.1986 | 5487.8038 | 5506.0869 | 5307.049 | 5046.2041 | 5332.9775 | 4930.1917 | 4323.018 | 4106.9643 | 3609.6227
P5 |  |  |  |  | 16919.8384 | 15076.3638 | 7298.527 | 5356.19 | 4034.8293 | 4418.26 | 4686.675 | 3759.12 | 4042.76 | 3631.175 | 3517.47 | 3729.6 | 3599.31 | 3308.125 | 2902.655 | 2496.65
P95 |  |  |  |  | 23719.9387 | 23288.6138 | 14345.055 | 12115.915 | 9288.93 | 8487.44 | 8598.3382 | 7561.9273 | 7163.573 | 6912.495 | 6963.34 | 6648.39 | 6577.76 | 5510.48 | 5307.9577 | 4804.9051
NETREVENUE - Net Revenue $
MEAN |  |  |  |  | 49251.0139 | 9844.8404 | 61645.2846 | 54512.743 | 39863.6487 | 47909.3143 | 49351.758 | 49246.5887 | 52508.5113 | 51630.8554 | 51081.2484 | 54935.0906 | 49793.3956 | 43404.1841 | 42339.6379 | 36986.7002
P5 |  |  |  |  | -57526.1582 | -53472.1855 | 18936.9649 | 24827.168 | 15717.0312 | 26102.913 | 23478.9946 | 25418.6009 | 27947.0443 | 28080.807 | 26828.0213 | 31511.9801 | 30009.765 | 24276.1691 | 24639.2705 | 19367.5418
P95 |  |  |  |  | 146514.5421 | 69942.2762 | 114279.6467 | 101876.6747 | 84051.4254 | 79671.3265 | 93924.8928 | 76155.4441 | 78545.1135 | 79508.3908 | 86009.5405 | 83703.441 | 82276.8763 | 64543.0035 | 62371.208 | 56676.6298
STARTS - Number Starts
MEAN |  |  |  |  | 129.38 | 125.15 | 123.22 | 101.93 | 89 | 84.8 | 90.48 | 80.97 | 81.35 | 79.45 | 76.2 | 75.79 | 75.79 | 67.98 | 66.06 | 59.81
P5 |  |  |  |  | 107.5 | 101 | 105.5 | 77.5 | 68 | 66.5 | 70.5 | 59.5 | 61.5 | 57.5 | 51 | 52.5 | 59 | 48.5 | 51.5 | 43
P95 |  |  |  |  | 152 | 154 | 145.5 | 126 | 108 | 105.5 | 118 | 102 | 103.5 | 97.5 | 101.5 | 96 | 93 | 84 | 82 | 76
VOMCOSTS - VOM Costs
MEAN |  |  |  |  | 13486.8884 | 13289.4951 | 7695.2793 | 5818.8597 | 4768.6577 | 4610.717 | 4906.593 | 4280.4869 | 4404.8695 | 4351.7802 | 4188.3494 | 4533.0309 | 4289.2668 | 3804.2558 | 3696.2679 | 3320.8528
P5 |  |  |  |  | 11505.4901 | 10553.4546 | 5181.9542 | 3856.4568 | 2985.7737 | 3313.695 | 3608.7398 | 2932.1136 | 3234.208 | 2977.5635 | 2919.5001 | 3170.16 | 3131.3997 | 2911.15 | 2612.3895 | 2296.918
P95 |  |  |  |  | 16129.5583 | 16302.0297 | 10184.9891 | 8723.4588 | 6873.8082 | 6365.58 | 6620.7204 | 5898.3033 | 5730.8584 | 5668.2459 | 5779.5722 | 5651.1315 | 5722.6512 | 4849.2224 | 4777.1619 | 4420.5127
15597: New 2023JAN 18V50DF_NG_B #4
CAPACITYFACTOR - Net Generation Capacity Factor
MEAN |  |  |  |  | 0.3129 | 0.32657 | 0.18399 | 0.14064 | 0.11491 | 0.10706 | 0.11386 | 0.093613 | 0.090889 | 0.088047 | 0.083484 | 0.087683 | 0.081548 | 0.070918 | 0.068025 | 0.060217
P5 |  |  |  |  | 0.24591 | 0.26492 | 0.12818 | 0.096332 | 0.074753 | 0.082058 | 0.085574 | 0.065377 | 0.067912 | 0.061176 | 0.058595 | 0.062379 | 0.059616 | 0.051861 | 0.049308 | 0.042653
P95 |  |  |  |  | 0.38558 | 0.39063 | 0.23779 | 0.19661 | 0.16132 | 0.13913 | 0.14512 | 0.12612 | 0.11857 | 0.11402 | 0.1145 | 0.10811 | 0.11888 | 0.094279 | 0.087363 | 0.081684
CO2EMISSIONS - CO2 Emissions
MEAN |  |  |  |  | 10067.58 | 10576.0657 | 5845.3333 | 4464.9911 | 3631.5275 | 3430.4347 | 3602.8288 | 2961.6483 | 2903.1525 | 2766.2756 | 2653.1108 | 2805.4877 | 2599.9911 | 2262.3662 | 2163.9274 | 1903.4681
P5 |  |  |  |  | 7938.3742 | 8476.7076 | 4079.4703 | 3078.0963 | 2365.9231 | 2631.5514 | 2708.235 | 2070.2246 | 2156.1862 | 1940.2359 | 1852.3645 | 1998.401 | 1906.0479 | 1643.1651 | 1559.8097 | 1354.1249
P95 |  |  |  |  | 12425.2421 | 12598.1126 | 7541.785 | 6285.6733 | 5092.5539 | 4464.9467 | 4605.4709 | 3978.899 | 3784.2377 | 3610.4978 | 3617.5589 | 3461.6357 | 3777.2822 | 3017.1718 | 2763.3398 | 2582.7372
FUELCONSUMED - Fuel Consumed
MEAN |  |  |  |  | 164772.176 | 173094.3647 | 95668.3029 | 73076.7774 | 59435.8022 | 56144.5944 | 58966.1021 | 48472.1496 | 47514.7701 | 45274.5597 | 43422.4356 | 45916.329 | 42553.0453 | 37027.2694 | 35416.1608 | 31153.3243
P5 |  |  |  |  | 129924.2909 | 138734.9857 | 66767.1088 | 50378.0074 | 38722.1453 | 43069.5816 | 44324.6311 | 33882.5632 | 35289.463 | 31755.0887 | 30316.9309 | 32707.0548 | 31195.547 | 26893.0462 | 25528.8005 | 22162.4364
P95 |  |  |  |  | 203359.1185 | 206188.4221 | 123433.4694 | 102875.1766 | 83347.8538 | 73076.0503 | 75375.9556 | 65121.0971 | 61935.1507 | 59091.6166 | 59207.1827 | 56655.2496 | 61821.3123 | 49380.8797 | 45226.5101 | 42270.6574
FUELCOST - Fuel Cost
MEAN |  |  |  |  | 264926.4824 | 290655.755 | 174493.2049 | 138582.5839 | 117499.0896 | 111967.2899 | 121084.6675 | 102926.121 | 102762.8733 | 101341.5499 | 98699.1919 | 105905.2415 | 100425.0123 | 91498.4627 | 89280.5284 | 81880.6399
P5 |  |  |  |  | 152729.8542 | 172903.3384 | 84395.2906 | 73424.394 | 56667.8865 | 66839.4326 | 71160.0564 | 55901.6005 | 60689.0773 | 51876.1556 | 51203.6194 | 58039.1387 | 59655.277 | 53444.6378 | 54580.9965 | 44690.3638
P95 |  |  |  |  | 419154.0829 | 433386.8181 | 264445.9974 | 266414.8121 | 224573.5352 | 182727.7376 | 193604.6983 | 167378.8878 | 160201.8094 | 175146.6368 | 162888.4915 | 158765.3991 | 168433.7042 | 141554.3868 | 133759.7815 | 132889.1774
NETPOS - Net Position (MWh)
MEAN |  |  |  |  | 19246.4226 | 20032.012 | 11238.4185 | 8578.5559 | 6972.3284 | 6581.5366 | 6907.5101 | 5673.5986 | 5613.5642 | 5345.0639 | 5122.2034 | 5412.5988 | 5012.6034 | 4358.5396 | 4166.0302 | 3661.9507
P5 |  |  |  |  | 15178.9166 | 16093.5762 | 7843.8 | 5914.3 | 4542.72 | 5049.149 | 5192.67 | 3966.12 | 4169.36 | 3749.125 | 3576.375 | 3855.6 | 3674.82 | 3165.75 | 3003.035 | 2605.2
P95 |  |  |  |  | 23726.4331 | 23899.6048 | 14499.075 | 12076.4079 | 9775.58 | 8566.54 | 8829.955 | 7621.53 | 7317.48 | 6975.755 | 6984.45 | 6677.86 | 7282.52 | 5812.115 | 5320.14 | 4968.11
NETREVENUE - Net Revenue $
MEAN |  |  |  |  | 61421.4458 | -5242.5641 | 60373.2929 | 52223.5717 | 37673.4324 | 45877.023 | 46721.9049 | 48503.3062 | 51404.7389 | 51266.8655 | 50757.3919 | 54420.8644 | 49658.4561 | 43080.4385 | 42042.7054 | 36423.2376
P5 |  |  |  |  | -19506.9762 | -73885.6169 | 17246.2206 | 22505.1065 | 10413.7218 | 22314.5868 | 19470.2727 | 25903.6002 | 27050.2464 | 28387.8744 | 25897.3121 | 28402.7242 | 29492.4832 | 23757.5106 | 24770.6454 | 19805.6167
P95 |  |  |  |  | 149507.8449 | 64183.4168 | 115358.3333 | 103753.3564 | 84359.1452 | 79532.4241 | 92076.3823 | 74018.652 | 75005.4116 | 81256.6333 | 84241.406 | 81233.885 | 83078.0164 | 66140.0054 | 60939.0665 | 55445.2631
STARTS - Number Starts
MEAN |  |  |  |  | 128.38 | 123.45 | 124.84 | 106.7 | 92.9 | 88.48 | 94.87 | 82 | 82.2 | 80.39 | 77.07 | 76.67 | 76.31 | 68.78 | 65.78 | 60.41
P5 |  |  |  |  | 105 | 99 | 107 | 82 | 73 | 68.5 | 76.5 | 62 | 64 | 58 | 55 | 52 | 59.5 | 49.5 | 52.5 | 44
P95 |  |  |  |  | 151 | 151.5 | 147.5 | 128 | 112 | 105 | 117.5 | 103.5 | 101.5 | 100 | 99.5 | 97 | 94.5 | 86 | 82.5 | 79
VOMCOSTS - VOM Costs
MEAN |  |  |  |  | 13087.5673 | 14022.4084 | 7979.2772 | 6176.5603 | 5159.523 | 4936.1524 | 5318.7827 | 4425.4069 | 4490.8514 | 4382.9524 | 4251.4289 | 4600.709 | 4360.965 | 3835.5149 | 3749.4272 | 3368.9946
P5 |  |  |  |  | 10321.6633 | 11265.5033 | 5569.098 | 4258.296 | 3361.6128 | 3786.8618 | 3998.3559 | 3093.5736 | 3335.488 | 3074.2825 | 2968.3913 | 3277.26 | 3197.0934 | 2785.86 | 2702.7315 | 2396.784
P95 |  |  |  |  | 16133.9745 | 16729.7233 | 10294.3432 | 8695.0137 | 7233.9292 | 6424.905 | 6799.0653 | 5944.7934 | 5853.984 | 5720.1191 | 5797.0935 | 5676.181 | 6335.7924 | 5114.6612 | 4788.126 | 4570.6612
15597: New 2023JAN 18V50DF_NG_B #5
CAPACITYFACTOR - Net Generation Capacity Factor
MEAN |  |  |  |  | 0.30797 | 0.32765 | 0.18546 | 0.1506 | 0.12091 | 0.11416 | 0.12152 | 0.099108 | 0.094462 | 0.090955 | 0.085415 | 0.0892 | 0.082747 | 0.073201 | 0.069499 | 0.061478
P5 |  |  |  |  | 0.22948 | 0.27267 | 0.12235 | 0.11144 | 0.086527 | 0.089632 | 0.097759 | 0.070774 | 0.070814 | 0.064303 | 0.058541 | 0.062572 | 0.059701 | 0.053607 | 0.051634 | 0.04271
P95 |  |  |  |  | 0.37506 | 0.39111 | 0.23904 | 0.20097 | 0.16045 | 0.14524 | 0.14913 | 0.13012 | 0.11553 | 0.11989 | 0.11557 | 0.1109 | 0.11402 | 0.093058 | 0.090205 | 0.081178
CO2EMISSIONS - CO2 Emissions
MEAN |  |  |  |  | 9905.1004 | 10612.133 | 5890.3353 | 4779.2931 | 3821.1293 | 3653.9789 | 3846.9741 | 3133.7505 | 3015.0952 | 2861.4659 | 2714.2214 | 2850.0712 | 2637.4808 | 2330.9572 | 2208.6217 | 1945.1078
P5 |  |  |  |  | 7342.3595 | 8921.9341 | 3883.2062 | 3544.3215 | 2729.9112 | 2851.3694 | 3088.9453 | 2256.0694 | 2265.3049 | 2023.0775 | 1865.44 | 1998.401 | 1897.3445 | 1699.6761 | 1646.7072 | 1354.1249
P95 |  |  |  |  | 12100.3087 | 12670.2137 | 7615.2181 | 6432.5694 | 5067.008 | 4665.6622 | 4703.3323 | 4113.2293 | 3670.7542 | 3773.8253 | 3654.7813 | 3546.3587 | 3642.3792 | 2951.6114 | 2854.5821 | 2569.3651
FUELCONSUMED - Fuel Consumed
MEAN |  |  |  |  | 162112.9361 | 173684.6644 | 96404.8332 | 78220.8365 | 62538.9415 | 59803.2559 | 62961.9336 | 51288.8781 | 49346.8939 | 46832.5033 | 44422.6081 | 46646.01 | 43166.625 | 38149.872 | 36147.6551 | 31834.8243
P5 |  |  |  |  | 120169.5502 | 146021.8351 | 63554.9296 | 58008.5357 | 44679.3984 | 46667.2575 | 50555.5697 | 36924.2129 | 37075.367 | 33110.924 | 30530.9327 | 32707.0548 | 31053.1016 | 27817.9394 | 26951.0178 | 22162.4364
P95 |  |  |  |  | 198041.0588 | 207368.4735 | 124635.3213 | 105279.368 | 82929.7542 | 76361.0838 | 76977.6157 | 67319.6292 | 60077.8106 | 61764.7354 | 59816.3884 | 58041.8772 | 59613.4083 | 48307.8794 | 46719.8383 | 42051.8024
FUELCOST - Fuel Cost
MEAN |  |  |  |  | 262423.8377 | 288717.6934 | 175439.7935 | 146976.587 | 122978.6577 | 118331.217 | 128278.4335 | 108141.8568 | 106240.8859 | 104599.5914 | 100811.5236 | 107506.1682 | 101722.9025 | 93977.8596 | 91049.1945 | 83701.5956
P5 |  |  |  |  | 142380.2609 | 189516.2448 | 83380.0521 | 83405.955 | 65376.4267 | 75300.1149 | 82516.6187 | 61546.9524 | 63796.4853 | 53426.6147 | 51416.496 | 57473.8694 | 57473.6915 | 55696.0899 | 57533.6222 | 44543.5708
P95 |  |  |  |  | 410313.4987 | 424202.6945 | 266291.1261 | 271421.6378 | 222754.1961 | 184808.6597 | 207324.8173 | 168864.9755 | 167332.161 | 181468.2362 | 166497.0264 | 163789.6257 | 169373.2745 | 141274.9066 | 140315.5804 | 133303.4592
NETPOS - Net Position (MWh)
MEAN |  |  |  |  | 18953.4789 | 20100.6998 | 11325.0062 | 9182.4828 | 7336.2279 | 7010.5338 | 7375.499 | 6003.2065 | 5830.0484 | 5528.9764 | 5240.1161 | 5498.5759 | 5084.8598 | 4490.7762 | 4251.9949 | 3742.0025
P5 |  |  |  |  | 14075.5436 | 16828.9732 | 7466.3092 | 6809.705 | 5241.6 | 5470.7414 | 5922.63 | 4322.16 | 4380.36 | 3909.2 | 3601.62 | 3855.6 | 3658.04 | 3274.625 | 3170.335 | 2605.2
P95 |  |  |  |  | 23149.1464 | 23997.8969 | 14641.085 | 12358.5283 | 9726.6569 | 8951.0757 | 9016.375 | 7878.07 | 7098.04 | 7291.765 | 7055.905 | 6841.73 | 7022.43 | 5686.625 | 5495.805 | 4943.2
NETREVENUE - Net Revenue $
MEAN |  |  |  |  | 66623.7523 | -4916.8232 | 59376.0144 | 50222.3056 | 35830.301 | 44354.0695 | 44651.4876 | 47101.4433 | 50754.8972 | 50671.6712 | 50383.4547 | 53845.7637 | 48733.084 | 42267.2771 | 41634.534 | 36286.0498
P5 |  |  |  |  | 2046.4585 | -103675.9281 | 15865.4836 | 18054.1837 | 7614.0365 | 20962.4652 | 17222.6894 | 21881.9809 | 25578.8508 | 26665.1878 | 26970.9066 | 28420.5678 | 28371.9771 | 24864.8351 | 24471.8755 | 18111.9273
P95 |  |  |  |  | 154814.4071 | 68523.6258 | 111877.2057 | 101654.9355 | 80930.1014 | 79992.5302 | 90535.1071 | 75393.9692 | 76813.8579 | 81112.1378 | 81744.632 | 82174.3846 | 81266.2764 | 65689.6743 | 61104.9194 | 56641.8742
STARTS - Number Starts
MEAN |  |  |  |  | 127.42 | 124.58 | 126.53 | 108.02 | 94.73 | 92.03 | 97.59 | 85.3 | 83.8 | 81.71 | 78.1 | 77.56 | 77.28 | 70.05 | 67.43 | 61.39
P5 |  |  |  |  | 107.5 | 99.5 | 109 | 85.5 | 77 | 76 | 79.5 | 69.5 | 68 | 62.5 | 54.5 | 54.5 | 59.5 | 50.5 | 53.5 | 46
P95 |  |  |  |  | 145.5 | 156.5 | 148.5 | 130.5 | 113 | 111 | 118 | 105.5 | 103 | 102.5 | 103.5 | 95.5 | 95.5 | 87 | 85 | 79
VOMCOSTS - VOM Costs
MEAN |  |  |  |  | 12888.3657 | 14070.4899 | 8040.7544 | 6611.3876 | 5428.8087 | 5257.9003 | 5679.1342 | 4682.5011 | 4664.0387 | 4533.7606 | 4349.2964 | 4673.7895 | 4423.828 | 3951.8831 | 3826.7954 | 3442.6423
P5 |  |  |  |  | 9571.3697 | 11780.2812 | 5301.0796 | 4902.9876 | 3878.784 | 4103.056 | 4560.4251 | 3371.2848 | 3504.288 | 3205.544 | 2989.3446 | 3277.26 | 3182.4948 | 2881.67 | 2853.3015 | 2396.784
P95 |  |  |  |  | 15741.4195 | 16798.5278 | 10395.1704 | 8898.1404 | 7197.7261 | 6713.3067 | 6942.6088 | 6144.8946 | 5678.432 | 5979.2473 | 5856.4011 | 5815.4705 | 6109.5141 | 5004.23 | 4946.2245 | 4547.744
15597: New 2023JAN 18V50DF_NG_B #6
CAPACITYFACTOR - Net Generation Capacity Factor
MEAN |  |  |  |  | 0.3071 | 0.30776 | 0.18238 | 0.15371 | 0.1241 | 0.11809 | 0.12605 | 0.10696 | 0.10275 | 0.095489 | 0.089966 | 0.093809 | 0.087695 | 0.077481 | 0.072544 | 0.063086
P5 |  |  |  |  | 0.22414 | 0.25847 | 0.12362 | 0.11271 | 0.089927 | 0.091635 | 0.10616 | 0.083366 | 0.078279 | 0.067993 | 0.064292 | 0.067095 | 0.066301 | 0.060617 | 0.051678 | 0.044303
P95 |  |  |  |  | 0.38618 | 0.35784 | 0.24029 | 0.20575 | 0.16771 | 0.15062 | 0.15052 | 0.13096 | 0.12926 | 0.11775 | 0.12 | 0.11257 | 0.11755 | 0.097018 | 0.093143 | 0.083448
CO2EMISSIONS - CO2 Emissions
MEAN |  |  |  |  | 9875.6474 | 9930.6776 | 5798.5886 | 4876.6867 | 3915.8802 | 3784.8585 | 3990.1595 | 3382.4518 | 3279.9675 | 3000.4503 | 2861.7111 | 3003.6428 | 2790.6102 | 2468.7327 | 2307.3845 | 1996.6477
P5 |  |  |  |  | 7243.1691 | 8323.7053 | 3931.1567 | 3572.3258 | 2807.9087 | 2939.0004 | 3383.1306 | 2632.081 | 2505.3661 | 2132.0795 | 2057.2142 | 2137.7231 | 2106.2265 | 1930.067 | 1638.0174 | 1410.5467
P95 |  |  |  |  | 12420.6102 | 11495.6577 | 7597.7451 | 6522.48 | 5286.4749 | 4790.2844 | 4776.1843 | 4179.6961 | 4113.9536 | 3697.3485 | 3848.91 | 3598.6045 | 3744.8208 | 3071.3315 | 2945.8245 | 2641.1533
FUELCONSUMED - Fuel Consumed
MEAN |  |  |  |  | 161630.8898 | 162531.5483 | 94903.2508 | 79814.8395 | 64089.6916 | 61945.3103 | 65305.3933 | 55359.2774 | 53681.955 | 49107.2067 | 46836.5154 | 49159.4573 | 45672.8342 | 40404.7904 | 37764.0669 | 32678.3587
P5 |  |  |  |  | 118546.1393 | 136230.8566 | 64339.717 | 58466.8706 | 45955.9526 | 48101.4803 | 55370.3858 | 43078.2484 | 41004.3558 | 34894.9178 | 33669.6268 | 34987.2852 | 34471.7916 | 31588.6575 | 26808.7961 | 23085.8713
P95 |  |  |  |  | 203283.3094 | 188144.9704 | 124349.3478 | 106750.8997 | 86521.684 | 78400.7272 | 78169.9565 | 68407.4655 | 67331.4826 | 60513.068 | 62993.6164 | 58896.9636 | 61290.0292 | 50267.292 | 48213.1665 | 43226.7317
FUELCOST - Fuel Cost
MEAN |  |  |  |  | 262300.3049 | 268049.1032 | 173540.8685 | 149779.7826 | 125773.4992 | 122419.6928 | 132815.4967 | 115548.469 | 114494.9392 | 108745.5343 | 105525.906 | 112662.3167 | 106667.6769 | 98879.5683 | 94770.433 | 85751.1749
P5 |  |  |  |  | 141314.6455 | 192054.1111 | 82402.0371 | 84539.9702 | 64546.9755 | 75881.1594 | 86038.068 | 71667.3554 | 68168.4183 | 59388.3839 | 57256.3209 | 60584.6403 | 65165.5422 | 61474.4163 | 55761.3337 | 45485.3348
P95 |  |  |  |  | 416433.0769 | 381121.8107 | 276254.9327 | 278319.2929 | 228551.3489 | 191341.6975 | 207502.2175 | 170107.8888 | 179378.6632 | 177683.6741 | 173979.1044 | 169166.9008 | 173965.2146 | 146882.2058 | 138394.646 | 136142.8542
NETPOS - Net Position (MWh)
MEAN |  |  |  |  | 18895.5284 | 18865.1904 | 11148.553 | 9369.5829 | 7518.1129 | 7261.5285 | 7650.0859 | 6479.7217 | 6342.027 | 5797.542 | 5524.9449 | 5794.7341 | 5380.1174 | 4756.1236 | 4442.1858 | 3841.2109
P5 |  |  |  |  | 13852.5234 | 15874.434 | 7558.5446 | 6863.92 | 5391.36 | 5639.095 | 6486.69 | 5042.52 | 4844.56 | 4119.825 | 3971.88 | 4124.4 | 4060.76 | 3718.5 | 3153.605 | 2713.75
P95 |  |  |  |  | 23792.88 | 21848.2503 | 14606.594 | 12530.19 | 10149.4673 | 9189.145 | 9157.68 | 8006.62 | 7954.63 | 7144.4 | 7430.3 | 6942.53 | 7219.525 | 5916.87 | 5671.47 | 5080.905
NETREVENUE - Net Revenue $
MEAN |  |  |  |  | 66300.3998 | 15398.4473 | 60381.3716 | 49205.545 | 35028.97 | 43345.929 | 43314.7431 | 45123.8092 | 48258.8257 | 49195.077 | 48706.8988 | 52709.1684 | 47596.6906 | 41160.2525 | 40878.9845 | 35757.3207
P5 |  |  |  |  | -2283.6763 | -98711.9954 | 15916.1181 | 18195.9498 | 5178.8003 | 19136.6816 | 15580.4579 | 20589.105 | 23381.1936 | 25468.4296 | 23248.8047 | 29588.8067 | 27994.9186 | 21685.0607 | 23371.8293 | 18720.981
P95 |  |  |  |  | 148219.4148 | 88617.558 | 112195.1775 | 100366.0959 | 80598.6561 | 77061.9766 | 91331.2625 | 73635.2682 | 75021.1344 | 79676.4579 | 83170.7168 | 79753.4418 | 83140.6319 | 64300.4363 | 60291.9293 | 55297.3889
STARTS - Number Starts
MEAN |  |  |  |  | 129.11 | 128.49 | 125.4 | 109.23 | 96.79 | 94.07 | 99.89 | 88.24 | 87.92 | 84.47 | 81.29 | 79.97 | 80.07 | 72.12 | 68.54 | 62.64
P5 |  |  |  |  | 106.5 | 103 | 106.5 | 89.5 | 78 | 78 | 81.5 | 68.5 | 72 | 65.5 | 61 | 56 | 65.5 | 51.5 | 55 | 47
P95 |  |  |  |  | 150 | 156.5 | 147.5 | 130 | 119.5 | 109.5 | 121 | 107.5 | 105.5 | 103 | 106 | 100 | 100 | 86 | 85 | 80.5
VOMCOSTS - VOM Costs
MEAN |  |  |  |  | 12848.9593 | 13205.6333 | 7915.4726 | 6746.0997 | 5563.4036 | 5446.1464 | 5890.5661 | 5054.1829 | 5073.6216 | 4753.9844 | 4585.7043 | 4925.524 | 4680.7022 | 4185.3888 | 3997.9672 | 3533.9141
P5 |  |  |  |  | 9419.7159 | 11112.1038 | 5366.5667 | 4942.0224 | 3989.6064 | 4229.3212 | 4994.7513 | 3933.1656 | 3875.648 | 3378.2565 | 3296.6604 | 3505.74 | 3532.8612 | 3272.28 | 2838.2445 | 2496.65
P95 |  |  |  |  | 16179.1584 | 15293.7752 | 10370.6817 | 9021.7368 | 7510.6058 | 6891.8588 | 7051.4136 | 6245.1636 | 6363.704 | 5858.408 | 6167.149 | 5901.1505 | 6280.9868 | 5206.8456 | 5104.323 | 4674.4326
15597: New 2023JAN 18V50DF_NG_B #7
CAPACITYFACTOR - Net Generation Capacity Factor
MEAN |  |  |  |  | 0.30986 | 0.28928 | 0.18602 | 0.15365 | 0.12319 | 0.11812 | 0.12649 | 0.11316 | 0.10943 | 0.10383 | 0.097707 | 0.099497 | 0.094909 | 0.084415 | 0.078553 | 0.066751
P5 |  |  |  |  | 0.21944 | 0.24952 | 0.12659 | 0.11055 | 0.08101 | 0.091315 | 0.10361 | 0.09068 | 0.086473 | 0.078331 | 0.073657 | 0.074238 | 0.074402 | 0.06773 | 0.060788 | 0.049371
P95 |  |  |  |  | 0.39488 | 0.33855 | 0.23941 | 0.20593 | 0.16792 | 0.14833 | 0.15389 | 0.13603 | 0.13081 | 0.12812 | 0.12579 | 0.11655 | 0.12495 | 0.10152 | 0.099823 | 0.086316
CO2EMISSIONS - CO2 Emissions
MEAN |  |  |  |  | 9971.8655 | 9295.5462 | 5906.4249 | 4874.1806 | 3888.4053 | 3780.8622 | 4010.7085 | 3581.5938 | 3492.6281 | 3267.3729 | 3104.4016 | 3183.4861 | 3019.8641 | 2691.6019 | 2495.5996 | 2111.5017
P5 |  |  |  |  | 7040.0696 | 8010.0548 | 4022.3906 | 3504.9302 | 2555.3219 | 2908.7015 | 3268.3568 | 2865.4675 | 2741.0626 | 2489.6061 | 2349.234 | 2394.5982 | 2362.9772 | 2182.1928 | 1924.7791 | 1553.7715
P95 |  |  |  |  | 12742.8736 | 10875.9754 | 7550.0346 | 6490.7565 | 5289.1878 | 4754.0963 | 4903.6469 | 4331.7429 | 4198.8889 | 4014.5348 | 4016.5372 | 3725.218 | 3929.5919 | 3238.5133 | 3145.6887 | 2736.7645
FUELCONSUMED - Fuel Consumed
MEAN |  |  |  |  | 163205.6552 | 152136.5994 | 96668.1657 | 79773.8239 | 63640.0218 | 61879.9043 | 65641.711 | 58618.5563 | 57162.489 | 53475.8244 | 50808.5367 | 52102.8819 | 49424.9448 | 44052.4039 | 40844.5108 | 34558.1291
P5 |  |  |  |  | 115222.0892 | 131097.4595 | 65832.906 | 57363.8329 | 41821.9621 | 47605.5888 | 53491.9284 | 46897.9945 | 44861.9085 | 40746.4172 | 38449.0017 | 39191.46 | 38673.9315 | 35715.1038 | 31502.1132 | 25429.9751
P95 |  |  |  |  | 208557.6692 | 178002.871 | 123568.4871 | 106231.6942 | 86566.0844 | 77808.4494 | 80256.0871 | 70895.956 | 68721.5859 | 65704.3334 | 65737.1066 | 60969.1979 | 64314.1071 | 53003.4906 | 51484.2663 | 44791.5633
FUELCOST - Fuel Cost
MEAN |  |  |  |  | 265072.2431 | 251700.2236 | 176062.3777 | 150119.8023 | 125160.5349 | 122413.9345 | 133751.8098 | 121619.5693 | 121205.6963 | 117524.4031 | 113336.3597 | 118440.9516 | 114606.9663 | 106637.8628 | 101648.0475 | 89927.5873
P5 |  |  |  |  | 136787.2072 | 170303.3103 | 83455.899 | 84316.4357 | 61949.3925 | 75217.8316 | 85382.8371 | 80238.2641 | 74701.8941 | 68062.6663 | 67647.1491 | 68550.2031 | 72536.4285 | 69934.891 | 65862.9854 | 50060.4783
P95 |  |  |  |  | 425212.4601 | 358204.6075 | 270951.6564 | 275347.2294 | 225991.8833 | 193128.0887 | 206488.0728 | 175898.4378 | 176644.8429 | 186007.269 | 177087.4651 | 165697.1344 | 173651.0647 | 149819.5299 | 141699.164 | 138646.8151
NETPOS - Net Position (MWh)
MEAN |  |  |  |  | 19074.1642 | 17710.298 | 11355.7025 | 9364.6937 | 7465.4282 | 7253.7607 | 7689.4078 | 6861.1628 | 6753.2864 | 6313.2535 | 5993.4431 | 6141.6866 | 5822.1341 | 5185.4783 | 4804.5458 | 4062.109
P5 |  |  |  |  | 13475.0897 | 15213.0831 | 7733.9618 | 6733.9349 | 4906.1124 | 5580.96 | 6266.1394 | 5489.64 | 5300.32 | 4810.675 | 4535.685 | 4620 | 4555.77 | 4204.25 | 3705.695 | 2989.3
P95 |  |  |  |  | 24306.1337 | 20745.6074 | 14513.9501 | 12469.8005 | 10154.35 | 9120.253 | 9400.7516 | 8296.3615 | 8119.28 | 7756.1885 | 7754.35 | 7185.99 | 7576.17 | 6239.375 | 6056.26 | 5263.9958
NETREVENUE - Net Revenue $
MEAN |  |  |  |  | 65061.4214 | 33508.8541 | 59540.7469 | 49069.4331 | 34588.6092 | 42769.9919 | 42567.9563 | 43363.6838 | 46356.5001 | 47113.5842 | 46679.2032 | 51225.8964 | 45675.0553 | 39729.0566 | 39260.8364 | 34532.1949
P5 |  |  |  |  | 5597.595 | -73977.5807 | 16094.1025 | 17066.2257 | 6460.3527 | 16502.9135 | 13390.9973 | 18092.5151 | 20441.4649 | 23207.7209 | 21349.1173 | 26740.7938 | 23476.7823 | 20541.9585 | 21900.5387 | 17579.3604
P95 |  |  |  |  | 143705.8538 | 107786.7765 | 113372.1677 | 97614.5289 | 80305.3373 | 77097.4541 | 92449.8596 | 71703.3705 | 71762.2082 | 80712.7018 | 79914.3084 | 79931.2795 | 79065.2589 | 64710.0353 | 59740.8308 | 54442.4309
STARTS - Number Starts
MEAN |  |  |  |  | 128.85 | 128.38 | 126.91 | 111.78 | 97.83 | 94.31 | 101.73 | 91.15 | 90.53 | 87.26 | 83.44 | 82.6 | 82.37 | 75.51 | 71.33 | 64.8
P5 |  |  |  |  | 106 | 100.5 | 106.5 | 90 | 74.5 | 75.5 | 82.5 | 73 | 73.5 | 66.5 | 66 | 61.5 | 66 | 58 | 57 | 48.5
P95 |  |  |  |  | 151 | 154 | 151 | 128.5 | 119 | 110.5 | 123 | 107.5 | 109 | 102.5 | 105.5 | 101 | 101 | 90 | 88 | 84.5
VOMCOSTS - VOM Costs
MEAN |  |  |  |  | 12970.4317 | 12397.2086 | 8062.5487 | 6742.5794 | 5524.4169 | 5440.3205 | 5920.844 | 5351.707 | 5402.6291 | 5176.8679 | 4974.5578 | 5220.4336 | 5065.2567 | 4563.2209 | 4324.0912 | 3737.1403
P5 |  |  |  |  | 9163.061 | 10649.1582 | 5491.1129 | 4848.4331 | 3630.5232 | 4185.72 | 4824.9274 | 4281.9192 | 4240.256 | 3944.7535 | 3764.6186 | 3927 | 3963.5199 | 3699.74 | 3335.1255 | 2750.156
P95 |  |  |  |  | 16528.1709 | 14521.9251 | 10304.9046 | 8978.2564 | 7514.219 | 6840.1897 | 7238.5787 | 6471.162 | 6495.424 | 6360.0746 | 6436.1105 | 6108.0915 | 6591.2679 | 5490.65 | 5450.634 | 4842.8761
15597: New 2023JAN 18V50DF_NG_B #8
CAPACITYFACTOR - Net Generation Capacity Factor
MEAN |  |  |  |  | 0.3109 | 0.28002 | 0.18809 | 0.15212 | 0.12234 | 0.11779 | 0.12576 | 0.11575 | 0.11369 | 0.10817 | 0.1019 | 0.10358 | 0.099813 | 0.089973 | 0.085428 | 0.072845
P5 |  |  |  |  | 0.2233 | 0.23212 | 0.12957 | 0.10651 | 0.087569 | 0.091864 | 0.10013 | 0.093976 | 0.090437 | 0.081938 | 0.077191 | 0.081265 | 0.080284 | 0.071863 | 0.066619 | 0.056114
P95 |  |  |  |  | 0.39171 | 0.32713 | 0.24325 | 0.21059 | 0.17173 | 0.14635 | 0.15418 | 0.14029 | 0.13434 | 0.12863 | 0.12897 | 0.12025 | 0.12294 | 0.10564 | 0.10494 | 0.088826
CO2EMISSIONS - CO2 Emissions
MEAN |  |  |  |  | 10010.6137 | 8989.9846 | 5976.8221 | 4829.2511 | 3863.7393 | 3772.5542 | 3983.6913 | 3664.3982 | 3632.6662 | 3397.0674 | 3238.7647 | 3314.4624 | 3180.5584 | 2868.0995 | 2717.4101 | 2302.9372
P5 |  |  |  |  | 7169.6279 | 7455.9497 | 4094.7571 | 3394.5766 | 2767.4675 | 2929.48 | 3162.4916 | 2990.8047 | 2898.1936 | 2581.1678 | 2453.8381 | 2594.8737 | 2545.7489 | 2290.8678 | 2124.6433 | 1770.7787
P95 |  |  |  |  | 12700.3103 | 10504.6065 | 7705.5108 | 6658.1535 | 5419.8854 | 4714.3605 | 4892.9932 | 4449.6448 | 4259.9954 | 4070.3108 | 4088.2774 | 3857.48 | 3912.5379 | 3360.8238 | 3330.5203 | 2821.0935
FUELCONSUMED - Fuel Consumed
MEAN |  |  |  |  | 163839.8317 | 147135.5905 | 97820.329 | 79038.4789 | 63236.3231 | 61743.9315 | 65199.5299 | 59973.7838 | 59454.4389 | 55598.4849 | 53007.6064 | 54246.5207 | 52054.9652 | 46941.072 | 44474.7977 | 37691.2797
P5 |  |  |  |  | 117342.5195 | 122028.6366 | 67017.3004 | 55557.718 | 45294.0677 | 47945.6629 | 51759.2737 | 48949.3397 | 47433.6102 | 42244.972 | 40161.0167 | 42469.2912 | 41665.2853 | 37493.7444 | 34773.213 | 28981.6476
P95 |  |  |  |  | 207861.0532 | 171924.8193 | 126113.1071 | 108971.4158 | 88705.1613 | 77158.1101 | 80081.7217 | 72825.6106 | 69721.6922 | 66617.1984 | 66911.2498 | 63133.8792 | 64034.9908 | 55005.299 | 54509.3346 | 46171.7425
FUELCOST - Fuel Cost
MEAN |  |  |  |  | 265395.6974 | 244759.9532 | 178466.7605 | 148905.3693 | 124583.0623 | 122177.9831 | 132945.6934 | 124413.0645 | 125830.8615 | 121534.9623 | 117781.204 | 122969.6986 | 119962.5659 | 113048.6553 | 109668.7032 | 97019.7605
P5 |  |  |  |  | 136885.1725 | 158250.5087 | 84848.1072 | 80214.9958 | 65134.291 | 75287.4464 | 83647.7026 | 78718.1444 | 80447.9237 | 71053.014 | 68863.3789 | 74995.0903 | 81936.3939 | 76124.0692 | 77930.8236 | 58879.8223
P95 |  |  |  |  | 424220.2213 | 345541.4309 | 275678.5937 | 276556.2662 | 232960.6151 | 190731.3301 | 215684.5093 | 182360.106 | 179495.1888 | 193076.6211 | 176970.8243 | 171482.7321 | 174371.7796 | 155100.4548 | 149497.8126 | 143184.5255
NETPOS - Net Position (MWh)
MEAN |  |  |  |  | 19133.2813 | 17157.852 | 11490.9752 | 9278.2758 | 7417.9731 | 7237.7895 | 7637.6379 | 7019.7965 | 7023.9513 | 6563.9173 | 6252.9283 | 6394.3675 | 6131.9017 | 5525.5403 | 5231.5795 | 4430.4913
P5 |  |  |  |  | 13739.4871 | 14162.3428 | 7872.7827 | 6522.39 | 5313.3911 | 5620.6679 | 6063.645 | 5729.76 | 5604.16 | 4987.6 | 4737.645 | 5006.4 | 4908.15 | 4413.625 | 4090.485 | 3406.8
P95 |  |  |  |  | 24337.1371 | 20137.4798 | 14812.758 | 12790.225 | 10403.67 | 9043.875 | 9381.645 | 8524.19 | 8237.44 | 7864.665 | 7893.27 | 7442.4 | 7542.47 | 6474.249 | 6411.7 | 5427.5
NETREVENUE - Net Revenue $
MEAN |  |  |  |  | 60437.0829 | 44563.2808 | 59571.3948 | 48881.8944 | 35555.4465 | 42687.8608 | 42767.1283 | 42103.3257 | 44563.7149 | 45707.7687 | 45614.9102 | 49555.9104 | 44318.2183 | 37860.7572 | 37710.6736 | 32735.6235
P5 |  |  |  |  | 5852.5077 | -40603.6597 | 14773.5172 | 17674.8925 | 8510.8306 | 17201.4781 | 15012.9585 | 14547.7557 | 19470.7945 | 20418.0313 | 20359.343 | 22614.8434 | 22030.2159 | 17498.2552 | 18214.0348 | 13912.853
P95 |  |  |  |  | 139111.6683 | 124209.1801 | 110694.3366 | 99584.1408 | 79212.8617 | 79059.7681 | 86556.1901 | 70302.4071 | 73043.9816 | 79051.8866 | 82846.7362 | 79144.7081 | 82095.9592 | 64153.6484 | 58536.7389 | 52461.3556
STARTS - Number Starts
MEAN |  |  |  |  | 129.62 | 126.53 | 126.6 | 111.44 | 95.77 | 94.64 | 101.77 | 93.5 | 93.12 | 89.21 | 87.14 | 84.9 | 84.61 | 77.63 | 75.15 | 67.74
P5 |  |  |  |  | 106.5 | 102 | 109.5 | 88 | 75 | 78.5 | 82 | 77 | 76.5 | 70 | 67 | 60.5 | 67.5 | 59 | 60.5 | 51
P95 |  |  |  |  | 153.5 | 152.5 | 150 | 132.5 | 114.5 | 113 | 123 | 110 | 112 | 106.5 | 105 | 102 | 101 | 93.5 | 92 | 85
VOMCOSTS - VOM Costs
MEAN |  |  |  |  | 13010.6313 | 12010.4964 | 8158.5924 | 6680.3586 | 5489.3001 | 5428.3421 | 5880.9812 | 5475.4412 | 5619.161 | 5382.4122 | 5189.9305 | 5435.2124 | 5334.7545 | 4862.4755 | 4708.4215 | 4076.052
P5 |  |  |  |  | 9342.8512 | 9913.64 | 5589.6757 | 4696.1208 | 3931.9094 | 4215.5009 | 4669.0067 | 4469.2128 | 4483.328 | 4089.832 | 3932.2454 | 4255.44 | 4270.0905 | 3883.99 | 3681.4365 | 3134.256
P95 |  |  |  |  | 16549.2532 | 14096.2359 | 10517.0582 | 9208.962 | 7698.7158 | 6782.9062 | 7223.8666 | 6648.8682 | 6589.952 | 6449.0253 | 6551.4141 | 6326.04 | 6561.9489 | 5697.3391 | 5770.53 | 4993.3
15597: New 2023JAN 18V50DF_NG_B #9
CAPACITYFACTOR - Net Generation Capacity Factor
MEAN |  |  |  |  | 0.30258 | 0.26548 | 0.19282 | 0.15504 | 0.12446 | 0.11975 | 0.12777 | 0.11449 | 0.11434 | 0.11133 | 0.10575 | 0.10632 | 0.10231 | 0.092644 | 0.089311 | 0.077531
P5 |  |  |  |  | 0.21552 | 0.21468 | 0.14889 | 0.10957 | 0.082003 | 0.095645 | 0.10304 | 0.089309 | 0.091563 | 0.083823 | 0.080681 | 0.078742 | 0.084011 | 0.075766 | 0.072209 | 0.061565
P95 |  |  |  |  | 0.38473 | 0.32304 | 0.2458 | 0.20718 | 0.17226 | 0.151 | 0.15753 | 0.14333 | 0.14084 | 0.13523 | 0.13198 | 0.12297 | 0.12443 | 0.10814 | 0.10753 | 0.094292
CO2EMISSIONS - CO2 Emissions
MEAN |  |  |  |  | 9738.8422 | 8517.0823 | 6117.2646 | 4919.1795 | 3927.8603 | 3836.6143 | 4046.0352 | 3618.7945 | 3651.8931 | 3499.1801 | 3358.5875 | 3404.8826 | 3264.0187 | 2954.2754 | 2844.6494 | 2455.2513
P5 |  |  |  |  | 6960.2313 | 6910.8773 | 4715.6334 | 3479.955 | 2569.5831 | 3047.2111 | 3223.0592 | 2826.5697 | 2928.7468 | 2650.9291 | 2584.5933 | 2507.7974 | 2663.245 | 2410.5879 | 2276.7139 | 1946.7303
P95 |  |  |  |  | 12341.1645 | 10392.6681 | 7760.4371 | 6572.06 | 5457.8726 | 4817.8898 | 4984.886 | 4478.2614 | 4485.3119 | 4279.9456 | 4171.4393 | 3957.6178 | 3955.7022 | 3464.5572 | 3397.6914 | 2959.9781
FUELCONSUMED - Fuel Consumed
MEAN |  |  |  |  | 159391.8528 | 139395.7817 | 100118.8972 | 80510.3023 | 64285.7667 | 62792.3783 | 66219.8894 | 59227.4056 | 59769.1174 | 57269.7234 | 54968.699 | 55726.3934 | 53420.9278 | 48351.4799 | 46557.2739 | 40184.1464
P5 |  |  |  |  | 113915.4057 | 113107.6483 | 77178.9425 | 56955.0737 | 42055.3702 | 49872.5216 | 52750.5594 | 46261.3702 | 47933.6634 | 43386.728 | 42301.0353 | 41044.1472 | 43588.2985 | 39453.1571 | 37262.0933 | 31861.3797
P95 |  |  |  |  | 201983.0519 | 170092.7679 | 127012.0633 | 107562.356 | 89326.884 | 78852.5331 | 81585.6951 | 73293.9671 | 73409.3599 | 70048.21 | 68272.3291 | 64772.7948 | 64741.4434 | 56703.0631 | 55608.6964 | 48444.8129
FUELCOST - Fuel Cost
MEAN |  |  |  |  | 258825.6454 | 233786.6145 | 181498.0343 | 151157.0333 | 126619.496 | 124165.3926 | 134910.2577 | 123581.8696 | 126612.1873 | 125068.8982 | 122073.2694 | 126323.5156 | 122752.7625 | 116271.386 | 114376.8103 | 102740.5379
P5 |  |  |  |  | 135913.6563 | 148772.2641 | 97563.1289 | 82705.161 | 64856.4009 | 77668.1421 | 84050.9764 | 79341.2384 | 81028.1164 | 70816.7035 | 73145.2599 | 73334.1705 | 81730.2568 | 80395.7472 | 81636.2079 | 66063.4288
P95 |  |  |  |  | 411383.7761 | 349081.6551 | 279473.1544 | 280472.8557 | 237543.2212 | 193962.0208 | 212911.3076 | 181825.0539 | 184208.1146 | 198224.6628 | 181131.9025 | 178599.1388 | 175069.0089 | 158672.4351 | 158641.3575 | 143340.8088
NETPOS - Net Position (MWh)
MEAN |  |  |  |  | 18638.7525 | 16274.454 | 11760.924 | 9451.1773 | 7540.9953 | 7360.7242 | 7757.1098 | 6932.2957 | 7061.1873 | 6761.1951 | 6484.166 | 6568.9727 | 6292.7897 | 5691.501 | 5476.5177 | 4723.5044
P5 |  |  |  |  | 13345.031 | 13199.8656 | 9066.6269 | 6686.1947 | 4933.76 | 5846.72 | 6179.775 | 5415.12 | 5663.24 | 5122.4 | 4990.095 | 4838.4 | 5134.68 | 4643.87 | 4383.26 | 3744.905
P95 |  |  |  |  | 23594.4671 | 19910.0979 | 14920.715 | 12624.0619 | 10475.5425 | 9243.33 | 9555.405 | 8577.8 | 8671.89 | 8268.92 | 8053.01 | 7635.6 | 7626.51 | 6674.875 | 6541.43 | 5694.7
NETREVENUE - Net Revenue $
MEAN |  |  |  |  | 69145.4772 | 53732.1474 | 57752.4727 | 48489.8797 | 34805.1694 | 42759.802 | 42326.6641 | 41710.4234 | 44520.9629 | 44777.575 | 44059.9004 | 48697.8271 | 42898.2719 | 36614.3901 | 36077.7766 | 31707.2048
P5 |  |  |  |  | 4709.2968 | -42097.9874 | 10671.7109 | 15121.2876 | 6752.4762 | 17926.1647 | 15380.1895 | 16035.6908 | 16698.9907 | 21707.2074 | 17305.6757 | 24005.203 | 19860.5574 | 13599.1157 | 17059.0186 | 13213.6148
P95 |  |  |  |  | 152258.7355 | 121041.6455 | 111292.7721 | 99673.1454 | 79848.6814 | 80072.4597 | 89285.5206 | 66613.7831 | 74145.9966 | 77802.0852 | 77189.6381 | 77639.0182 | 79648.8099 | 63242.5278 | 57293.5972 | 52682.9301
STARTS - Number Starts
MEAN |  |  |  |  | 130.11 | 127.04 | 129.16 | 111.12 | 96.95 | 95.29 | 101.06 | 93.74 | 94.19 | 91.21 | 89.11 | 85.6 | 87.2 | 80.53 | 77.47 | 70.05
P5 |  |  |  |  | 107.5 | 101.5 | 111.5 | 87 | 78 | 78 | 80.5 | 74 | 77.5 | 69 | 68.5 | 61 | 71 | 62.5 | 61.5 | 50.5
P95 |  |  |  |  | 147.5 | 155 | 150 | 135 | 113 | 113.5 | 122 | 111.5 | 112 | 109 | 109.5 | 106.5 | 106 | 96 | 94.5 | 87
VOMCOSTS - VOM Costs
MEAN |  |  |  |  | 12674.3517 | 11392.1178 | 8350.256 | 6804.8477 | 5580.3365 | 5520.5431 | 5972.9745 | 5407.1906 | 5648.9499 | 5544.18 | 5381.8578 | 5583.6268 | 5474.7271 | 5008.5208 | 4928.8659 | 4345.6241
P5 |  |  |  |  | 9074.6211 | 9239.9059 | 6437.3051 | 4814.0602 | 3650.9824 | 4385.04 | 4758.4267 | 4223.7936 | 4530.592 | 4200.368 | 4141.7788 | 4112.64 | 4467.1716 | 4086.6056 | 3944.934 | 3445.3126
P95 |  |  |  |  | 16044.2377 | 13937.0685 | 10593.7077 | 9089.3246 | 7751.9014 | 6932.4975 | 7357.6619 | 6690.684 | 6937.512 | 6780.5144 | 6683.9983 | 6490.26 | 6635.0637 | 5873.89 | 5887.287 | 5239.124
15597: New 2024JAN 18V50DF_NG_B #1
CAPACITYFACTOR - Net Generation Capacity Factor
MEAN | [5 empty] | 0.23693 | 0.19178 | 0.16333 | 0.12935 | 0.12503 | 0.13563 | 0.12296 | 0.12106 | 0.11605 | 0.10942 | 0.11032 | 0.10566 | 0.097213 | 0.092787 | 0.081667
P5 | [5 empty] | 0.15772 | 0.14781 | 0.12409 | 0.096832 | 0.10105 | 0.11052 | 0.1034 | 0.099741 | 0.087452 | 0.082691 | 0.080588 | 0.083276 | 0.078046 | 0.074273 | 0.063299
P95 | [5 empty] | 0.31099 | 0.24648 | 0.21382 | 0.18272 | 0.15795 | 0.16618 | 0.1477 | 0.14774 | 0.1404 | 0.13235 | 0.12748 | 0.13029 | 0.11638 | 0.11331 | 0.097313
CO2EMISSIONS - CO2 Emissions
MEAN | [5 empty] | 7572.2881 | 6093.6183 | 5182.5989 | 4083.7517 | 4002.2474 | 4296.3194 | 3890.0011 | 3868.2889 | 3647.595 | 3472.2505 | 3535.5991 | 3367.2513 | 3097.308 | 2953.4267 | 2584.3404
P5 | [5 empty] | 5030.9783 | 4677.0346 | 3922.2811 | 3066.9126 | 3228.8185 | 3469.6557 | 3271.7328 | 3180.0139 | 2716.3303 | 2619.4613 | 2577.4584 | 2676.3002 | 2464.7477 | 2358.7324 | 2009.4866
P95 | [5 empty] | 9996.0298 | 7870.3992 | 6786.8725 | 5788.7374 | 5050.5078 | 5220.1461 | 4651.1403 | 4748.8473 | 4416.5119 | 4171.2084 | 4110.0013 | 4147.1773 | 3727.7282 | 3595.9067 | 3081.5021
FUELCONSUMED - Fuel Consumed
MEAN | [5 empty] | 123932.7017 | 99731.8874 | 84821.586 | 66837.1803 | 65503.2311 | 70316.1929 | 63666.1398 | 63310.7846 | 59698.7732 | 56828.977 | 57865.7786 | 55110.4954 | 50692.4387 | 48337.5887 | 42296.8962
P5 | [5 empty] | 82340.0712 | 76547.2116 | 64194.4533 | 50194.9693 | 52844.8203 | 56786.5082 | 53547.1823 | 52046.0533 | 44457.1243 | 42871.707 | 42184.2624 | 43801.9667 | 40339.5694 | 38604.4576 | 32888.4874
P95 | [5 empty] | 163601.1428 | 128811.7712 | 111078.1103 | 94742.0189 | 82659.7021 | 85436.1062 | 76123.4087 | 77722.5421 | 72283.3367 | 68268.5504 | 67266.7968 | 67875.2426 | 61010.2814 | 58852.8107 | 50433.7495
FUELCOST - Fuel Cost
MEAN | [5 empty] | 212934.1301 | 181756.4219 | 158709.3378 | 131062.9955 | 128945.9689 | 142612.4416 | 131733.4942 | 133853.5364 | 130388.8001 | 126025.3048 | 131022.6183 | 127032.5934 | 122227.5504 | 119736.7921 | 108716.3894
P5 | [5 empty] | 100658.1514 | 93597.2142 | 93691.3983 | 71596.2924 | 83415.5557 | 91713.0426 | 86613.5102 | 88851.2529 | 74236.1967 | 75277.3524 | 79666.4813 | 83175.0054 | 84139.6075 | 81463.4447 | 68934.9344
P95 | [5 empty] | 330173.4062 | 287751.9779 | 283910.5603 | 249519.1186 | 200707.2505 | 219943.306 | 191418.3825 | 194712.8763 | 207168.7127 | 189379.6079 | 183297.3113 | 190273.2333 | 169706.9972 | 167983.3306 | 148598.0325
NETPOS - Net Position (MWh)
MEAN | [5 empty] | 14524.2626 | 11714.2692 | 9956.7548 | 7839.7045 | 7678.2094 | 8236.8299 | 7451.849 | 7479.4938 | 7047.7981 | 6703.4301 | 6820.8802 | 6491.8075 | 5966.9495 | 5685.8658 | 4971.7922
P5 | [5 empty] | 9655.3371 | 8992.5159 | 7536.0591 | 5888.5061 | 6195.133 | 6652.59 | 6267.96 | 6148.7497 | 5248.775 | 5057.415 | 4972.8 | 5159.85 | 4748.625 | 4541.0393 | 3866.05
P95 | [5 empty] | 19143.1723 | 15130.6556 | 13034.6292 | 11110.2007 | 9687.6842 | 10007.7 | 8909 | 9182.72 | 8529.515 | 8052.4896 | 7929.6 | 7995.67 | 7181.495 | 6921.82 | 5928.5
NETREVENUE - Net Revenue $
MEAN | [5 empty] | 74180.0884 | 56297.7773 | 45294.2534 | 32453.827 | 40438.5142 | 39747.3247 | 40060.474 | 42057.1217 | 42753.4848 | 42158.0919 | 46979.1788 | 41365.8488 | 35001.6395 | 34518.7345 | 29526.6786
P5 | [5 empty] | 23780.7683 | 8665.0449 | 14128.2062 | 1690.4655 | 14316.3325 | 11366.8561 | 12840.4619 | 15035.662 | 15924.8093 | 16370.1136 | 22332.348 | 19194.6584 | 13915.8517 | 15480.8243 | 11989.4814
P95 | [5 empty] | 129563.7552 | 110806.9176 | 93557.5061 | 77582.7274 | 76308.2704 | 83197.5382 | 68728.2073 | 68872.9347 | 74277.9834 | 77509.5837 | 75970.9956 | 76823.0221 | 61389.024 | 54878.5357 | 51389.5618
STARTS - Number Starts
MEAN | [5 empty] | 129.35 | 131.3 | 114.81 | 99.67 | 97.34 | 104.43 | 95.88 | 96.68 | 93.14 | 91.09 | 88.7 | 88.41 | 82.5 | 80 | 73.27
P5 | [5 empty] | 102.5 | 114 | 90 | 82 | 82 | 84.5 | 78 | 80 | 74.5 | 71 | 66 | 71 | 64.5 | 63 | 55
P95 | [5 empty] | 156.5 | 153 | 134.5 | 118.5 | 113.5 | 125 | 110.5 | 115.5 | 111.5 | 111 | 109 | 108 | 99.5 | 96 | 88
VOMCOSTS - VOM Costs
MEAN | [5 empty] | 10166.9838 | 8317.1311 | 7168.8635 | 5801.3814 | 5758.6571 | 6342.359 | 5812.4422 | 5983.5951 | 5779.1944 | 5563.847 | 5797.7482 | 5647.8725 | 5250.9155 | 5117.2792 | 4574.0488
P5 | [5 empty] | 6758.7359 | 6384.6863 | 5425.9626 | 4357.4946 | 4646.3497 | 5122.4943 | 4889.0088 | 4918.9997 | 4303.9955 | 4197.6544 | 4226.88 | 4489.0695 | 4178.79 | 4086.9353 | 3556.766
P95 | [5 empty] | 13400.2206 | 10742.7655 | 9384.933 | 8221.5485 | 7265.7632 | 7705.929 | 6949.02 | 7346.176 | 6994.2023 | 6683.5664 | 6740.16 | 6956.2329 | 6319.7156 | 6229.638 | 5454.22
15597: New 2024JAN 18V50DF_NG_B #10
CAPACITYFACTOR - Net Generation Capacity Factor
MEAN | [5 empty] | 0.21407 | 0.1668 | 0.151 | 0.1208 | 0.12674 | 0.13535 | 0.12232 | 0.12215 | 0.11607 | 0.10963 | 0.11064 | 0.10608 | 0.097292 | 0.090899 | 0.084009
P5 | [5 empty] | 0.13449 | 0.10904 | 0.10603 | 0.080942 | 0.098685 | 0.10861 | 0.10354 | 0.099745 | 0.092124 | 0.084754 | 0.079813 | 0.082923 | 0.07533 | 0.07138 | 0.064609
P95 | [5 empty] | 0.29463 | 0.22477 | 0.20363 | 0.16295 | 0.15453 | 0.15975 | 0.14152 | 0.14602 | 0.15041 | 0.13983 | 0.13194 | 0.13927 | 0.12348 | 0.11464 | 0.10255
CO2EMISSIONS - CO2 Emissions
MEAN | [5 empty] | 6824.7216 | 5300.5556 | 4797.5294 | 3811.431 | 4057.9459 | 4286.2959 | 3871.1106 | 3905.8758 | 3649.8738 | 3479.5687 | 3540.161 | 3377.7701 | 3100.8483 | 2890.8871 | 2655.0449
P5 | [5 empty] | 4301.7481 | 3466.0912 | 3365.2314 | 2563.3126 | 3151.0933 | 3422.0669 | 3284.6988 | 3168.1769 | 2912.5339 | 2682.8348 | 2551.3355 | 2628.4314 | 2416.9307 | 2285.4036 | 2042.2135
P95 | [5 empty] | 9340.2981 | 7153.504 | 6456.0334 | 5135.184 | 4928.0881 | 5053.7589 | 4461.4809 | 4667.3355 | 4722.0685 | 4426.587 | 4167.537 | 4436.7423 | 3908.3063 | 3669.4205 | 3249.6375
FUELCONSUMED - Fuel Consumed
MEAN | [5 empty] | 111697.5706 | 86752.1371 | 78519.3036 | 62380.2127 | 66414.8259 | 70152.1417 | 63356.9652 | 63925.9535 | 59736.0685 | 56948.752 | 57940.4426 | 55282.6534 | 50750.3807 | 47314.0274 | 43454.09
P5 | [5 empty] | 70405.043 | 56728.171 | 55077.4377 | 41952.7425 | 51572.7212 | 56007.6409 | 53759.3904 | 51852.3216 | 47668.313 | 43908.9164 | 41756.7192 | 43018.5168 | 39556.9675 | 37404.315 | 33424.1156
P95 | [5 empty] | 152869.0359 | 117078.6252 | 105663.3945 | 84045.5641 | 80656.1068 | 82712.9114 | 73019.3274 | 76388.4696 | 77284.2628 | 72448.2326 | 68208.4612 | 72614.4401 | 63965.7329 | 60055.9821 | 53185.5565
FUELCOST - Fuel Cost
MEAN | [5 empty] | 194628.5662 | 160607.8502 | 148306.7788 | 122979.6717 | 130371.825 | 141913.8108 | 130543.2341 | 135733.0238 | 131428.2543 | 127611.7724 | 132127.3217 | 129245.5186 | 124334.5507 | 118474.6411 | 112794.1946
P5 | [5 empty] | 87271.1476 | 71484.5105 | 77821.0259 | 62188.9404 | 81691.8683 | 94708.4852 | 86941.4664 | 91713.8895 | 75564.6095 | 77151.8145 | 80634.9303 | 78431.5721 | 75475.0382 | 76166.0342 | 69543.0202
P95 | [5 empty] | 317029.2861 | 263342.0271 | 275038.607 | 230463.0004 | 193041.5452 | 217846.1316 | 193020.733 | 198297.9582 | 225235.2419 | 200517.6589 | 191588.0887 | 199242.0324 | 187713.975 | 174673.0018 | 172522.8476
NETPOS - Net Position (MWh)
MEAN | [5 empty] | 13103.4308 | 10191.1994 | 9217.3996 | 7317.7176 | 7785.5431 | 8217.7902 | 7415.6249 | 7552.0037 | 7052.0218 | 6717.129 | 6829.6237 | 6511.8804 | 5973.5353 | 5565.3601 | 5107.5485
P5 | [5 empty] | 8269.7157 | 6664.1955 | 6464.4988 | 4921.3039 | 6046.04 | 6561.345 | 6292.8 | 6126.0278 | 5627.9 | 5179.36 | 4922.4 | 5067.56 | 4656.5 | 4399.99 | 3928.605
P95 | [5 empty] | 17940.8275 | 13752.9405 | 12403.09 | 9859.06 | 9455.175 | 9688.27 | 8546.656 | 9022.36 | 9119.12 | 8545.215 | 8039.905 | 8553.535 | 7528.99 | 7064.17 | 6249.0786
NETREVENUE - Net Revenue $
MEAN | [5 empty] | 82735.1526 | 65650.7669 | 50450.2196 | 36450.4389 | 40774.5152 | 40846.5757 | 39090.8561 | 41439.6523 | 42338.6508 | 41950.8718 | 46740.154 | 41558.9534 | 34679.5544 | 34787.0746 | 28600.4636
P5 | [5 empty] | 33464.4046 | 23035.2984 | 18964.0642 | 9297.4823 | 16750.9336 | 13081.4318 | 8454.7628 | 13610.6857 | 15229.8637 | 16301.517 | 20493.0942 | 19726.11 | 15794.8143 | 17323.8316 | 11239.1184
P95 | [5 empty] | 133161.6534 | 115583.0532 | 99668.8139 | 81478.6168 | 75838.9407 | 88526.7533 | 69637.9967 | 68322.5502 | 73011.222 | 73021.5005 | 74415.7509 | 75236.0158 | 56773.1716 | 57575.012 | 47759.8152
STARTS - Number Starts
MEAN | [5 empty] | 127.59 | 120.16 | 107.89 | 96.14 | 96.87 | 103.52 | 99.28 | 99.81 | 94.66 | 91.79 | 89.45 | 87.58 | 81.82 | 79.55 | 74.75
P5 | [5 empty] | 100 | 96.5 | 85 | 75.5 | 79 | 85.5 | 79.5 | 82 | 75 | 70.5 | 64.5 | 70.5 | 63.5 | 64 | 56
P95 | [5 empty] | 155.5 | 143.5 | 128.5 | 117 | 116 | 123 | 116 | 118.5 | 113.5 | 109 | 109.5 | 102.5 | 97.5 | 94 | 94
VOMCOSTS - VOM Costs
MEAN | [5 empty] | 9172.4016 | 7235.7516 | 6636.5277 | 5415.111 | 5839.1574 | 6327.6984 | 5784.1875 | 6041.6029 | 5782.6579 | 5575.2171 | 5805.1802 | 5665.3359 | 5256.7111 | 5008.8241 | 4698.9446
P5 | [5 empty] | 5788.801 | 4731.5788 | 4654.4392 | 3641.7649 | 4534.53 | 5052.2356 | 4908.384 | 4900.8223 | 4614.878 | 4298.8688 | 4184.04 | 4408.7772 | 4097.72 | 3959.991 | 3614.3166
P95 | [5 empty] | 12558.5793 | 9764.5878 | 8930.2248 | 7295.7044 | 7091.3813 | 7459.9679 | 6666.3917 | 7217.888 | 7477.6784 | 7092.5284 | 6833.9192 | 7441.5755 | 6625.5112 | 6357.753 | 5749.1523
15597: New 2024JAN 18V50DF_NG_B #11
CAPACITYFACTOR - Net Generation Capacity Factor
MEAN | [5 empty] | 0.21338 | 0.18534 | 0.15691 | 0.12993 | 0.12011 | 0.13086 | 0.11305 | 0.11661 | 0.11735 | 0.11043 | 0.11175 | 0.10971 | 0.099736 | 0.097581 | 0.09377
P5 | [5 empty] | 0.13126 | 0.13123 | 0.12138 | 0.10198 | 0.097688 | 0.10623 | 0.088478 | 0.092316 | 0.094105 | 0.082276 | 0.079343 | 0.084734 | 0.078064 | 0.078515 | 0.076282
P95 | [5 empty] | 0.29915 | 0.23984 | 0.20075 | 0.16675 | 0.1471 | 0.15617 | 0.14274 | 0.14172 | 0.1556 | 0.14252 | 0.13706 | 0.13954 | 0.1286 | 0.11996 | 0.11413
CO2EMISSIONS - CO2 Emissions
MEAN | [5 empty] | 6803.5472 | 5883.7925 | 4976.5409 | 4104.5733 | 3847.9402 | 4142.6184 | 3576.7719 | 3723.2992 | 3690.9606 | 3506.9506 | 3574.6039 | 3497.6296 | 3183.1581 | 3104.4098 | 2967.9704
P5 | [5 empty] | 4182.5631 | 4203.5556 | 3859.4954 | 3227.6571 | 3123.711 | 3365.8256 | 2787.672 | 2941.8411 | 2964.8549 | 2593.3103 | 2546.9817 | 2698.0587 | 2499.5237 | 2489.6127 | 2408.7798
P95 | [5 empty] | 9508.4333 | 7617.214 | 6327.034 | 5292.2316 | 4710.7807 | 4983.7223 | 4506.5864 | 4519.0447 | 4909.7069 | 4483.2476 | 4390.9988 | 4458.8537 | 4092.2462 | 3776.0445 | 3644.003
FUELCONSUMED - Fuel Consumed
MEAN | [5 empty] | 111351.018 | 96297.7494 | 81449.1154 | 67177.9597 | 62977.7447 | 67800.6286 | 58539.6388 | 60937.7933 | 60408.5211 | 57396.8997 | 58504.1562 | 57244.3467 | 52097.5142 | 50808.6715 | 48575.6205
P5 | [5 empty] | 68454.3873 | 68797.9633 | 63166.8639 | 52825.8116 | 51124.5669 | 55087.1614 | 45624.7458 | 48147.9718 | 48524.63 | 42443.7032 | 41685.462 | 44158.0802 | 40908.7344 | 40746.5256 | 39423.5647
P95 | [5 empty] | 155620.8394 | 124667.9862 | 103552.1114 | 86615.9024 | 77099.5199 | 81566.6502 | 73757.5511 | 73961.4512 | 80355.2682 | 73375.574 | 71865.774 | 72976.3282 | 66976.2066 | 61801.0549 | 59639.9843
FUELCOST - Fuel Cost
MEAN | [5 empty] | 193991.9723 | 175707.0222 | 151822.2182 | 129781.1387 | 123890.7626 | 137295.5744 | 122885.3976 | 130685.7654 | 133617.9619 | 128968.6296 | 133618.1555 | 133708.4801 | 127460.8699 | 126878.4732 | 125796.0454
P5 | [5 empty] | 83983.4427 | 86960.2261 | 93470.4777 | 76853.8091 | 80833.0365 | 89541.4032 | 74759.2962 | 81542.1234 | 79523.6795 | 76250.307 | 78049.2229 | 82733.9798 | 76818.2999 | 86125.7402 | 81416.7164
P95 | [5 empty] | 310369.4069 | 273093.6738 | 273003.2013 | 224266.1988 | 189105.5569 | 217706.5446 | 196132.7403 | 201491.9223 | 234653.6151 | 199418.8515 | 192621.8159 | 205688.8769 | 188951.9847 | 179321.9954 | 183880.1735
NETPOS - Net Position (MWh)
MEAN | [5 empty] | 13066.3715 | 11312.4201 | 9561.2575 | 7880.2645 | 7382.5371 | 7942.1059 | 6851.7343 | 7198.6991 | 7131.163 | 6769.8045 | 6895.9738 | 6742.7727 | 6132.097 | 5976.2582 | 5709.3187
P5 | [5 empty] | 8033.8022 | 8082.06 | 7415.023 | 6197.1784 | 5993.2495 | 6453.51 | 5340.6 | 5688.56 | 5729 | 5006.925 | 4914 | 5201.8 | 4815.625 | 4793.145 | 4634.25
P95 | [5 empty] | 18244.5614 | 14645.33 | 12154.5576 | 10158.16 | 9036.298 | 9552.0724 | 8633.4163 | 8735.109 | 9481.6712 | 8654.61 | 8471.33 | 8595.345 | 7882.8035 | 7269.04 | 7008.5917
NETREVENUE - Net Revenue $
MEAN | [5 empty] | 84033.0912 | 60825.9219 | 47414.3028 | 32290.6456 | 41197.0677 | 40857.2866 | 42117.535 | 42851.5148 | 41918.5411 | 41733.0132 | 46127.5947 | 40319.2091 | 33776.3992 | 32629.1605 | 24546.2532
P5 | [5 empty] | 34973.4024 | 17977.668 | 13841.6081 | 2350.4903 | 15534.4558 | 11882.3739 | 15341.0898 | 17133.2391 | 16377.4267 | 17365.0845 | 19159.097 | 17762.6171 | 16925.1402 | 14394.5278 | 6487.3577
P95 | [5 empty] | 136082.2255 | 111265.3162 | 101378.2392 | 79487.7739 | 77144.9659 | 86655.5981 | 71230.8865 | 70762.1341 | 72194.323 | 74157.7846 | 76034.542 | 73370.7485 | 57864.6918 | 53035.486 | 44373.8067
STARTS - Number Starts
MEAN | [5 empty] | 126.25 | 125.64 | 115.18 | 101.98 | 97.75 | 104.91 | 93.35 | 97.7 | 95.4 | 92.65 | 90.78 | 89.9 | 84.25 | 82.6 | 79.2
P5 | [5 empty] | 98 | 103 | 93 | 83.5 | 81.5 | 87.5 | 76 | 83 | 77 | 73 | 65.5 | 75.5 | 68.5 | 65.5 | 62.5
P95 | [5 empty] | 155.5 | 145.5 | 134.5 | 121.5 | 113 | 125.5 | 111 | 115 | 112 | 110.5 | 111.5 | 107 | 100.5 | 98.5 | 97.5
VOMCOSTS - VOM Costs
MEAN | [5 empty] | 9146.4601 | 8031.8183 | 6884.1054 | 5831.3958 | 5536.9028 | 6115.4216 | 5344.3528 | 5758.9592 | 5847.5537 | 5618.9377 | 5861.5777 | 5866.2122 | 5396.2453 | 5378.6323 | 5252.5732
P5 | [5 empty] | 5623.6616 | 5738.2626 | 5338.8166 | 4585.912 | 4494.9371 | 4969.2027 | 4165.668 | 4550.848 | 4697.78 | 4155.7478 | 4176.9 | 4525.566 | 4237.75 | 4313.8305 | 4263.51
P95 | [5 empty] | 12771.1929 | 10398.1843 | 8751.2815 | 7517.0384 | 6777.2235 | 7355.0957 | 6734.0647 | 6988.0872 | 7774.9703 | 7183.3263 | 7200.6305 | 7477.9501 | 6936.8671 | 6542.136 | 6447.9043
15597: New 2024JAN 18V50DF_NG_B #2
CAPACITYFACTOR - Net Generation Capacity Factor
MEAN | [5 empty] | 0.24226 | 0.18405 | 0.16207 | 0.1297 | 0.12532 | 0.13651 | 0.12511 | 0.12315 | 0.12063 | 0.11359 | 0.11367 | 0.1113 | 0.1006 | 0.095183 | 0.083527
P5 | [5 empty] | 0.15459 | 0.13978 | 0.11905 | 0.093567 | 0.1017 | 0.11328 | 0.10142 | 0.10327 | 0.094602 | 0.087996 | 0.088568 | 0.092819 | 0.083135 | 0.079843 | 0.065461
P95 | [5 empty] | 0.31835 | 0.24137 | 0.21958 | 0.1829 | 0.15514 | 0.16786 | 0.14854 | 0.14734 | 0.14311 | 0.13854 | 0.13248 | 0.13032 | 0.11855 | 0.11532 | 0.098623
CO2EMISSIONS - CO2 Emissions
MEAN | [5 empty] | 7734.9831 | 5845.1832 | 5139.7451 | 4096.4651 | 4012.8963 | 4325.8789 | 3956.9638 | 3933.6328 | 3795.3763 | 3610.7364 | 3639.0586 | 3544.9276 | 3205.3814 | 3023.4514 | 2643.034
P5 | [5 empty] | 4913.7816 | 4421.1437 | 3769.6514 | 2951.5694 | 3267.9585 | 3573.4857 | 3228.5131 | 3308.48 | 2985.0005 | 2802.5185 | 2829.9797 | 2946.106 | 2650.9701 | 2511.3371 | 2065.9084
P95 | [5 empty] | 10173.5363 | 7690.6471 | 6961.2519 | 5816.9788 | 4949.1543 | 5310.8369 | 4693.6616 | 4713.9293 | 4520.6833 | 4404.4441 | 4254.0301 | 4160.2324 | 3814.6681 | 3667.0735 | 3146.9559
FUELCONSUMED - Fuel Consumed
MEAN | [5 empty] | 126595.4682 | 95665.8459 | 84120.2149 | 67045.2555 | 65677.5167 | 70799.9821 | 64762.0911 | 64380.243 | 62117.4514 | 59095.5227 | 59559.0613 | 58018.4546 | 52461.2341 | 49483.6568 | 43257.5129
P5 | [5 empty] | 80421.9574 | 72359.144 | 61696.423 | 48307.1913 | 53485.409 | 58485.8551 | 52839.8219 | 54148.6093 | 48854.3447 | 45867.7331 | 46317.18 | 48217.7747 | 43387.3999 | 41102.08 | 33811.9222
P95 | [5 empty] | 166506.3232 | 125869.8381 | 113932.1101 | 95204.2355 | 81000.889 | 86920.4082 | 76819.3394 | 77151.0528 | 73988.2698 | 72085.8286 | 69624.06 | 68088.9108 | 62433.1939 | 60017.5701 | 51505.0059
FUELCOST - Fuel Cost
MEAN | [5 empty] | 218511.4452 | 174797.6846 | 157765.498 | 131621.4312 | 129580.0936 | 143822.982 | 134017.1936 | 136192.0832 | 135391.464 | 131033.126 | 134784.5586 | 133280.5416 | 126055.2202 | 122283.1892 | 111012.3971
P5 | [5 empty] | 100145.4767 | 93702.1539 | 87630.692 | 69588.8718 | 85563.6368 | 97868.626 | 86049.8456 | 93114.7653 | 78171.0199 | 82018.8682 | 81992.984 | 89445.8465 | 87309.0799 | 84019.3748 | 70329.1072
P95 | [5 empty] | 337253.2936 | 279279.029 | 295400.0836 | 250801.691 | 201613.2772 | 233488.5651 | 200680.5995 | 199375.0115 | 212900.6168 | 200801.2228 | 187710.1936 | 189868.5584 | 176727.5454 | 168789.5755 | 155939.8858
NETPOS - Net Position (MWh)
MEAN | [5 empty] | 14838.0779 | 11236.7126 | 9874.2699 | 7864.2052 | 7698.5156 | 8293.0781 | 7580.037 | 7605.6746 | 7333.2572 | 6970.5894 | 7020.5271 | 6834.3155 | 6175.2557 | 5820.6612 | 5084.8016
P5 | [5 empty] | 9439.3432 | 8500.5861 | 7242.5988 | 5666.4206 | 6270.2707 | 6851.67 | 6185.16 | 6397.52 | 5767.4629 | 5410.845 | 5460 | 5680.03 | 5105.5106 | 4834.97 | 3974.6
P95 | [5 empty] | 19506.0469 | 14787.34 | 13371.7352 | 11157.8667 | 9491.94 | 10171.86 | 8992.08 | 9115.2 | 8733.3952 | 8503.285 | 8206.66 | 8020.84 | 7348.995 | 7060.06 | 6053.61
NETREVENUE - Net Revenue $
MEAN | [5 empty] | 73850.4357 | 58387.7924 | 45321.5001 | 32017.0452 | 40059.9064 | 38973.2614 | 38736.3838 | 41242.1176 | 41481.0478 | 41374.2091 | 46341.8693 | 40163.7469 | 33769.4865 | 33566.773 | 29041.8459
P5 | [5 empty] | 25871.6966 | 9283.51 | 14197.0637 | 2044.1513 | 14246.6812 | 10264.9477 | 10916.7439 | 14069.5039 | 12696.1989 | 14745.9816 | 19560.2974 | 17941.6465 | 12287.3129 | 14134.5183 | 9758.4111
P95 | [5 empty] | 126414.4656 | 109567.0362 | 94075.9417 | 77417.7439 | 73417.3233 | 85279.0001 | 66206.9338 | 69853.682 | 77071.8747 | 76657.3522 | 75298.3665 | 74560.3938 | 60586.4423 | 55881.4736 | 52539.7614
STARTS - Number Starts
MEAN | [5 empty] | 125.38 | 128.55 | 115.49 | 100.22 | 99.26 | 105.27 | 96.49 | 97.79 | 94.6 | 92.26 | 88.8 | 90.54 | 82.93 | 80.2 | 74.02
P5 | [5 empty] | 99 | 110 | 92 | 82 | 80.5 | 87.5 | 77.5 | 81 | 76.5 | 73 | 65 | 72.5 | 64.5 | 64 | 56.5
P95 | [5 empty] | 151 | 149 | 138 | 120.5 | 120 | 126 | 113 | 117 | 111 | 111.5 | 110 | 108.5 | 97 | 96 | 91
VOMCOSTS - VOM Costs
MEAN | [5 empty] | 10386.6545 | 7978.066 | 7109.4743 | 5819.5119 | 5773.8867 | 6385.6701 | 5912.4289 | 6084.5397 | 6013.2709 | 5785.5892 | 5967.448 | 5945.8545 | 5434.225 | 5238.5951 | 4678.0175
P5 | [5 empty] | 6607.5402 | 6035.4161 | 5214.6711 | 4193.1512 | 4702.703 | 5275.7859 | 4824.4248 | 5118.016 | 4729.3196 | 4491.0013 | 4641 | 4941.6261 | 4492.8493 | 4351.473 | 3656.632
P95 | [5 empty] | 13654.2328 | 10499.0114 | 9627.6494 | 8256.8213 | 7118.955 | 7832.3322 | 7013.8224 | 7292.16 | 7161.3841 | 7057.7265 | 6975.661 | 6978.1308 | 6467.1156 | 6354.054 | 5569.3212
15597: New 2024JAN 18V50DF_NG_B #3
CAPACITYFACTOR - Net Generation Capacity Factor
MEAN | [5 empty] | 0.25155 | 0.18302 | 0.15922 | 0.12409 | 0.12439 | 0.13462 | 0.12848 | 0.12828 | 0.12258 | 0.11648 | 0.11633 | 0.1121 | 0.10276 | 0.099538 | 0.087468
P5 | [5 empty] | 0.15253 | 0.13987 | 0.11467 | 0.0891 | 0.10033 | 0.10646 | 0.10589 | 0.10768 | 0.099828 | 0.093042 | 0.095457 | 0.093864 | 0.082041 | 0.081247 | 0.070425
P95 | [5 empty] | 0.32706 | 0.23596 | 0.21457 | 0.17827 | 0.1531 | 0.16422 | 0.15451 | 0.1517 | 0.14744 | 0.14335 | 0.1363 | 0.13518 | 0.12032 | 0.12018 | 0.10266
CO2EMISSIONS - CO2 Emissions
MEAN | [5 empty] | 8031.2462 | 5814.323 | 5053.5922 | 3917.4969 | 3981.3881 | 4266.5175 | 4065.1328 | 4100.6626 | 3851.0641 | 3698.5716 | 3721.2999 | 3572.5106 | 3275.9614 | 3163.3353 | 2769.4208
P5 | [5 empty] | 4878.1563 | 4439.9165 | 3609.5117 | 2821.8284 | 3193.4174 | 3363.836 | 3353.8503 | 3439.4225 | 3139.1812 | 2955.0662 | 3051.4669 | 2989.6231 | 2634.2806 | 2568.1695 | 2231.6783
P95 | [5 empty] | 10454.4906 | 7487.1066 | 6777.0845 | 5605.2742 | 4884.2279 | 5221.0405 | 4901.2299 | 4830.8363 | 4634.743 | 4581.1387 | 4332.3987 | 4325.5973 | 3834.052 | 3801.7646 | 3270.4742
FUELCONSUMED - Fuel Consumed
MEAN | [5 empty] | 131444.2919 | 95160.7697 | 82710.183 | 64116.1526 | 65161.8344 | 69828.4375 | 66532.4511 | 67113.9548 | 63028.8727 | 60533.0873 | 60905.072 | 58469.8951 | 53616.3898 | 51773.0812 | 45326.0366
P5 | [5 empty] | 79838.8917 | 72666.3907 | 59075.4777 | 46183.7707 | 52265.424 | 55054.5991 | 54891.167 | 56291.6941 | 51377.7614 | 48364.4215 | 49942.1744 | 48930.0018 | 43114.2487 | 42032.2345 | 36525.0128
P95 | [5 empty] | 171104.5917 | 122538.57 | 110917.9135 | 91739.3492 | 79938.2642 | 85450.7448 | 80216.5285 | 79064.4238 | 75855.0415 | 74977.7209 | 70906.6896 | 70795.3737 | 62750.4413 | 62222.0069 | 53526.5819
FUELCOST - Fuel Cost
MEAN | [5 empty] | 227281.7645 | 173726.8754 | 156018.803 | 126898.12 | 128757.0874 | 142602.7661 | 137846.4101 | 141643.4718 | 137496.035 | 134166.4841 | 137784.1233 | 134356.6707 | 128718.898 | 127155.8285 | 115576.2881
P5 | [5 empty] | 99856.6369 | 96079.5383 | 85061.1365 | 65766.7041 | 82727.6085 | 92192.4079 | 89758.8546 | 97269.7024 | 85232.6079 | 86476.7536 | 88908.2933 | 90979.9902 | 87751.611 | 88871.8655 | 78236.5568
P95 | [5 empty] | 348141.6542 | 275382.3959 | 291221.1554 | 252905.5231 | 197403.4348 | 233530.6934 | 209301.452 | 203670.7747 | 224499.1938 | 209306.1114 | 189260.7077 | 189397.7583 | 179087.4041 | 172125.7659 | 157968.6379
NETPOS - Net Position (MWh)
MEAN | [5 empty] | 15392.8537 | 11178.0717 | 9708.4001 | 7520.5223 | 7637.7996 | 8179.0463 | 7786.8378 | 7928.4969 | 7440.5866 | 7139.9331 | 7178.9555 | 6887.351 | 6311.1986 | 6089.9538 | 5327.7805
P5 | [5 empty] | 9367.8693 | 8536.935 | 6934.9864 | 5417.4595 | 6127.0261 | 6449.29 | 6425.28 | 6650.72 | 6065.7735 | 5705.37 | 5887.1298 | 5763.93 | 5075.25 | 4943.57 | 4292.8019
P95 | [5 empty] | 20016.7941 | 14392.555 | 13019.1081 | 10756.78 | 9367.365 | 10002.4974 | 9388.8453 | 9338.37 | 8949.874 | 8844.02 | 8357.86 | 8339.66 | 7386.75 | 7319.375 | 6291.655
NETREVENUE - Net Revenue $
MEAN | [5 empty] | 70442.8914 | 58603.4711 | 45949.3987 | 33333.5994 | 39599.3103 | 39064.6638 | 37641.9099 | 39362.7824 | 40451.5801 | 40111.8223 | 44941.4589 | 39378.2104 | 32853.1052 | 32040.8932 | 27766.439
P5 | [5 empty] | 27283.9804 | 8862.4768 | 14014.7979 | 5059.8474 | 16064.6041 | 12066.6568 | 8097.9928 | 11576.6088 | 13628.6219 | 14546.6609 | 17788.468 | 16900.8939 | 11147.5691 | 11451.5769 | 8576.3681
P95 | [5 empty] | 124572.2809 | 111209.0547 | 94210.6799 | 74430.6445 | 74121.7317 | 84198.4059 | 64059.2948 | 66474.066 | 70723.4324 | 76848.3929 | 76841.8891 | 73841.8979 | 58919.9654 | 55094.1635 | 48006.078
STARTS - Number Starts
MEAN | [5 empty] | 121.01 | 128.71 | 115.52 | 99.24 | 97.41 | 106.34 | 98.82 | 101.18 | 95.98 | 94.13 | 89.51 | 90.71 | 83.83 | 83.43 | 75.21
P5 | [5 empty] | 97 | 111.5 | 94.5 | 78 | 79.5 | 84.5 | 81 | 85.5 | 75.5 | 76.5 | 69 | 72 | 66 | 68 | 57.5
P95 | [5 empty] | 143.5 | 149.5 | 138.5 | 119.5 | 113 | 126.5 | 114.5 | 121 | 112.5 | 113.5 | 108.5 | 108.5 | 99.5 | 99.5 | 92
VOMCOSTS - VOM Costs
MEAN | [5 empty] | 10774.9976 | 7936.4309 | 6990.048 | 5565.1865 | 5728.3497 | 6297.8657 | 6073.7335 | 6342.7975 | 6101.281 | 5926.1445 | 6102.1121 | 5991.9954 | 5553.8548 | 5480.9584 | 4901.558
P5 | [5 empty] | 6557.5085 | 6061.2239 | 4993.1902 | 4008.92 | 4595.2696 | 4965.9533 | 5011.7184 | 5320.576 | 4973.9343 | 4735.4571 | 5004.0604 | 5014.6191 | 4466.22 | 4449.213 | 3949.3777
P95 | [5 empty] | 14011.7558 | 10218.7141 | 9373.7579 | 7960.0172 | 7025.5238 | 7701.923 | 7323.2993 | 7470.696 | 7338.8967 | 7340.5366 | 7104.181 | 7255.5042 | 6500.34 | 6587.4375 | 5788.3226
15597: New 2024JAN 18V50DF_NG_B #4
CAPACITYFACTOR - Net Generation Capacity Factor
MEAN | [5 empty] | 0.255 | 0.18328 | 0.15141 | 0.12104 | 0.11955 | 0.12815 | 0.12908 | 0.13116 | 0.12722 | 0.12007 | 0.11969 | 0.11619 | 0.10634 | 0.1017 | 0.090715
P5 | [5 empty] | 0.15876 | 0.13846 | 0.1087 | 0.08517 | 0.09388 | 0.099869 | 0.10586 | 0.10934 | 0.10097 | 0.096175 | 0.093957 | 0.098618 | 0.086985 | 0.081764 | 0.073571
P95 | [5 empty] | 0.32791 | 0.23824 | 0.21326 | 0.18295 | 0.15536 | 0.16656 | 0.15374 | 0.15519 | 0.1544 | 0.14532 | 0.13621 | 0.13906 | 0.12474 | 0.12312 | 0.1068
CO2EMISSIONS - CO2 Emissions
MEAN | [5 empty] | 8159.3471 | 5832.279 | 4797.2104 | 3821.012 | 3824.0015 | 4057.8423 | 4087.7823 | 4189.2663 | 4002.7581 | 3813.9112 | 3833.0166 | 3696.8715 | 3389.0387 | 3229.2769 | 2868.2344
P5 | [5 empty] | 5070.4816 | 4403.3025 | 3450.4815 | 2693.2977 | 3012.5837 | 3164.8283 | 3345.2064 | 3508.6443 | 3169.5759 | 3055.3118 | 3004.1323 | 3124.526 | 2803.8135 | 2585.1999 | 2330.6572
P95 | [5 empty] | 10390.5877 | 7525.1215 | 6709.1172 | 5753.2516 | 4992.0152 | 5284.4635 | 4888.0185 | 4981.2428 | 4888.4097 | 4594.5646 | 4387.3507 | 4414.9838 | 3975.8624 | 3897.7009 | 3380.972
FUELCONSUMED - Fuel Consumed
MEAN | [5 empty] | 133540.8694 | 95454.6488 | 78514.0818 | 62537.021 | 62585.9498 | 66413.1306 | 66903.1479 | 68564.0969 | 65511.5888 | 62420.8053 | 62733.4965 | 60505.2624 | 55467.0814 | 52852.3217 | 46943.2803
P5 | [5 empty] | 82986.606 | 72067.1435 | 56472.6924 | 44080.1584 | 49305.7884 | 51797.5176 | 54749.695 | 57424.6199 | 51875.2199 | 50005.1025 | 49167.468 | 51137.9058 | 45888.9281 | 42310.9647 | 38144.9627
P95 | [5 empty] | 170058.7181 | 123160.7448 | 109805.5181 | 94161.2373 | 81702.3759 | 86488.7639 | 80000.3033 | 81526.0695 | 80006.7055 | 75197.4569 | 71806.0679 | 72258.3266 | 65071.398 | 63792.1592 | 55335.0575
FUELCOST - Fuel Cost
MEAN | [5 empty] | 229197.7001 | 173864.0432 | 148743.0753 | 124691.1107 | 124805.0894 | 136509.9884 | 138717.2013 | 144652.5785 | 142768.9526 | 138301.2359 | 141900.6216 | 138779.9873 | 132849.8451 | 129696.1127 | 119265.0214
P5 | [5 empty] | 102848.7151 | 96954.0472 | 79826.3218 | 62704.8748 | 77163.7622 | 80569.8458 | 90569.4862 | 99784.9016 | 85327.6614 | 86308.5404 | 91452.7612 | 95881.9436 | 96681.4152 | 94229.4703 | 84313.497
P95 | [5 empty] | 338253.4104 | 275789.7554 | 283371.608 | 254967.0243 | 200259.1015 | 227862.0769 | 205432.4175 | 212415.7541 | 234401.9659 | 207401.4987 | 199564.7086 | 194299.148 | 188441.7181 | 175126.1343 | 157462.1108
NETPOS - Net Position (MWh)
MEAN | [5 empty] | 15623.23 | 11212.3351 | 9215.804 | 7335.3632 | 7335.7753 | 7778.9121 | 7830.0824 | 8099.7362 | 7733.6626 | 7362.6682 | 7394.3144 | 7127.1104 | 6528.7812 | 6217.027 | 5517.9667
P5 | [5 empty] | 9739.095 | 8466.1939 | 6629.6842 | 5170.8853 | 5780.28 | 6067.72 | 6408.72 | 6784.3798 | 6124.5076 | 5898.915 | 5796 | 6024.02 | 5401.875 | 4977.175 | 4483.95
P95 | [5 empty] | 19893.3184 | 14465.405 | 12886.1604 | 11041.9693 | 9574.0975 | 10124.7223 | 9354.72 | 9629.62 | 9437.0633 | 8869.12 | 8462.65 | 8511.585 | 7658.735 | 7503.26 | 6504.65
NETREVENUE - Net Revenue $
MEAN | [5 empty] | 66307.4011 | 59044.9034 | 47952.5708 | 34706.8865 | 40915.0862 | 40800.0561 | 37090.0328 | 38757.0844 | 38714.7904 | 38872.4313 | 43856.3192 | 38562.8175 | 31728.1283 | 31510.2102 | 26576.0326
P5 | [5 empty] | 21279.0059 | 7533.9533 | 17250.7995 | 7447.8215 | 18787.5801 | 14246.5222 | 11080.6404 | 10016.381 | 10926.5983 | 12287.9021 | 16442.3195 | 15177.1799 | 8448.0027 | 11611.8765 | 5046.8977
P95 | [5 empty] | 120601.1634 | 113432.4483 | 94891.7166 | 75048.7366 | 75017.8291 | 83887.544 | 66211.5064 | 68741.5615 | 69552.9144 | 73747.5582 | 72762.9046 | 76302.1481 | 58229.7108 | 54823.1237 | 48599.7275
STARTS - Number Starts
MEAN | [5 empty] | 120.96 | 129.01 | 113.51 | 97.51 | 97.34 | 104.27 | 99.96 | 101.77 | 97.62 | 96.21 | 91.58 | 91.62 | 84.95 | 83.1 | 76.85
P5 | [5 empty] | 94 | 110 | 89 | 79 | 79.5 | 85.5 | 80.5 | 82.5 | 75.5 | 79.5 | 68.5 | 76.5 | 67 | 64.5 | 59.5
P95 | [5 empty] | 145 | 151.5 | 135 | 118.5 | 116.5 | 124.5 | 119.5 | 120.5 | 116 | 116 | 111.5 | 110.5 | 100 | 100.5 | 95
VOMCOSTS - VOM Costs
MEAN | [5 empty] | 10936.261 | 7960.7579 | 6635.3789 | 5428.1688 | 5501.8315 | 5989.7623 | 6107.4643 | 6479.789 | 6341.6033 | 6111.0146 | 6285.1672 | 6200.586 | 5745.3275 | 5595.3243 | 5076.5294
P5 | [5 empty] | 6817.3665 | 6010.9977 | 4773.3726 | 3826.4551 | 4335.21 | 4672.1444 | 4998.8016 | 5427.5038 | 5022.0962 | 4896.0994 | 4926.6 | 5240.8974 | 4753.65 | 4479.4575 | 4125.234
P95 | [5 empty] | 13925.3229 | 10270.4376 | 9278.0355 | 8171.0573 | 7180.5731 | 7796.0362 | 7296.6816 | 7703.696 | 7738.3919 | 7361.3696 | 7193.2525 | 7405.079 | 6739.6868 | 6752.934 | 5984.278
15597: New 2024JAN 18V50DF_NG_B #5
CAPACITYFACTOR - Net Generation Capacity Factor
MEAN | [5 empty] | 0.2226 | 0.18213 | 0.14824 | 0.11952 | 0.11621 | 0.12574 | 0.12809 | 0.13345 | 0.13055 | 0.12302 | 0.12287 | 0.11939 | 0.1088 | 0.10209 | 0.091852
P5 | [5 empty] | 0.14987 | 0.14259 | 0.10897 | 0.083828 | 0.088021 | 0.097638 | 0.10415 | 0.11383 | 0.10707 | 0.097235 | 0.095366 | 0.10299 | 0.089138 | 0.084315 | 0.075181
P95 | [5 empty] | 0.30231 | 0.23678 | 0.21058 | 0.18036 | 0.15522 | 0.16631 | 0.15604 | 0.16126 | 0.15519 | 0.14982 | 0.14563 | 0.14086 | 0.12968 | 0.11883 | 0.10515
CO2EMISSIONS - CO2 Emissions
MEAN | [5 empty] | 7104.5938 | 5787.3185 | 4703.1585 | 3772.8141 | 3720.6096 | 3986.5917 | 4060.4163 | 4254.7685 | 4101.2636 | 3908.6904 | 3936.3649 | 3801.5221 | 3467.5176 | 3247.499 | 2907.7608
P5 | [5 empty] | 4773.2158 | 4529.4979 | 3465.4507 | 2673.5797 | 2826.3926 | 3097.945 | 3297.1849 | 3646.6954 | 3359.5632 | 3081.4628 | 3056.3781 | 3250.7256 | 2819.2057 | 2667.7525 | 2380.297
P95 | [5 empty] | 9656.9107 | 7543.4324 | 6666.1222 | 5721.8286 | 4965.0562 | 5278.6483 | 4956.7576 | 5114.305 | 4862.7113 | 4764.1827 | 4658.3459 | 4500.0185 | 4153.734 | 3795.4218 | 3331.2362
FUELCONSUMED - Fuel Consumed
MEAN | [5 empty] | 116278.1302 | 94718.7968 | 76974.7706 | 61748.1848 | 60893.7735 | 65246.9996 | 66455.2582 | 69636.1451 | 67123.7908 | 63972.0199 | 64424.9567 | 62218.038 | 56751.5157 | 53150.5558 | 47590.1931
P5 | [5 empty] | 78121.3721 | 74132.5359 | 56717.6869 | 43757.4426 | 46258.4713 | 50702.8636 | 53963.7462 | 59684.0494 | 54984.6681 | 50433.1062 | 50022.5544 | 53203.3644 | 46140.8458 | 43662.0711 | 38957.3976
P95 | [5 empty] | 158050.9114 | 123460.4313 | 109101.8369 | 93646.9494 | 81261.1492 | 86393.5884 | 81125.3292 | 83703.846 | 79586.1094 | 77973.5303 | 76241.341 | 73650.0567 | 67982.5527 | 62118.1972 | 54521.0502
FUELCOST - Fuel Cost
MEAN | [5 empty] | 200961.4459 | 172810.7165 | 145911.1944 | 123208.8728 | 122007.527 | 134683.3707 | 138360.8671 | 146892.235 | 146033.3508 | 141637.9227 | 145711.2649 | 142795.5033 | 136320.7132 | 130481.1556 | 121009.7364
P5 | [5 empty] | 97572.7174 | 95044.8148 | 81980.3767 | 65433.1957 | 75017.1779 | 77371.6813 | 89403.7827 | 100205.1233 | 89778.0981 | 88261.5742 | 92151.8061 | 97226.7985 | 96983.6271 | 93145.825 | 84419.3652
P95 | [5 empty] | 322058.1349 | 278368.5996 | 290243.4714 | 257283.2492 | 195793.9721 | 231176.3905 | 214692.2549 | 211484.5821 | 226186.5667 | 218379.0838 | 198253.3339 | 205567.4486 | 189629.2848 | 172793.0976 | 165635.0051
NETPOS - Net Position (MWh)
MEAN | [5 empty] | 13640.5775 | 11126.5371 | 9035.5187 | 7243.1053 | 7137.8735 | 7642.3445 | 7777.5408 | 8226.0596 | 7923.8313 | 7545.6119 | 7593.4503 | 7328.8574 | 6680.0132 | 6252.0896 | 5594.0181
P5 | [5 empty] | 9166.71 | 8708.8876 | 6658.0343 | 5133.44 | 5422.9925 | 5939.075 | 6316.5934 | 7050.9907 | 6491.2848 | 5949.405 | 5896.8 | 6267.33 | 5431.12 | 5136.11 | 4578.9638
P95 | [5 empty] | 18538.5912 | 14503.465 | 12807.165 | 10982.325 | 9525.7 | 10115.0621 | 9486.33 | 9889.1364 | 9394.6553 | 9194.6925 | 8983.03 | 8675.12 | 8002.245 | 7306.755 | 6408.555
NETREVENUE - Net Revenue $
MEAN | [5 empty] | 81220.8746 | 59551.3504 | 49039.1738 | 35032.2027 | 42517.1447 | 41995.9112 | 37000.8326 | 37061.1751 | 37669.2633 | 37666.5034 | 42542.0166 | 36942.555 | 30837.6971 | 31321.6052 | 26323.9518
P5 | [5 empty] | 27185.6038 | 6412.62 | 15506.1707 | 6076.3123 | 17773.6653 | 13875.7579 | 11331.135 | 8811.8611 | 10514.8745 | 10195.1656 | 16248.0212 | 12911.1183 | 8168.3262 | 11348.7002 | 6899.0681
P95 | [5 empty] | 137704.249 | 112316.6345 | 97642.5598 | 76744.2849 | 75041.6446 | 86234.8331 | 65090.6946 | 66720.5085 | 70343.0395 | 73317.1467 | 74627.6199 | 74417.9049 | 57821.9709 | 54378.677 | 48840.7743
STARTS - Number Starts
MEAN | [5 empty] | 128.79 | 127.64 | 112.44 | 96.75 | 94.52 | 102.7 | 100.26 | 102.66 | 99.38 | 96.88 | 92.85 | 94.3 | 87 | 83.69 | 77.14
P5 | [5 empty] | 100.5 | 107.5 | 91 | 81.5 | 74.5 | 83 | 83 | 88 | 79 | 77 | 72 | 74.5 | 69.5 | 66 | 58.5
P95 | [5 empty] | 155 | 151 | 134.5 | 117 | 113.5 | 125.5 | 119 | 120 | 116 | 116.5 | 112.5 | 114 | 103 | 101.5 | 92.5
VOMCOSTS - VOM Costs
MEAN | [5 empty] | 9548.4043 | 7899.8413 | 6505.5735 | 5359.8979 | 5353.4051 | 5884.6053 | 6066.4819 | 6580.8477 | 6497.5417 | 6262.8579 | 6454.4327 | 6376.106 | 5878.4116 | 5626.8806 | 5146.4966
P5 | [5 empty] | 6416.697 | 6183.3102 | 4793.7847 | 3798.7456 | 4067.2443 | 4573.0877 | 4926.9429 | 5640.7925 | 5322.8535 | 4938.0062 | 5012.28 | 5452.5771 | 4779.3856 | 4622.499 | 4212.6467
P95 | [5 empty] | 12977.0139 | 10297.4602 | 9221.1588 | 8126.9205 | 7144.275 | 7788.5978 | 7399.3374 | 7911.3091 | 7703.6173 | 7631.5948 | 7635.5755 | 7547.3544 | 7041.9756 | 6576.0795 | 5895.8706
15597: New 2024JAN 18V50DF_NG_B #6
CAPACITYFACTOR - Net Generation Capacity Factor
MEAN | [5 empty] | 0.2201 | 0.18752 | 0.14566 | 0.11805 | 0.11272 | 0.12287 | 0.11871 | 0.12331 | 0.12813 | 0.1206 | 0.12106 | 0.11942 | 0.10759 | 0.10343 | 0.096372
P5 | [5 empty] | 0.14219 | 0.151 | 0.10783 | 0.081432 | 0.088029 | 0.097308 | 0.094494 | 0.097372 | 0.095849 | 0.097057 | 0.089796 | 0.097946 | 0.0866 | 0.085473 | 0.080124
P95 | [5 empty] | 0.30259 | 0.23739 | 0.2074 | 0.16879 | 0.14969 | 0.16427 | 0.15657 | 0.15405 | 0.15603 | 0.15088 | 0.13966 | 0.1435 | 0.13028 | 0.12362 | 0.11311
CO2EMISSIONS - CO2 Emissions
MEAN | [5 empty] | 7028.5391 | 5957.9476 | 4623.7164 | 3728.1258 | 3610.2244 | 3889.8171 | 3752.5475 | 3939.4078 | 4030.4965 | 3835.8765 | 3869.0072 | 3805.6355 | 3429.9489 | 3294.6951 | 3046.8348
P5 | [5 empty] | 4552.0248 | 4737.7239 | 3407.9336 | 2580.5916 | 2826.4614 | 3062.6769 | 2976.8913 | 3103.3368 | 3025.896 | 3090.1798 | 2877.8717 | 3089.7124 | 2725.5556 | 2702.5115 | 2519.5746
P95 | [5 empty] | 9636.5162 | 7543.7808 | 6565.1708 | 5347.0839 | 4806.8922 | 5216.5141 | 4985.9972 | 4932.6064 | 4883.9923 | 4828.9709 | 4478.7809 | 4562.93 | 4167.2281 | 3950.0807 | 3600.3251
FUELCONSUMED - Fuel Consumed
MEAN | [5 empty] | 115033.3733 | 97511.4178 | 75674.5731 | 61016.7882 | 59087.142 | 63663.1273 | 61416.4896 | 64474.7602 | 65965.5734 | 62780.3025 | 63322.54 | 62285.3596 | 56136.6439 | 53922.9967 | 49866.363
P5 | [5 empty] | 74501.224 | 77540.4896 | 55776.3273 | 42235.5411 | 46259.5975 | 50125.645 | 48721.6251 | 50791.1098 | 49523.6665 | 50575.7741 | 47101.0092 | 50568.1241 | 44608.112 | 44230.958 | 41236.9003
P95 | [5 empty] | 157717.1222 | 123466.1342 | 107449.6045 | 87513.648 | 78672.5406 | 85376.6634 | 81603.8824 | 80730.0557 | 79934.4072 | 79033.8931 | 73302.4691 | 74679.7051 | 68203.4055 | 64649.4383 | 58925.1241
FUELCOST - Fuel Cost
MEAN | [5 empty] | 199408.6764 | 175847.9043 | 143275.001 | 121202.3535 | 118254.2584 | 131007.2647 | 129094.8193 | 137727.4752 | 144605.4151 | 140012.0836 | 143915.846 | 144123.185 | 136131.4307 | 133564.0446 | 127894.2299
P5 | [5 empty] | 89301.4846 | 96153.0085 | 81379.0497 | 62937.2485 | 73702.867 | 76112.2406 | 78396.4685 | 87425.4831 | 80215.8252 | 84354.4568 | 88014.4157 | 93153.9118 | 92451.1944 | 96689.208 | 84075.3812
P95 | [5 empty] | 324689.6922 | 276109.1095 | 285034.1593 | 239944.6527 | 194105.8638 | 226715.7267 | 208394.3806 | 210147.9374 | 237642.4732 | 216039.0499 | 208045.1415 | 210691.551 | 197367.5729 | 183305.1962 | 186751.0752
NETPOS - Net Position (MWh)
MEAN | [5 empty] | 13484.8928 | 11454.7918 | 8882.8067 | 7157.3392 | 6926.3192 | 7457.3614 | 7187.9278 | 7616.171 | 7786.6962 | 7404.517 | 7463.4518 | 7336.4312 | 6607.3849 | 6342.7252 | 5861.3765
P5 | [5 empty] | 8730.495 | 9109.2534 | 6547.24 | 4954.49 | 5423.165 | 5872.1818 | 5702.8835 | 6000.84 | 5846.95 | 5966.235 | 5552.4 | 5956.9 | 5251.1021 | 5203.03 | 4846.9591
P95 | [5 empty] | 18480.8067 | 14503.32 | 12612.944 | 10264.0876 | 9222.635 | 9999.115 | 9550.0291 | 9534.5307 | 9435.71 | 9318.815 | 8639.05 | 8796.8222 | 8025.7505 | 7604.152 | 6926.255
NETREVENUE - Net Revenue $
MEAN | [5 empty] | 78867.0028 | 58511.3377 | 49575.1983 | 35556.9398 | 43778.8406 | 43145.2469 | 40162.7741 | 40319.858 | 38167.1663 | 38302.6432 | 43167.7786 | 36925.3256 | 30948.8157 | 30188.7218 | 24336.9423
P5 | [5 empty] | 29158.2303 | 9547.0313 | 17188.7977 | 6246.0391 | 18604.5157 | 15968.5014 | 14094.5235 | 13939.7978 | 13827.1461 | 13694.9129 | 18218.941 | 12568.792 | 10763.4281 | 11593.8503 | 3218.6591
P95 | [5 empty] | 129127.0423 | 111399.9591 | 99648.7281 | 76720.0987 | 77304.9565 | 87224.6021 | 66835.6655 | 66282.8646 | 68998.0149 | 73339.4318 | 72170.7153 | 72968.71 | 56073.0919 | 50634.0357 | 44761.9642
STARTS - Number Starts
MEAN | [5 empty] | 128.87 | 131.38 | 110.93 | 96.42 | 92.68 | 101.25 | 97.3 | 101.19 | 99.65 | 96.86 | 92.73 | 94.37 | 87.51 | 84.85 | 78.74
P5 | [5 empty] | 100 | 112.5 | 88 | 78.5 | 76.5 | 82 | 82 | 83 | 80 | 77 | 70.5 | 77 | 69 | 68 | 61.5
P95 | [5 empty] | 161 | 156 | 133.5 | 114.5 | 111 | 122 | 116 | 122 | 116 | 115 | 110 | 111 | 101.5 | 105.5 | 99
VOMCOSTS - VOM Costs
MEAN | [5 empty] | 9439.4249 | 8132.9022 | 6395.6208 | 5296.431 | 5194.7394 | 5742.1682 | 5606.5837 | 6092.9368 | 6385.0909 | 6145.7491 | 6343.934 | 6382.6951 | 5814.4988 | 5708.4526 | 5392.4663
P5 | [5 empty] | 6111.3465 | 6467.5699 | 4714.0128 | 3666.3226 | 4067.3738 | 4521.58 | 4448.2491 | 4800.672 | 4794.499 | 4951.9751 | 4719.54 | 5182.503 | 4620.9698 | 4682.727 | 4459.2024
P95 | [5 empty] | 12936.5647 | 10297.3572 | 9081.3197 | 7595.4248 | 6916.9762 | 7699.3185 | 7449.0227 | 7627.6245 | 7737.2822 | 7734.6165 | 7343.1925 | 7653.2353 | 7062.6604 | 6843.7368 | 6372.1546
15597: New 2024JAN 18V50DF_NG_B #7
CAPACITYFACTOR - Net Generation Capacity Factor
MEAN | [5 empty] | 0.21611 | 0.18858 | 0.14781 | 0.12135 | 0.11274 | 0.12355 | 0.11564 | 0.11904 | 0.12026 | 0.11319 | 0.11479 | 0.11321 | 0.10356 | 0.10302 | 0.096821
P5 | [5 empty] | 0.13634 | 0.1469 | 0.11224 | 0.091647 | 0.087027 | 0.098536 | 0.091651 | 0.093821 | 0.094958 | 0.086172 | 0.087547 | 0.088435 | 0.080941 | 0.081756 | 0.075521
P95 | [5 empty] | 0.29416 | 0.23938 | 0.20809 | 0.17044 | 0.15046 | 0.15816 | 0.14711 | 0.14274 | 0.1597 | 0.14247 | 0.1345 | 0.14291 | 0.12672 | 0.12493 | 0.11888
CO2EMISSIONS - CO2 Emissions
MEAN | [5 empty] | 6887.5044 | 5992.9431 | 4688.5573 | 3831.387 | 3608.7662 | 3911.9214 | 3659.937 | 3799.0441 | 3777.3473 | 3597.7357 | 3671.0515 | 3607.1847 | 3303.4126 | 3275.675 | 3062.8532
P5 | [5 empty] | 4337.8847 | 4641.6159 | 3541.0489 | 2895.7396 | 2790.5961 | 3093.2716 | 2900.0432 | 2985.4886 | 2956.1347 | 2754.5749 | 2803.8568 | 2808.5196 | 2589.1199 | 2617.961 | 2391.4192
P95 | [5 empty] | 9344.7979 | 7640.3082 | 6628.1571 | 5366.3371 | 4814.2672 | 5013.0201 | 4683.2273 | 4533.3241 | 5004.7718 | 4540.7137 | 4288.8606 | 4569.293 | 4008.4081 | 3979.0851 | 3785.3086
FUELCONSUMED - Fuel Consumed
MEAN | [5 empty] | 112725.1126 | 98084.1755 | 76735.7988 | 62706.8255 | 59063.2768 | 64024.901 | 59900.7699 | 62177.4815 | 61822.3786 | 58882.7453 | 60082.6762 | 59037.3926 | 54065.6725 | 53611.7027 | 50128.5304
P5 | [5 empty] | 70996.4757 | 75967.5262 | 57954.9737 | 47393.4467 | 45672.6041 | 50626.3758 | 47463.8828 | 48862.3334 | 48381.9105 | 45083.0596 | 45889.6368 | 45965.9502 | 42375.1215 | 42847.1528 | 39139.431
P95 | [5 empty] | 152942.6826 | 125045.9612 | 108480.4756 | 87828.7582 | 78793.2446 | 82046.1563 | 76648.5642 | 74195.1576 | 81911.1594 | 74316.0997 | 70194.1176 | 74783.8455 | 65604.0612 | 65124.1416 | 61952.6778
FUELCOST - Fuel Cost
MEAN | [5 empty] | 196179.6075 | 177836.4299 | 144641.5928 | 123015.0156 | 117780.4878 | 131353.4804 | 125802.2009 | 133356.2971 | 136583.0328 | 132234.2439 | 137142.3468 | 137455.8176 | 132012.002 | 133589.9892 | 129311.7722
P5 | [5 empty] | 85424.2647 | 95309.6136 | 80695.4233 | 66430.466 | 73176.7144 | 80500.5459 | 75338.8911 | 85017.2036 | 78258.5182 | 75340.465 | 82354.4984 | 84308.269 | 85240.818 | 92528.1648 | 82213.071
P95 | [5 empty] | 312582.8275 | 272338.2118 | 276785.1494 | 237725.1912 | 194476.0014 | 218066.8696 | 200824.1347 | 200553.051 | 238597.9907 | 207165.1704 | 192880.0987 | 211453.0249 | 190760.6697 | 191983.7044 | 188317.3468
NETPOS - Net Position (MWh)
MEAN | [5 empty] | 13225.1824 | 11522.0682 | 9007.7415 | 7355.8825 | 6923.4751 | 7499.8628 | 7010.9062 | 7345.1058 | 7297.8127 | 6944.83 | 7081.7047 | 6953.8644 | 6363.4967 | 6306.0391 | 5891.8965
P5 | [5 empty] | 8335.9807 | 8924.2818 | 6802.7458 | 5559.2988 | 5353.261 | 5930.925 | 5555.88 | 5772.96 | 5712.15 | 5318.28 | 5409.6 | 5414.1683 | 4987.8718 | 5039.84 | 4600.85
P95 | [5 empty] | 17938.8637 | 14686.475 | 12731.775 | 10299.6579 | 9234.755 | 9610.7293 | 8969.1002 | 8764.73 | 9667.035 | 8763.8188 | 8273.86 | 8809.5 | 7719.3006 | 7658.815 | 7280.92
NETREVENUE - Net Revenue $
MEAN | [5 empty] | 83182.1567 | 59005.1156 | 49476.585 | 34612.0553 | 43880.0107 | 43043.6278 | 41201.4746 | 41872.3298 | 41069.8318 | 40603.593 | 45375.0511 | 39102.7171 | 32375.337 | 30693.6213 | 24294.2534
P5 | [5 empty] | 32077.5931 | 10510.5931 | 17140.3775 | 5530.3201 | 20170.3161 | 15559.2732 | 14567.9888 | 15961.0731 | 16307.9302 | 15501.1625 | 21159.8756 | 17342.4475 | 12863.3692 | 11815.4593 | 4048.1722
P95 | [5 empty] | 135866.6179 | 106115.3831 | 99796.9607 | 77057.9341 | 78357.0091 | 85104.4263 | 68472.6325 | 68688.5382 | 71877.9759 | 72970.1171 | 74812.6353 | 75972.0785 | 56661.9876 | 47897.698 | 46063.7897
STARTS - Number Starts
MEAN | [5 empty] | 127.32 | 129.44 | 112.19 | 98.53 | 91.98 | 101.61 | 95.38 | 98.75 | 97.07 | 93.98 | 91.45 | 92.52 | 86.39 | 84.59 | 79.74
P5 | [5 empty] | 99 | 112 | 91 | 82 | 76 | 83 | 77.5 | 81 | 77.5 | 76 | 69 | 75 | 68.5 | 65.5 | 58.5
P95 | [5 empty] | 153.5 | 149.5 | 132 | 116 | 108 | 122 | 114 | 119 | 113.5 | 113.5 | 110 | 109.5 | 101 | 103.5 | 98
VOMCOSTS - VOM Costs
MEAN | [5 empty] | 9257.6277 | 8180.6685 | 6485.5739 | 5443.3531 | 5192.6064 | 5774.8944 | 5468.5068 | 5876.0846 | 5984.2064 | 5764.2089 | 6019.449 | 6049.8621 | 5599.8771 | 5675.4352 | 5420.5448
P5 | [5 empty] | 5835.1865 | 6336.2401 | 4897.9769 | 4113.8811 | 4014.9458 | 4566.8122 | 4333.5864 | 4618.368 | 4683.963 | 4414.1724 | 4598.16 | 4710.3264 | 4389.3272 | 4535.856 | 4232.782
P95 | [5 empty] | 12557.2046 | 10427.3972 | 9166.878 | 7621.7469 | 6926.0662 | 7400.2616 | 6995.8982 | 7011.784 | 7926.9687 | 7273.9696 | 7032.781 | 7664.265 | 6792.9845 | 6892.9335 | 6698.4464
15597: New 2024JAN 18V50DF_NG_B #8
CAPACITYFACTOR - Net Generation Capacity Factor
MEAN | [5 empty] | 0.21849 | 0.18127 | 0.14604 | 0.1183 | 0.11456 | 0.12497 | 0.12339 | 0.13022 | 0.13103 | 0.12439 | 0.12335 | 0.12179 | 0.11026 | 0.10397 | 0.094583
P5 | [5 empty] | 0.13956 | 0.141 | 0.10742 | 0.081855 | 0.090159 | 0.09755 | 0.097279 | 0.10757 | 0.10774 | 0.098481 | 0.093687 | 0.1004 | 0.08769 | 0.086359 | 0.079883
P95 | [5 empty] | 0.29215 | 0.2332 | 0.20627 | 0.17916 | 0.14973 | 0.16733 | 0.15491 | 0.15854 | 0.16258 | 0.15098 | 0.14326 | 0.14473 | 0.12952 | 0.12397 | 0.10965
CO2EMISSIONS - CO2 Emissions
MEAN | [5 empty] | 6972.5768 | 5759.2057 | 4634.5804 | 3732.4135 | 3662.267 | 3959.133 | 3901.5729 | 4160.3913 | 4121.9411 | 3954.4583 | 3947.5892 | 3876.8769 | 3516.9464 | 3306.1844 | 2991.8356
P5 | [5 empty] | 4423.489 | 4464.8421 | 3403.0483 | 2605.924 | 2891.3878 | 3093.8285 | 3081.5661 | 3451.6732 | 3370.3424 | 3110.0142 | 3016.9133 | 3189.8017 | 2803.8135 | 2741.6154 | 2495.5827
P95 | [5 empty] | 9231.5588 | 7383.8942 | 6558.0895 | 5635.7615 | 4815.5491 | 5324.3754 | 4919.7838 | 5091.6574 | 5101.3955 | 4836.6368 | 4594.4358 | 4617.8674 | 4141.4037 | 3949.4903 | 3459.0946
FUELCONSUMED - Fuel Consumed
MEAN | [5 empty] | 114117.46 | 94258.6866 | 75852.3794 | 61086.964 | 59938.9026 | 64797.5935 | 63855.5309 | 68091.5113 | 67462.2111 | 64721.0853 | 64608.6608 | 63451.3404 | 57560.4978 | 54111.0371 | 48966.2128
P5 | [5 empty] | 72397.5291 | 73074.3392 | 55696.3721 | 42650.1481 | 47322.2222 | 50635.4916 | 50434.7965 | 56492.1959 | 55161.0868 | 50900.396 | 49376.6499 | 52206.2464 | 45888.9281 | 44870.9558 | 40844.2337
P95 | [5 empty] | 151089.3423 | 120849.3325 | 107333.7078 | 92238.3226 | 78814.2239 | 87141.9867 | 80520.1934 | 83333.1825 | 83492.5611 | 79159.3585 | 75195.3482 | 75578.8444 | 67780.7477 | 64639.7763 | 56613.6597
FUELCOST - Fuel Cost
MEAN | [5 empty] | 197806.6932 | 171269.7662 | 143675.8556 | 121509.7025 | 119919.0085 | 133449.0923 | 133682.9279 | 144396.1602 | 147235.5001 | 143525.0717 | 146318.3334 | 145868.8893 | 138786.359 | 133469.5576 | 125040.4549
P5 | [5 empty] | 89087.516 | 92202.7821 | 78619.4182 | 65385.1607 | 75658.2817 | 80135.8068 | 83406.8196 | 94858.9863 | 90336.7429 | 89401.5762 | 88749.8126 | 99972.6287 | 96256.6328 | 97768.6112 | 86022.6971
P95 | [5 empty] | 308334.4709 | 272639.5989 | 279857.2483 | 251494.4069 | 192356.1268 | 235814.442 | 208355.2042 | 211647.5231 | 243539.4871 | 210877.2794 | 206411.6452 | 213999.6514 | 190653.6555 | 183701.1958 | 172167.2913
NETPOS - Net Position (MWh)
MEAN | [5 empty] | 13388.4813 | 11072.4267 | 8904.0155 | 7165.5647 | 7026.1263 | 7590.0574 | 7473.3452 | 8043.4681 | 7963.6398 | 7633.8426 | 7615.2077 | 7473.9925 | 6775.1466 | 6364.8999 | 5755.6028
P5 | [5 empty] | 8495.145 | 8584.6488 | 6538.6287 | 5003.0085 | 5547.74 | 5931.2547 | 5903.64 | 6674.1757 | 6512.525 | 6004.1107 | 5820.5153 | 6149.87 | 5401.875 | 5278.315 | 4801.25
P95 | [5 empty] | 17735.3692 | 14194.265 | 12598.775 | 10816.2493 | 9239.245 | 10205.8519 | 9422.0755 | 9845.19 | 9852.095 | 9336.08 | 8863.5725 | 8901.51 | 7976.85 | 7603.785 | 6654.95
NETREVENUE - Net Revenue $
MEAN | [5 empty] | 82281.1959 | 59626.8006 | 49565.5172 | 35358.445 | 43005.9592 | 42654.7545 | 38378.8377 | 38045.3805 | 37235.1997 | 37493.1105 | 42311.2151 | 36015.9639 | 30361.0717 | 30765.0003 | 25100.7131
P5 | [5 empty] | 29863.4305 | 9179.33 | 16333.6209 | 5349.3119 | 17985.6375 | 15343.8434 | 13580.0372 | 11900.6394 | 11055.2989 | 11476.1756 | 18932.7358 | 11384.2463 | 9081.959 | 11623.8719 | 4275.6779
P95 | [5 empty] | 136193.8596 | 110207.3961 | 97828.785 | 74196.0497 | 79663.004 | 87017.9488 | 68156.1913 | 65816.8005 | 71213.9445 | 73627.4804 | 73679.9169 | 71823.2484 | 56672.6577 | 53117.8807 | 47919.8141
STARTS - Number Starts
MEAN | [5 empty] | 127.74 | 128.24 | 111.66 | 95.54 | 93.5 | 102.7 | 98.91 | 102.33 | 100.81 | 98.08 | 93.7 | 94.55 | 87.58 | 84.78 | 78.09
P5 | [5 empty] | 99.5 | 107.5 | 90.5 | 78 | 77 | 85.5 | 84 | 83.5 | 78 | 76.5 | 72 | 79.5 | 68.5 | 63.5 | 59
P95 | [5 empty] | 156 | 150 | 132 | 115 | 111.5 | 127.5 | 118 | 121.5 | 116.5 | 116.5 | 114.5 | 112 | 108 | 100 | 94.5
VOMCOSTS - VOM Costs
MEAN | [5 empty] | 9371.9369 | 7861.423 | 6410.8912 | 5302.5179 | 5269.5947 | 5844.3442 | 5829.2092 | 6434.7745 | 6530.1846 | 6336.0894 | 6472.9265 | 6502.3735 | 5962.129 | 5728.4099 | 5295.1546
P5 | [5 empty] | 5946.6015 | 6095.1006 | 4707.8127 | 3702.2263 | 4160.805 | 4567.0661 | 4604.8392 | 5339.3406 | 5340.2705 | 4983.4119 | 4947.438 | 5350.3869 | 4753.65 | 4750.4835 | 4417.15
P95 | [5 empty] | 12414.7584 | 10077.9281 | 9071.118 | 8004.0245 | 6929.4338 | 7858.5059 | 7349.2189 | 7876.152 | 8078.7179 | 7748.9464 | 7534.0366 | 7744.3137 | 7019.628 | 6843.4065 | 6122.554
15597: New 2024JAN 18V50DF_NG_B #9
CAPACITYFACTOR - Net Generation Capacity Factor
MEAN | [5 empty] | 0.21328 | 0.1698 | 0.16605 | 0.13357 | 0.12728 | 0.13588 | 0.1156 | 0.11568 | 0.11524 | 0.10779 | 0.10991 | 0.10771 | 0.097376 | 0.094218 | 0.088552
P5 | [5 empty] | 0.13156 | 0.11125 | 0.13229 | 0.097788 | 0.1052 | 0.11594 | 0.091102 | 0.091155 | 0.089483 | 0.079481 | 0.080846 | 0.081934 | 0.075247 | 0.075412 | 0.067908
P95 | [5 empty] | 0.29313 | 0.22864 | 0.20588 | 0.1728 | 0.15049 | 0.15903 | 0.1449 | 0.14507 | 0.15369 | 0.13894 | 0.13137 | 0.14103 | 0.12215 | 0.11712 | 0.10773
CO2EMISSIONS - CO2 Emissions
MEAN | [5 empty] | 6808.4955 | 5390.2285 | 5268.1285 | 4216.0611 | 4072.8763 | 4304.3735 | 3658.1137 | 3689.4518 | 3623.3287 | 3420.5851 | 3516.2657 | 3430.7672 | 3106.5966 | 2998.276 | 2801.2384
P5 | [5 empty] | 4205.4272 | 3514.7909 | 4220.9731 | 3093.7124 | 3381.3383 | 3672.9896 | 2882.7554 | 2906.9231 | 2794.8117 | 2519.2157 | 2581.8122 | 2615.3763 | 2412.5837 | 2400.7173 | 2139.6909
P95 | [5 empty] | 9281.8004 | 7222.6138 | 6543.2459 | 5454.5509 | 4817.8898 | 5032.1276 | 4591.3566 | 4653.0726 | 4829.3158 | 4387.6771 | 4212.1838 | 4541.1833 | 3895.2653 | 3738.9385 | 3411.82
FUELCONSUMED - Fuel Consumed
MEAN | [5 empty] | 111432.0052 | 88219.7786 | 86221.4155 | 69002.6359 | 66659.1872 | 70448.011 | 59870.9277 | 60383.8265 | 59301.6147 | 55983.3894 | 57549.3563 | 56150.036 | 50844.4613 | 49071.6197 | 45846.7828
P5 | [5 empty] | 68828.5954 | 57525.2193 | 69083.03 | 50633.5906 | 55341.0526 | 60114.3959 | 47180.9387 | 47576.4826 | 45741.5998 | 41231.026 | 42255.5196 | 42804.8487 | 39485.8219 | 39291.6095 | 35019.4909
P95 | [5 empty] | 151911.6276 | 118209.7189 | 107090.7682 | 89272.5188 | 78852.5331 | 82358.8808 | 75144.9531 | 76155.0347 | 79039.5385 | 71811.4086 | 68939.1786 | 74323.7852 | 63752.296 | 61193.756 | 55839.9351
FUELCOST - Fuel Cost
MEAN | [5 empty] | 194161.0783 | 162488.1475 | 160234.0712 | 133900.001 | 130005.5302 | 141712.8832 | 124767.1202 | 129493.7224 | 130962.4471 | 125989.5464 | 131542.2138 | 131339.7328 | 124679.6182 | 122859.0999 | 118861.4891
P5 | [5 empty] | 84520.5916 | 76228.0442 | 97858.9508 | 73987.4765 | 88547.7236 | 102489.3909 | 78012.5496 | 80309.8549 | 77371.3345 | 72272.9488 | 79219.0472 | 78521.8082 | 77714.0543 | 80888.2782 | 75225.637
P95 | [5 empty] | 310746.4956 | 257936.3311 | 270283.8224 | 233848.4576 | 190259.321 | 216307.2651 | 193936.5326 | 205811.3436 | 226305.8594 | 202043.9841 | 196989.4312 | 203556.8079 | 185722.6709 | 174840.3515 | 179917.7858
NETPOS - Net Position (MWh)
MEAN | [5 empty] | 13075.4979 | 10363.3904 | 10121.6056 | 8094.2977 | 7814.1142 | 8252.6272 | 7007.5669 | 7133.4539 | 7000.5399 | 6603.2354 | 6783.379 | 6614.0573 | 5984.6644 | 5771.8802 | 5388.7028
P5 | [5 empty] | 8073.5438 | 6757.9663 | 8109.9443 | 5940.0819 | 6487.1161 | 7042.455 | 5522.76 | 5621.04 | 5400.425 | 4863.87 | 4981.2 | 5042.39 | 4648.125 | 4621.59 | 4116.55
P95 | [5 empty] | 17839.3956 | 13885.79 | 12570.7537 | 10470.23 | 9243.33 | 9646.795 | 8795.5164 | 8995.7161 | 9329.89 | 8470.1823 | 8124.4214 | 8754.895 | 7503.865 | 7198.01 | 6557.875
NETREVENUE - Net Revenue $
MEAN | [5 empty] | 83689.6869 | 64073.3413 | 46566.134 | 32469.425 | 39489.6338 | 39350.4882 | 40884.6172 | 43477.5693 | 42425.1867 | 42413.1798 | 46993.1241 | 41605.54 | 34511.876 | 33772.3417 | 26859.976
P5 | [5 empty] | 34472.701 | 21802.7223 | 11896.471 | 3303.8724 | 13348.0779 | 8398.6792 | 12148.7125 | 17751.5166 | 14628.641 | 17270.424 | 20980.8965 | 19604.6389 | 13985.6438 | 16376.2982 | 8863.3425
P95 | [5 empty] | 133241.8706 | 111673.2573 | 99838.7726 | 78770.6522 | 79260.3641 | 88520.2107 | 68536.614 | 71445.9705 | 73604.3482 | 76069.5276 | 75292.3088 | 74661.0201 | 57455.0582 | 54925.5161 | 47832.8994
STARTS - Number Starts
MEAN | [5 empty] | 127.3 | 122.72 | 114 | 101.06 | 100.09 | 107.14 | 94.33 | 95.64 | 94.6 | 91.49 | 88.77 | 88.8 | 82.77 | 80.76 | 76.84
P5 | [5 empty] | 101 | 101 | 94 | 81 | 82.5 | 88.5 | 76 | 76.5 | 76 | 73 | 66.5 | 71 | 66.5 | 64 | 58.5
P95 | [5 empty] | 155.5 | 145 | 134 | 123 | 116.5 | 123 | 112.5 | 115 | 114 | 108 | 111 | 108 | 99.5 | 96.5 | 96.5
VOMCOSTS - VOM Costs
MEAN | [5 empty] | 9152.8486 | 7358.0072 | 7287.556 | 5989.7803 | 5860.5857 | 6354.523 | 5465.9022 | 5706.7631 | 5740.4427 | 5480.6853 | 5765.8721 | 5754.2298 | 5266.5047 | 5194.6922 | 4957.6066
P5 | [5 empty] | 5651.4807 | 4798.1561 | 5839.1599 | 4395.6606 | 4865.337 | 5422.6903 | 4307.7528 | 4496.832 | 4428.3485 | 4037.0121 | 4234.02 | 4386.8793 | 4090.35 | 4159.431 | 3787.226
P95 | [5 empty] | 12487.5769 | 9858.9109 | 9050.9427 | 7747.9702 | 6932.4975 | 7428.0322 | 6860.5028 | 7196.5729 | 7650.5098 | 7030.2513 | 6905.7582 | 7616.7586 | 6603.4012 | 6478.209 | 6033.245
15597: New 2025JAN 18V50DF_NG_B #1
CAPACITYFACTOR - Net Generation Capacity Factor
MEAN | [6 empty] | 0.16771 | 0.1391 | 0.11374 | 0.11707 | 0.1266 | 0.12392 | 0.12323 | 0.12138 | 0.11404 | 0.11414 | 0.10904 | 0.099657 | 0.090644 | 0.080943
P5 | [6 empty] | 0.10405 | 0.09233 | 0.074403 | 0.087455 | 0.099493 | 0.10362 | 0.10452 | 0.097721 | 0.09322 | 0.090362 | 0.087747 | 0.081203 | 0.071119 | 0.062946
P95 | [6 empty] | 0.22956 | 0.20185 | 0.16411 | 0.14575 | 0.15688 | 0.14301 | 0.14294 | 0.15141 | 0.13943 | 0.13243 | 0.13811 | 0.11951 | 0.11309 | 0.10278
CO2EMISSIONS - CO2 Emissions
MEAN | [6 empty] | 5326.2291 | 4414.783 | 3595.937 | 3747.8958 | 4014.1154 | 3924.3758 | 3932.0547 | 3817.0596 | 3621.9122 | 3654.6632 | 3477.3671 | 3179.2437 | 2886.2385 | 2560.7073
P5 | [6 empty] | 3285.172 | 2926.3591 | 2348.5903 | 2800.4909 | 3153.8391 | 3297.6647 | 3343.398 | 3060.5174 | 2946.3491 | 2890.9331 | 2811.2031 | 2573.4226 | 2276.7139 | 1992.126
P95 | [6 empty] | 7300.0386 | 6371.6696 | 5170.9022 | 4654.6506 | 4933.2199 | 4506.9372 | 4538.7826 | 4774.6393 | 4463.4591 | 4239.321 | 4421.6877 | 3819.0151 | 3618.0202 | 3270.0357
FUELCONSUMED - Fuel Consumed
MEAN | [6 empty] | 87172.3259 | 72255.0411 | 58853.3058 | 61340.3563 | 65697.4699 | 64228.7358 | 64354.4144 | 62472.3337 | 59278.4327 | 59814.4543 | 56912.719 | 52033.448 | 47237.9464 | 41910.1027
P5 | [6 empty] | 53767.1352 | 47894.5845 | 38438.4666 | 45834.5476 | 51617.6615 | 53971.5985 | 54720.0986 | 50090.3009 | 48221.7536 | 47314.7808 | 46009.8707 | 42118.21 | 37262.0933 | 32604.3535
P95 | [6 empty] | 119476.9005 | 104282.6454 | 84630.1514 | 76180.8607 | 80740.0963 | 73763.2925 | 74284.494 | 78144.6699 | 73051.7041 | 69383.3231 | 72368.0479 | 62504.3395 | 59214.7331 | 53519.4064
FUELCOST - Fuel Cost
MEAN | [6 empty] | 161546.806 | 137478.6134 | 116972.3636 | 121758.7856 | 134282.9121 | 132235.2473 | 135984.4793 | 136006.4613 | 131362.6273 | 135351.814 | 132075.2515 | 126491.4721 | 118178.9307 | 109297.0486
P5 | [6 empty] | 68678.0064 | 67961.1843 | 56956.0455 | 73349.3399 | 86390.8276 | 90336.361 | 96638.6457 | 85335.1119 | 85918.2381 | 88544.0512 | 84329.107 | 82831.0415 | 78424.2304 | 64568.9452
P95 | [6 empty] | 256282.0608 | 264969.1598 | 224003.2498 | 190073.3853 | 217360.3679 | 193069.4023 | 196168.0941 | 222631.0794 | 203850.7384 | 194291.2724 | 196235.4976 | 181008.5771 | 173808.8703 | 164610.8356
NETPOS - Net Position (MWh)
MEAN | [6 empty] | 10240.6473 | 8482.0287 | 6903.9438 | 7190.5673 | 7695.982 | 7517.6413 | 7602.6441 | 7375.1307 | 6992.1821 | 7050.5317 | 6703.8715 | 6124.7625 | 5556.509 | 4926.1424
P5 | [6 empty] | 6316.5445 | 5622.75 | 4509.44 | 5373.335 | 6047.055 | 6317.64 | 6464.9 | 5913.7744 | 5688.54 | 5577.6 | 5419.94 | 4958 | 4383.26 | 3832.65
P95 | [6 empty] | 14036.145 | 12240.585 | 9925.2 | 8930.3543 | 9456.4029 | 8633.2793 | 8776.3279 | 9225.23 | 8616.815 | 8177.05 | 8524.1 | 7357.37 | 6964.4994 | 6290.7315
NETREVENUE - Net Revenue $
MEAN | [6 empty] | 65784.0933 | 52785.9703 | 38230.6968 | 43968.4195 | 43673.3945 | 38978.0659 | 41108.9869 | 40642.2859 | 40945.597 | 45850.4656 | 40566.0395 | 34094.931 | 34909.2729 | 29684.6985
P5 | [6 empty] | 25213.4387 | 22329.729 | 11706.2901 | 22545.2034 | 16905.0473 | 10640.813 | 13671.8465 | 13404.8672 | 14192.1951 | 18198.4254 | 18617.062 | 14375.687 | 17368.1975 | 12218.4087
P95 | [6 empty] | 117558.6977 | 100056.2027 | 81068.628 | 77069.3405 | 84298.0612 | 68768.8546 | 66321.9682 | 76104.534 | 75181.8312 | 77632.0037 | 74167.5215 | 58384.1221 | 55894.6031 | 49315.334
STARTS - Number Starts
MEAN | [6 empty] | 118.17 | 105.91 | 93.24 | 93.26 | 100.24 | 99.34 | 99.93 | 96.93 | 95.24 | 91.43 | 89.33 | 82.83 | 78.49 | 72.95
P5 | [6 empty] | 96.5 | 82.5 | 71 | 77 | 83 | 82 | 79.5 | 79 | 75.5 | 69.5 | 70.5 | 64 | 61 | 56
P95 | [6 empty] | 144.5 | 127.5 | 113.5 | 110 | 122 | 116 | 118.5 | 115 | 115 | 110.5 | 106 | 98 | 96.5 | 90.5
VOMCOSTS - VOM Costs
MEAN | [6 empty] | 7270.8596 | 6107.0606 | 5108.9184 | 5392.9255 | 5925.9061 | 5863.7602 | 6082.1153 | 6047.6072 | 5803.5111 | 5992.9519 | 5832.3682 | 5389.791 | 5000.8581 | 4532.051
P5 | [6 empty] | 4484.7466 | 4048.38 | 3336.9856 | 4030.0012 | 4656.2324 | 4927.7592 | 5171.92 | 4849.295 | 4721.4882 | 4740.96 | 4715.3478 | 4363.04 | 3944.934 | 3526.038
P95 | [6 empty] | 9965.6629 | 8813.2212 | 7344.648 | 6697.7657 | 7281.4303 | 6733.9578 | 7021.0624 | 7564.6886 | 7151.9564 | 6950.4925 | 7415.967 | 6474.4856 | 6268.0495 | 5787.4729
15597: New 2025JAN 18V50DF_NG_B #10
CAPACITYFACTOR - Net Generation Capacity Factor
MEAN | [6 empty] | 0.15372 | 0.12377 | 0.093622 | 0.093418 | 0.09718 | 0.091152 | 0.090479 | 0.091397 | 0.086328 | 0.089309 | 0.087356 | 0.077165 | 0.076725 | 0.069051
P5 | [6 empty] | 0.096657 | 0.0772 | 0.054957 | 0.066731 | 0.067333 | 0.062672 | 0.067824 | 0.063316 | 0.062106 | 0.064699 | 0.067584 | 0.060652 | 0.06134 | 0.053106
P95 | [6 empty] | 0.21198 | 0.18955 | 0.14645 | 0.1328 | 0.13786 | 0.12178 | 0.11546 | 0.12033 | 0.11465 | 0.1083 | 0.11978 | 0.094324 | 0.096411 | 0.08655
CO2EMISSIONS - CO2 Emissions
MEAN | [6 empty] | 4879.2827 | 3923.9087 | 2957.3024 | 2992.9808 | 3081.3362 | 2886.4953 | 2890.5236 | 2876.0421 | 2742.3404 | 2858.6083 | 2784.0197 | 2460.1612 | 2441.2323 | 2181.4979
P5 | [6 empty] | 3074.6239 | 2432.1296 | 1746.2766 | 2142.5703 | 2137.1694 | 1988.1071 | 2169.2804 | 1988.1968 | 1965.6856 | 2068.0621 | 2162.7987 | 1943.108 | 1946.5035 | 1683.9758
P95 | [6 empty] | 6727.4946 | 6000.7633 | 4595.877 | 4226.8833 | 4391.1477 | 3870.8497 | 3710.3916 | 3767.4607 | 3659.1398 | 3492.1125 | 3816.4475 | 3003.7754 | 3058.7912 | 2734.2906
FUELCONSUMED - Fuel Consumed
MEAN | [6 empty] | 79857.3267 | 64221.0924 | 48401.0215 | 48984.9553 | 50431.0342 | 47242.1485 | 47308.0789 | 47071.0658 | 44882.8222 | 46785.7334 | 45564.9714 | 40264.504 | 39954.7016 | 35703.7306
P5 | [6 empty] | 50321.1768 | 39805.7213 | 28580.631 | 35066.6168 | 34978.2233 | 32538.5784 | 35503.7715 | 32540.046 | 32171.6137 | 33847.17 | 35397.6869 | 31802.0944 | 31857.6675 | 27560.9786
P95 | [6 empty] | 110106.295 | 98212.1647 | 75218.9356 | 69179.7595 | 71868.2118 | 63352.6961 | 60726.5396 | 61660.5676 | 59887.7223 | 57154.05 | 62462.3167 | 49161.6269 | 50062.049 | 44751.0735
FUELCOST - Fuel Cost
MEAN | [6 empty] | 149220.4124 | 124173.0092 | 98729.4268 | 99564.5571 | 105609.9584 | 100733.1722 | 102226.2253 | 105009.8356 | 101816.4901 | 107941.8739 | 106624.8279 | 98431.3679 | 99535.2399 | 92115.4701
P5 | [6 empty] | 63940.4011 | 57481.3106 | 41237.2817 | 53922.9952 | 55690.0875 | 53682.9857 | 58388.275 | 54744.2945 | 53833.4667 | 60954.0633 | 64499.0641 | 63132.8624 | 66904.6026 | 56069.3452
P95 | [6 empty] | 250353.9609 | 259122.2978 | 207731.2193 | 174251.5714 | 191173.2308 | 166944.0139 | 164099.075 | 180680.3751 | 159501.6549 | 161056.3673 | 168278.8631 | 143975.2493 | 142769.5787 | 136094.6965
NETPOS - Net Position (MWh)
MEAN | [6 empty] | 9381.0943 | 7539.101 | 5677.9356 | 5742.3583 | 5907.5128 | 5529.6475 | 5589.0976 | 5557.1821 | 5294.5069 | 5514.9248 | 5367.3632 | 4739.7394 | 4699.9162 | 4196.9041
P5 | [6 empty] | 5902.42 | 4673.13 | 3352.96 | 4110.975 | 4097.73 | 3808.8 | 4194.68 | 3841.8 | 3795.165 | 3990 | 4169.83 | 3743.625 | 3747.52 | 3239.8
P95 | [6 empty] | 12934.605 | 11529.1819 | 8823.15 | 8109.765 | 8419.425 | 7414.53 | 7173.86 | 7279.055 | 7064.32 | 6736.66 | 7358.03 | 5787.125 | 5888.96 | 5260.5
NETREVENUE - Net Revenue $
MEAN | [6 empty] | 68345.3085 | 57423.3433 | 43737.1214 | 50477.6799 | 51506.9683 | 49581.4667 | 51340.9839 | 50482.8437 | 49935.4887 | 53691.3304 | 47856.387 | 41597.8588 | 40040.4607 | 33998.0439
P5 | [6 empty] | 26719.5628 | 29132.4627 | 19770.3881 | 28235.5943 | 26967.0977 | 25399.0123 | 26363.8344 | 27000.568 | 25389.2236 | 30405.8949 | 26287.3502 | 22220.5298 | 21085.2167 | 16003.8386
P95 | [6 empty] | 115763.1137 | 104499.4462 | 84915.2399 | 83197.1373 | 92740.094 | 74389.729 | 77360.2899 | 81393.5127 | 84655.3267 | 82270.9582 | 80944.1935 | 66034.395 | 60446.3224 | 54689.5608
STARTS - Number Starts
MEAN | [6 empty] | 113.05 | 96.6 | 80.93 | 81.28 | 86.51 | 80.99 | 82.69 | 82.71 | 79.18 | 78.21 | 80.19 | 72.77 | 71.34 | 66.5
P5 | [6 empty] | 92.5 | 68.5 | 57 | 62 | 64 | 61.5 | 64 | 62 | 57.5 | 53.5 | 64 | 54.5 | 56.5 | 52
P95 | [6 empty] | 139 | 124 | 102 | 99 | 117.5 | 103 | 100.5 | 101.5 | 102 | 99 | 98 | 87.5 | 85.5 | 82
VOMCOSTS - VOM Costs
MEAN | [6 empty] | 6660.577 | 5428.1527 | 4201.6724 | 4306.7687 | 4548.7848 | 4313.125 | 4471.2781 | 4556.8894 | 4394.4408 | 4687.686 | 4669.606 | 4170.9707 | 4229.9245 | 3861.1518
P5 | [6 empty] | 4190.7182 | 3364.6536 | 2481.1904 | 3083.2312 | 3155.2521 | 2970.864 | 3355.744 | 3150.276 | 3149.9869 | 3391.5 | 3627.7521 | 3294.39 | 3372.768 | 2980.616
P95 | [6 empty] | 9183.5696 | 8301.011 | 6529.131 | 6082.3237 | 6482.9573 | 5783.3334 | 5739.088 | 5968.8251 | 5863.3856 | 5726.161 | 6401.4861 | 5092.67 | 5300.064 | 4839.66
15597: New 2025JAN 18V50DF_NG_B #11
CAPACITYFACTOR - Net Generation Capacity Factor
MEAN | [6 empty] | 0.17062 | 0.12303 | 0.092896 | 0.092726 | 0.096578 | 0.090993 | 0.090824 | 0.090019 | 0.084727 | 0.088112 | 0.085506 | 0.075634 | 0.07499 | 0.068449
P5 | [6 empty] | 0.12705 | 0.077258 | 0.055937 | 0.065883 | 0.065092 | 0.063588 | 0.065982 | 0.062311 | 0.061125 | 0.062478 | 0.065843 | 0.058357 | 0.05922 | 0.052021
P95 | [6 empty] | 0.2142 | 0.18402 | 0.14816 | 0.13133 | 0.1382 | 0.12427 | 0.11619 | 0.11477 | 0.1152 | 0.10877 | 0.11777 | 0.093858 | 0.09434 | 0.083411
CO2EMISSIONS - CO2 Emissions
MEAN | [6 empty] | 5420.9988 | 3907.1937 | 2934.2645 | 2969.6193 | 3059.8301 | 2877.9022 | 2899.8685 | 2832.0466 | 2693.0221 | 2818.2519 | 2721.2413 | 2411.6095 | 2383.9663 | 2162.2975
P5 | [6 empty] | 4034.2919 | 2458.1417 | 1763.6093 | 2120.9282 | 2059.2969 | 2005.395 | 2099.4444 | 1957.6762 | 1930.8176 | 1998.401 | 2101.8748 | 1856.168 | 1868.2958 | 1649.2546
P95 | [6 empty] | 6745.2034 | 5829.0493 | 4674.2253 | 4200.9128 | 4389.8525 | 3935.6793 | 3699.4162 | 3616.8624 | 3694.0079 | 3459.6353 | 3740.4691 | 2982.3958 | 3041.4117 | 2651.8279
FUELCONSUMED - Fuel Consumed
MEAN | [6 empty] | 88723.3842 | 63947.5231 | 48023.9683 | 48602.6069 | 50079.0531 | 47101.5086 | 47461.023 | 46351.0075 | 44075.6488 | 46125.2361 | 44537.5008 | 39469.8778 | 39017.4522 | 35389.484
P5 | [6 empty] | 66027.6904 | 40231.451 | 28864.3098 | 34712.4085 | 33703.7131 | 32821.5226 | 34360.793 | 32040.5278 | 31600.9421 | 32707.0548 | 34400.5689 | 30379.1819 | 30577.6719 | 26992.711
P95 | [6 empty] | 110396.1285 | 95401.789 | 76501.2331 | 68754.7096 | 71847.0128 | 64413.7367 | 60546.9103 | 59195.7844 | 60458.3939 | 56622.5087 | 61218.8065 | 48811.7147 | 49777.6055 | 43401.4379
FUELCOST - Fuel Cost
MEAN | [6 empty] | 161731.78 | 123451.1322 | 97995.13 | 98757.4376 | 104973.4562 | 100381.1979 | 102810.7093 | 103665.7985 | 100033.293 | 106487.7835 | 104462.4955 | 97090.7076 | 97394.9909 | 91547.4029
P5 | [6 empty] | 87926.5701 | 57196.1322 | 41522.1689 | 53392.4101 | 54287.8552 | 54023.6009 | 61942.4466 | 53441.8919 | 53647.2187 | 59621.8476 | 63953.8006 | 58916.6451 | 64306.1519 | 54304.0124
P95 | [6 empty] | 254830.2602 | 250808.763 | 210674.7075 | 170648.2187 | 190654.991 | 166075.2923 | 164782.6041 | 177249.4143 | 164467.9733 | 159314.1281 | 166292.3176 | 142644.3249 | 141425.5699 | 134603.0476
NETPOS - Net Position (MWh)
MEAN | [6 empty] | 10422.8256 | 7506.972 | 5633.7051 | 5697.5917 | 5866.4796 | 5513.0217 | 5607.2031 | 5472.2654 | 5199.24 | 5437.0011 | 5246.3919 | 4646.1548 | 4589.6995 | 4159.8912
P5 | [6 empty] | 7756.605 | 4723.11 | 3386.24 | 4069.45 | 3948.42 | 3841.92 | 4059.64 | 3782.825 | 3727.845 | 3855.6 | 4052.37 | 3576.125 | 3596.95 | 3173
P95 | [6 empty] | 12967.985 | 11199.615 | 8972.77 | 8059.935 | 8414.915 | 7538.73 | 7152.1659 | 6988.465 | 7131.64 | 6673.59 | 7211.135 | 5745.25 | 5855.5 | 5101.85
NETREVENUE - Net Revenue $
MEAN | [6 empty] | 63732.03 | 57499.8201 | 43919.4385 | 50685.501 | 51892.0313 | 49428.5792 | 51509.2207 | 51179.6241 | 50761.8022 | 54028.4478 | 48485.2927 | 41870.8123 | 39963.834 | 34244.8174
P5 | [6 empty] | 19080.2413 | 29131.5464 | 20039.0155 | 28667.8397 | 26837.3339 | 24606.977 | 26370.9454 | 26869.085 | 26668.143 | 30251.6478 | 28241.7116 | 22125.2367 | 22073.0811 | 17375.729
P95 | [6 empty] | 117889.143 | 103786.3036 | 85021.7022 | 83493.8039 | 94340.1826 | 76279.8226 | 75289.783 | 81683.4167 | 82918.3435 | 82870.9754 | 82549.0517 | 65206.1261 | 59992.3766 | 54085.6043
STARTS - Number Starts
MEAN | [6 empty] | 121.81 | 96.06 | 80.68 | 80.72 | 86.18 | 80.98 | 82.09 | 81.1 | 77.48 | 77.73 | 78.26 | 71.85 | 71.44 | 66.33
P5 | [6 empty] | 102.5 | 67.5 | 57 | 62.5 | 63.5 | 62.5 | 63.5 | 61.5 | 57 | 52.5 | 59.5 | 54 | 57 | 51.5
P95 | [6 empty] | 145 | 122.5 | 104.5 | 101 | 115 | 101.5 | 102 | 101 | 97.5 | 99 | 95 | 87 | 86 | 81
VOMCOSTS - VOM Costs
MEAN | [6 empty] | 7400.2062 | 5405.0198 | 4168.9418 | 4273.1938 | 4517.1893 | 4300.1569 | 4485.7625 | 4487.2576 | 4315.3692 | 4621.4509 | 4564.361 | 4088.6162 | 4130.7296 | 3827.0999
P5 | [6 empty] | 5507.1896 | 3400.6392 | 2505.8176 | 3052.0875 | 3040.2834 | 2996.6976 | 3247.712 | 3101.9165 | 3094.1114 | 3277.26 | 3525.5619 | 3146.99 | 3237.255 | 2919.16
P95 | [6 empty] | 9207.2694 | 8063.7228 | 6639.8498 | 6044.9513 | 6479.4846 | 5880.2094 | 5721.7327 | 5730.5413 | 5919.2612 | 5672.5515 | 6273.6875 | 5055.82 | 5269.95 | 4693.702
15597: New 2025JAN 18V50DF_NG_B #2
CAPACITYFACTOR - Net Generation Capacity Factor
MEAN | [6 empty] | 0.1568 | 0.13618 | 0.10969 | 0.11057 | 0.11791 | 0.12786 | 0.12824 | 0.12323 | 0.11635 | 0.11538 | 0.11398 | 0.10379 | 0.094266 | 0.081712
P5 | [6 empty] | 0.09757 | 0.088542 | 0.07113 | 0.083833 | 0.092251 | 0.10572 | 0.10613 | 0.10027 | 0.093944 | 0.09405 | 0.097445 | 0.087089 | 0.077519 | 0.06201
P95 | [6 empty] | 0.21729 | 0.19566 | 0.16051 | 0.14236 | 0.15123 | 0.14767 | 0.15156 | 0.14746 | 0.14062 | 0.13177 | 0.13598 | 0.12022 | 0.11355 | 0.10477
CO2EMISSIONS - CO2 Emissions
MEAN | [6 empty] | 4979.7082 | 4321.8815 | 3467.8388 | 3539.5638 | 3738.5587 | 4048.6611 | 4091.8346 | 3875.0419 | 3695.1761 | 3694.0796 | 3634.9955 | 3311.2076 | 3001.6125 | 2585.0739
P5 | [6 empty] | 3064.7477 | 2835.3168 | 2235.9273 | 2687.9518 | 2915.8951 | 3353.5783 | 3382.6808 | 3156.2607 | 2981.2172 | 3021.5476 | 3103.1203 | 2775.7357 | 2472.2332 | 1957.4049
P95 | [6 empty] | 6918.4588 | 6193.0576 | 5057.2223 | 4536.5422 | 4785.184 | 4659.7842 | 4841.2163 | 4681.3486 | 4492.1349 | 4206.0947 | 4317.6266 | 3832.4115 | 3636.6594 | 3335.7595
FUELCONSUMED - Fuel Consumed
MEAN | [6 empty] | 81500.9526 | 70734.5586 | 56756.7725 | 57930.667 | 61187.5409 | 66262.8661 | 66969.4701 | 63421.307 | 60477.5133 | 60459.5677 | 59492.5622 | 54193.2498 | 49126.2282 | 42308.9024
P5 | [6 empty] | 50159.537 | 46404.5308 | 36594.5549 | 43992.6646 | 47723.3249 | 54886.7147 | 55363.024 | 51657.2948 | 48792.4252 | 49452.4968 | 50787.5668 | 45429.3895 | 40462.0822 | 32036.086
P95 | [6 empty] | 113231.7311 | 101359.371 | 82769.5955 | 74247.8258 | 78317.2504 | 76264.8808 | 79234.3087 | 76617.8164 | 73521.0296 | 68839.5211 | 70664.9197 | 62723.5924 | 59519.794 | 54595.0826
FUELCOST - Fuel Cost
MEAN | [6 empty] | 151978.6758 | 134986.1274 | 113436.4593 | 115465.0679 | 125804.3371 | 136091.1493 | 140722.6937 | 137732.1453 | 133536.7921 | 136570.6557 | 136351.6865 | 130091.5216 | 121731.0321 | 109990.6102
P5 | [6 empty] | 64477.0662 | 66831.1833 | 51887.2468 | 68874.9316 | 75476.2231 | 90952.8132 | 97774.2486 | 85211.084 | 88503.309 | 88606.7895 | 96026.7388 | 91860.3519 | 86785.1445 | 69128.8219
P95 | [6 empty] | 252170.0489 | 266249.5652 | 226724.3918 | 189712.2952 | 210585.1501 | 191432.7099 | 203472.7379 | 224980.2844 | 199774.1729 | 193606.9384 | 194827.0282 | 176512.7265 | 168108.8312 | 168296.5273
NETPOS - Net Position (MWh)
MEAN | [6 empty] | 9574.2599 | 8303.4893 | 6657.951 | 6790.9188 | 7167.6775 | 7755.9203 | 7911.6897 | 7487.116 | 7133.7001 | 7126.6473 | 7007.8521 | 6379.0058 | 5778.6468 | 4973.0854
P5 | [6 empty] | 5886.7438 | 5447.82 | 4293.12 | 5157.405 | 5590.83 | 6424.6762 | 6541 | 6098.7154 | 5755.86 | 5829.6 | 5981.93 | 5347.37 | 4759.685 | 3765.85
P95 | [6 empty] | 13301.785 | 11898.1333 | 9707.6196 | 8703.505 | 9174.125 | 8925.56 | 9359.68 | 9040.9316 | 8671.8149 | 8114.4 | 8323.5556 | 7382.36 | 7001.505 | 6415.5667
NETREVENUE - Net Revenue $
MEAN | [6 empty] | 67776.9878 | 53589.8719 | 39302.4506 | 45512.3748 | 45879.3173 | 38906.2732 | 40243.8539 | 40481.1023 | 40521.2612 | 45844.1798 | 38729.7456 | 32569.6958 | 33765.1111 | 29396.1395
P5 | [6 empty] | 26900.3177 | 24382.9902 | 14091.1665 | 23265.3787 | 19855.4399 | 11462.0692 | 11980.3532 | 13538.0637 | 13692.3033 | 18538.446 | 13356.2286 | 9856.9961 | 13999.8882 | 10725.8376
P95 | [6 empty] | 118521.7302 | 98995.2344 | 82476.617 | 77688.7893 | 86509.6636 | 66994.7232 | 66672.7638 | 76018.1201 | 76381.8905 | 78838.1642 | 74884.7373 | 58020.7708 | 55089.8726 | 49231.4572
STARTS - Number Starts
MEAN | [6 empty] | 115.76 | 104.89 | 91.84 | 91.76 | 97.77 | 98.22 | 100.38 | 97.44 | 94.89 | 91.28 | 92.41 | 85.84 | 81.51 | 73.31
P5 | [6 empty] | 93 | 80 | 67.5 | 73.5 | 76.5 | 79 | 84.5 | 79 | 74 | 72 | 73.5 | 67.5 | 64.5 | 56.5
P95 | [6 empty] | 142 | 126 | 114 | 108.5 | 120 | 115 | 117.5 | 114.5 | 113 | 110.5 | 114.5 | 99 | 97 | 91.5
VOMCOSTS - VOM Costs
MEAN | [6 empty] | 6797.7245 | 5978.5123 | 4926.8838 | 5093.1891 | 5519.1117 | 6049.6178 | 6329.3518 | 6139.4351 | 5920.9711 | 6057.6502 | 6096.8313 | 5613.5251 | 5200.7822 | 4575.2386
P5 | [6 empty] | 4179.5881 | 3922.4304 | 3176.9088 | 3868.0538 | 4304.9391 | 5011.2474 | 5232.8 | 5000.9466 | 4777.3638 | 4955.16 | 5204.2791 | 4705.6856 | 4283.7165 | 3464.582
P95 | [6 empty] | 9444.2674 | 8566.656 | 7183.6385 | 6527.6287 | 7064.0763 | 6961.9368 | 7487.744 | 7413.5639 | 7197.6064 | 6897.24 | 7241.4934 | 6496.4768 | 6301.3545 | 5902.3214
15597: New 2025JAN 18V50DF_NG_B #3
CAPACITYFACTOR - Net Generation Capacity Factor
MEAN | [6 empty] | 0.15302 | 0.13545 | 0.11326 | 0.10806 | 0.11568 | 0.11713 | 0.12346 | 0.1286 | 0.12017 | 0.11813 | 0.11898 | 0.10776 | 0.10135 | 0.087614
P5 | [6 empty] | 0.094057 | 0.086056 | 0.073994 | 0.079531 | 0.090422 | 0.091937 | 0.10286 | 0.10413 | 0.097621 | 0.095864 | 0.099144 | 0.088909 | 0.086246 | 0.072038
P95 | [6 empty] | 0.21507 | 0.19228 | 0.16193 | 0.14224 | 0.14936 | 0.14387 | 0.14987 | 0.14667 | 0.14499 | 0.13752 | 0.14109 | 0.12304 | 0.12029 | 0.10351
CO2EMISSIONS - CO2 Emissions
MEAN | [6 empty] | 4858.1794 | 4293.7902 | 3579.338 | 3463.021 | 3665.6282 | 3707.0775 | 3945.6512 | 4046.7964 | 3816.4025 | 3780.1611 | 3793.2902 | 3440.0543 | 3225.2326 | 2770.1083
P5 | [6 empty] | 2985.9849 | 2757.2806 | 2342.9495 | 2523.4717 | 2876.9589 | 2882.7554 | 3277.9268 | 3265.7005 | 3111.9723 | 3086.5732 | 3176.7465 | 2834.2425 | 2745.9603 | 2274.2353
P95 | [6 empty] | 6825.321 | 6076.1641 | 5119.8143 | 4536.5422 | 4735.2585 | 4521.1319 | 4778.4593 | 4635.1167 | 4601.2776 | 4404.4131 | 4511.0741 | 3930.3966 | 3845.2134 | 3281.1487
FUELCONSUMED - Fuel Consumed
MEAN | [6 empty] | 79511.9384 | 70274.7992 | 58581.637 | 56677.9212 | 59993.9142 | 60672.2997 | 64576.9424 | 66232.3477 | 62461.5796 | 61868.4313 | 62083.3087 | 56302.0336 | 52786.131 | 45337.2887
P5 | [6 empty] | 48870.4563 | 45127.3418 | 38346.146 | 41300.6819 | 47086.0698 | 47180.9387 | 53648.5562 | 53448.4527 | 50932.4439 | 50516.7455 | 51992.5783 | 46386.9475 | 44942.0667 | 37221.5278
P95 | [6 empty] | 111707.3808 | 99446.2206 | 83794.014 | 74247.8258 | 77500.1392 | 73995.6127 | 78207.1899 | 75861.1579 | 75307.3249 | 72085.3211 | 73831.0007 | 64327.2769 | 62933.1155 | 53701.2882
FUELCOST - Fuel Cost
MEAN | [6 empty] | 148682.0511 | 134355.1693 | 116864.9632 | 113232.5571 | 123555.5527 | 126625.5301 | 136375.8571 | 142978.4769 | 137371.4702 | 139511.5831 | 141781.2155 | 134305.5172 | 129322.0995 | 116293.0601
P5 | [6 empty] | 62085.0008 | 66421.8013 | 55349.4638 | 64940.5845 | 73549.085 | 74291.6083 | 90523.8351 | 88557.0076 | 87766.5026 | 89464.6081 | 100072.3966 | 97320.459 | 98041.3854 | 78252.9479
P95 | [6 empty] | 256534.1808 | 259995.5191 | 226628.2274 | 182625.9653 | 203353.8795 | 183470.5303 | 195930.3834 | 215872.8993 | 194218.3493 | 188982.634 | 200726.1498 | 176511.2631 | 170325.232 | 166927.8338
NETPOS - Net Position (MWh)
MEAN | [6 empty] | 9340.7452 | 8249.5624 | 6872.1177 | 6644.1195 | 7027.915 | 7101.4863 | 7629.1495 | 7819.2069 | 7367.857 | 7292.7155 | 7313.1228 | 6627.3155 | 6209.1787 | 5329.1906
P5 | [6 empty] | 5741.36 | 5297.88 | 4498.3481 | 4841.815 | 5516.175 | 5522.76 | 6338.44 | 6310.325 | 6008.31 | 5954.9828 | 6124.7 | 5460.5 | 5286.68 | 4375.4
P95 | [6 empty] | 13122.295 | 11674.425 | 9825.4939 | 8703.505 | 9078.805 | 8660.74 | 9237.09 | 8955.63 | 8881.67 | 8496.39 | 8696.025 | 7570.73 | 7403.025 | 6312.6
NETREVENUE - Net Revenue $
MEAN | [6 empty] | 68217.9673 | 54195.2933 | 39221.3476 | 46543.58 | 46564.9611 | 42757.0153 | 42533.3553 | 39685.7003 | 39655.1324 | 45166.8988 | 37749.2537 | 31628.9785 | 31248.0835 | 27472.8266
P5 | [6 empty] | 26127.4537 | 24020.006 | 14812.9768 | 23803.3135 | 19640.2025 | 18906.8788 | 17557.9465 | 14086.7101 | 11991.1759 | 19265.3596 | 14368.9272 | 8822.886 | 9100.0509 | 6791.879
P95 | [6 empty] | 120643.9517 | 102820.6151 | 83351.2548 | 79265.4241 | 89612.7478 | 67386.2119 | 70195.3771 | 75127.3733 | 77673.9668 | 72800.2595 | 73918.3754 | 58399.1991 | 54442.9172 | 48507.3167
STARTS - Number Starts
MEAN | [6 empty] | 112.91 | 103.31 | 91.95 | 91.16 | 96.49 | 91.91 | 96.3 | 97.12 | 94.11 | 89.42 | 93.49 | 86.84 | 84.22 | 76.73
P5 | [6 empty] | 89.5 | 78.5 | 65.5 | 74 | 74.5 | 72.5 | 77.5 | 80 | 75 | 72 | 74 | 67.5 | 66.5 | 56
P95 | [6 empty] | 137 | 124 | 116.5 | 110 | 117.5 | 109.5 | 115 | 112.5 | 115.5 | 107 | 114 | 100 | 104.5 | 95.5
VOMCOSTS - VOM Costs
MEAN | [6 empty] | 6631.9291 | 5939.6849 | 5085.3671 | 4983.0896 | 5411.4946 | 5539.1593 | 6103.3196 | 6411.7497 | 6115.3213 | 6198.8082 | 6362.4168 | 5832.0377 | 5588.2608 | 4902.8553
P5 | [6 empty] | 4076.3656 | 3814.4736 | 3328.7776 | 3631.3612 | 4247.4547 | 4307.7528 | 5070.752 | 5174.4665 | 4986.8973 | 5061.7354 | 5328.489 | 4805.24 | 4758.012 | 4025.368
P95 | [6 empty] | 9316.8294 | 8405.586 | 7270.8655 | 6527.6287 | 6990.6799 | 6755.3772 | 7389.672 | 7343.6166 | 7371.7861 | 7221.9315 | 7565.5418 | 6662.2424 | 6662.7225 | 5807.592
15597: New 2025JAN 18V50DF_NG_B #4
CAPACITYFACTOR - Net Generation Capacity Factor
MEAN | [6 empty] | 0.15403 | 0.12672 | 0.097326 | 0.098949 | 0.10581 | 0.10543 | 0.10307 | 0.1074 | 0.10187 | 0.10278 | 0.106 | 0.096579 | 0.10447 | 0.098895
P5 | [6 empty] | 0.096289 | 0.082616 | 0.059431 | 0.0724 | 0.075213 | 0.079159 | 0.078966 | 0.074936 | 0.072454 | 0.076119 | 0.079897 | 0.076404 | 0.08579 | 0.083032
P95 | [6 empty] | 0.21491 | 0.19152 | 0.15194 | 0.1374 | 0.14082 | 0.1364 | 0.13051 | 0.13367 | 0.13337 | 0.12483 | 0.13346 | 0.11553 | 0.12531 | 0.11665
CO2EMISSIONS - CO2 Emissions
MEAN | [6 empty] | 4898.2689 | 4024.7019 | 3072.2565 | 3168.2983 | 3348.0516 | 3335.4427 | 3293.2405 | 3376.6772 | 3238.0504 | 3287.8339 | 3376.9901 | 3077.8566 | 3325.7735 | 3128.639
P5 | [6 empty] | 3042.4061 | 2622.8848 | 1878.7027 | 2332.3377 | 2375.1134 | 2480.812 | 2505.3661 | 2363.1638 | 2310.0075 | 2429.4287 | 2554.4524 | 2425.6247 | 2705.3389 | 2617.1067
P95 | [6 empty] | 6805.6163 | 6075.2373 | 4814.5277 | 4379.248 | 4482.6934 | 4305.3825 | 4170.1225 | 4182.3702 | 4201.5985 | 4001.5088 | 4260.3217 | 3664.519 | 3986.5963 | 3648.0667
FUELCONSUMED - Fuel Consumed
MEAN | [6 empty] | 80168.0672 | 65870.7351 | 50282.4299 | 51854.3086 | 54796.2618 | 54589.8964 | 53899.1893 | 55264.7655 | 52995.9152 | 53810.7025 | 55269.8865 | 50374.0843 | 54431.6448 | 51205.2216
P5 | [6 empty] | 49793.8806 | 42927.7387 | 30747.9986 | 38172.4672 | 38872.5599 | 40602.487 | 41004.3558 | 38676.9845 | 37806.9961 | 39761.5176 | 41807.7308 | 39699.2588 | 44277.2317 | 42833.1704
P95 | [6 empty] | 111384.8825 | 99431.0521 | 78797.5078 | 71673.4534 | 73366.5036 | 70464.5255 | 68250.7771 | 68451.2311 | 68765.9326 | 65491.1424 | 69727.0331 | 59975.7619 | 65247.0753 | 59706.4921
FUELCOST - Fuel Cost
MEAN | [6 empty] | 149698.6611 | 126825.3821 | 102074.7222 | 104454.0234 | 113615.5705 | 114751.6773 | 115330.7136 | 122023.1748 | 118869.5886 | 123117.4718 | 128089.792 | 122042.0315 | 133346.9889 | 129176.9752
P5 | [6 empty] | 62821.7067 | 62164.5394 | 44180.4106 | 59653.4509 | 62204.5544 | 70736.0379 | 71144.4944 | 64185.639 | 64394.2518 | 68562.7305 | 79295.3832 | 79193.2609 | 99742.0599 | 91782.2564
P95 | [6 empty] | 249434.282 | 261887.6343 | 213276.5426 | 179927.4027 | 195771.326 | 179191.174 | 185078.8487 | 202830.1365 | 182254.712 | 184691.021 | 189181.1292 | 176037.0491 | 176429.5052 | 169926.6796
NETPOS - Net Position (MWh)
MEAN | [6 empty] | 9417.6647 | 7732.4567 | 5898.5922 | 6078.6751 | 6419.0719 | 6389.6294 | 6367.5163 | 6524.3957 | 6251.3421 | 6343.0651 | 6510.6159 | 5929.5321 | 6402.6741 | 6018.9934
P5 | [6 empty] | 5849.845 | 5039.65 | 3606.8423 | 4474.9627 | 4553.955 | 4752.72 | 4844.56 | 4566.35 | 4459.95 | 4687.2 | 4924.93 | 4673.25 | 5208.16 | 5035.05
P95 | [6 empty] | 13084.815 | 11672.48 | 9243.38 | 8399.6329 | 8593.33 | 8246.6 | 8062.1415 | 8079.14 | 8112.06 | 7719.46 | 8213.81 | 7060.125 | 7674.815 | 7018.105
NETREVENUE - Net Revenue $
MEAN | [6 empty] | 68387.6595 | 56415.707 | 42412.6011 | 48415.1443 | 48929.765 | 45527.5649 | 48413.7606 | 46979.0365 | 46435.6856 | 50883.3069 | 43179.9189 | 36087.5809 | 31336.3207 | 24158.3752
P5 | [6 empty] | 26365.6744 | 26610.8605 | 17434.7031 | 25371.6054 | 23446.2278 | 21014.6353 | 23785.4398 | 23540.1497 | 21698.4983 | 26191.0335 | 21947.661 | 18746.4343 | 12115.7835 | 3440.1793
P95 | [6 empty] | 121262.1233 | 103718.9141 | 84597.664 | 80756.7246 | 92886.0982 | 71776.2222 | 71225.8186 | 77073.3758 | 79583.2145 | 80609.584 | 78635.6685 | 60295.8385 | 56387.2279 | 48630.8395
STARTS - Number Starts
MEAN | [6 empty] | 114.26 | 99.24 | 84.17 | 85.34 | 92.49 | 88.7 | 88.27 | 87.57 | 85.39 | 83.49 | 86.94 | 79.4 | 84.31 | 79.38
P5 | [6 empty] | 90 | 71 | 61.5 | 67 | 71 | 69 | 72 | 67 | 64.5 | 62 | 71.5 | 59.5 | 68.5 | 60
P95 | [6 empty] | 135.5 | 123 | 108.5 | 105 | 120.5 | 108 | 109 | 106 | 108 | 103 | 107 | 96.5 | 102 | 99
VOMCOSTS - VOM Costs
MEAN | [6 empty] | 6686.542 | 5567.3688 | 4364.9582 | 4559.0063 | 4942.6854 | 4983.9109 | 5094.0131 | 5350.0045 | 5188.6139 | 5391.6053 | 5664.2359 | 5217.9882 | 5762.4067 | 5537.474
P5 | [6 empty] | 4153.3899 | 3628.548 | 2669.0633 | 3356.222 | 3506.5453 | 3707.1216 | 3875.648 | 3744.407 | 3701.7585 | 3984.12 | 4284.6891 | 4112.46 | 4687.344 | 4632.246
P95 | [6 empty] | 9290.2187 | 8404.1856 | 6840.1012 | 6299.7247 | 6616.8641 | 6432.348 | 6449.7132 | 6624.8948 | 6733.0098 | 6561.541 | 7146.0147 | 6212.91 | 6907.3335 | 6456.6566
15597: New 2025JAN 18V50DF_NG_B #5
CAPACITYFACTOR - Net Generation Capacity Factor
MEAN | [6 empty] | 0.15372 | 0.12502 | 0.095266 | 0.095374 | 0.10151 | 0.10822 | 0.10194 | 0.09943 | 0.093883 | 0.095837 | 0.10273 | 0.092767 | 0.095834 | 0.090349
P5 | [6 empty] | 0.09625 | 0.079891 | 0.05636 | 0.068979 | 0.071862 | 0.081946 | 0.076865 | 0.073077 | 0.070056 | 0.071008 | 0.080329 | 0.072724 | 0.075881 | 0.071438
P95 | [6 empty] | 0.21436 | 0.18239 | 0.15142 | 0.13276 | 0.13639 | 0.13424 | 0.12184 | 0.12762 | 0.12361 | 0.11558 | 0.12914 | 0.11239 | 0.11704 | 0.10781
CO2EMISSIONS - CO2 Emissions
MEAN | [6 empty] | 4883.3039 | 3963.2904 | 3008.8943 | 3048.8132 | 3215.6231 | 3427.6574 | 3254.4446 | 3126.1544 | 2982.4031 | 3066.8691 | 3271.5291 | 2961.2567 | 3051.4461 | 2857.0921
P5 | [6 empty] | 3051.0863 | 2531.8426 | 1772.2757 | 2203.1682 | 2266.9571 | 2597.5052 | 2474.8129 | 2293.4025 | 2227.1959 | 2263.6637 | 2541.3972 | 2333.8734 | 2411.405 | 2261.2149
P95 | [6 empty] | 6783.5674 | 5754.0582 | 4823.545 | 4256.5508 | 4303.3274 | 4262.1628 | 3897.7212 | 4008.0519 | 3951.1596 | 3681.327 | 4090.6051 | 3573.2321 | 3749.6261 | 3415.4364
FUELCONSUMED - Fuel Consumed
MEAN | [6 empty] | 79923.1404 | 64865.6371 | 49245.4057 | 49898.7428 | 52628.8554 | 56099.1389 | 53264.2324 | 51164.5569 | 48811.8345 | 50194.2574 | 53543.8476 | 48465.7403 | 49941.8351 | 46760.9189
P5 | [6 empty] | 49935.9459 | 41437.685 | 29006.1491 | 36058.3999 | 37102.4069 | 42512.36 | 40504.3027 | 37535.2285 | 36451.651 | 37048.5061 | 41594.0626 | 38197.6005 | 39466.5301 | 37008.4275
P95 | [6 empty] | 111024.0163 | 94174.4386 | 78945.0904 | 69665.3151 | 70430.8904 | 69757.1651 | 63792.4909 | 65598.23 | 64667.0973 | 60250.8504 | 66949.3474 | 58481.7038 | 61368.6765 | 55899.1234
FUELCOST - Fuel Cost
MEAN | [6 empty] | 149240.8844 | 125144.1773 | 100366.4071 | 100870.739 | 109432.9582 | 117646.7066 | 113991.16 | 113633.2366 | 110067.954 | 115357.9526 | 123678.3171 | 117473.253 | 123893.1294 | 119412.2031
P5 | [6 empty] | 61670.6047 | 59247.6603 | 42666.7504 | 56250.944 | 58404.5721 | 68003.1044 | 72573.8549 | 62085.6394 | 61559.8057 | 64083.8824 | 79988.0609 | 76267.2807 | 81300.4482 | 75598.2493
P95 | [6 empty] | 249485.5606 | 254470.4387 | 216025.9593 | 172508.2433 | 194311.3836 | 180558.5255 | 173810.274 | 197084.5326 | 177437.9121 | 170853.8693 | 177134.9443 | 163018.9039 | 173264.1545 | 166140.1248
NETPOS - Net Position (MWh)
MEAN | [6 empty] | 9389.011 | 7614.7375 | 5777.0378 | 5849.5387 | 6165.0586 | 6566.1297 | 6292.7032 | 6040.3685 | 5757.8195 | 5916.6869 | 6307.2411 | 5704.9753 | 5874.6494 | 5496.493
P5 | [6 empty] | 5866.535 | 4864.72 | 3402.88 | 4227.245 | 4346.58 | 4976.28 | 4785.48 | 4431.55 | 4300.065 | 4367.2403 | 4899.76 | 4496.4009 | 4642.575 | 4350.35
P95 | [6 empty] | 13043.235 | 11053.49 | 9259.88 | 8166.5651 | 8249.015 | 8163.8 | 7536.92 | 7744.1056 | 7628.125 | 7102.13 | 7886.6 | 6884.25 | 7218.995 | 6569.2385
NETREVENUE - Net Revenue $
MEAN | [6 empty] | 68013.7573 | 56682.5444 | 43094.2965 | 49419.7164 | 50282.3994 | 45534.329 | 48519.6911 | 48617.1554 | 47940.3618 | 52474.0637 | 44233.4491 | 37602.1584 | 35130.3071 | 27503.1265
P5 | [6 empty] | 25378.6341 | 27694.1459 | 18411.1863 | 28229.6672 | 25289.0874 | 22271.0312 | 23739.4851 | 24762.7289 | 23664.1197 | 28359.5359 | 23823.4618 | 17948.1408 | 17697.8352 | 9440.7326
P95 | [6 empty] | 119951.9017 | 104582.9402 | 82199.9099 | 81032.8401 | 93181.4106 | 70858.85 | 74929.2582 | 75674.3333 | 80417.9257 | 77807.3215 | 79095.492 | 61348.1016 | 54718.424 | 49453.3991
STARTS - Number Starts
MEAN | [6 empty] | 113.43 | 98.12 | 82.62 | 83.12 | 91 | 89.3 | 87.47 | 85.53 | 82.5 | 80.32 | 86.52 | 79.31 | 79.4 | 76.2
P5 | [6 empty] | 92 | 69.5 | 60 | 65.5 | 71.5 | 68 | 74 | 66 | 60.5 | 57.5 | 69 | 60 | 62 | 55.5
P95 | [6 empty] | 136 | 123 | 109.5 | 102.5 | 116.5 | 110 | 107.5 | 101.5 | 105 | 100 | 103 | 94.5 | 99 | 95.5
VOMCOSTS - VOM Costs
MEAN | [6 empty] | 6666.1978 | 5482.611 | 4275.008 | 4387.154 | 4747.0951 | 5121.5812 | 5034.1626 | 4953.1021 | 4778.9902 | 5029.1839 | 5487.2998 | 5020.3783 | 5287.1844 | 5056.7736
P5 | [6 empty] | 4165.2398 | 3502.5984 | 2518.1312 | 3170.4338 | 3346.8666 | 3881.4984 | 3828.384 | 3633.871 | 3569.0539 | 3712.1543 | 4262.7912 | 3956.8328 | 4178.3175 | 4002.322
P95 | [6 empty] | 9260.6969 | 7958.5128 | 6852.3112 | 6124.9239 | 6351.7415 | 6367.764 | 6029.536 | 6350.1666 | 6331.3438 | 6036.8105 | 6861.342 | 6058.14 | 6497.0955 | 6043.6994
15597: New 2025JAN 18V50DF_NG_B #6
CAPACITYFACTOR - Net Generation Capacity Factor
MEAN | [6 empty] | 0.15404 | 0.13036 | 0.10226 | 0.10939 | 0.11696 | 0.10921 | 0.11211 | 0.11812 | 0.11137 | 0.11075 | 0.11642 | 0.1063 | 0.10826 | 0.093862
P5 | [6 empty] | 0.094415 | 0.083277 | 0.062724 | 0.076364 | 0.089233 | 0.084866 | 0.086198 | 0.088605 | 0.085381 | 0.08106 | 0.098725 | 0.087379 | 0.088217 | 0.077438
P95 | [6 empty] | 0.21293 | 0.19004 | 0.15001 | 0.14204 | 0.14764 | 0.13818 | 0.13456 | 0.1422 | 0.14269 | 0.13092 | 0.13927 | 0.12288 | 0.12623 | 0.10852
CO2EMISSIONS - CO2 Emissions
MEAN | [6 empty] | 4894.5638 | 4139.514 | 3225.6706 | 3501.0377 | 3706.5753 | 3451.6298 | 3579.7917 | 3708.6552 | 3538.9182 | 3546.656 | 3713.7716 | 3388.6142 | 3445.2925 | 2964.5374
P5 | [6 empty] | 2994.6651 | 2653.2323 | 1967.2694 | 2458.5453 | 2838.0226 | 2692.5886 | 2758.5216 | 2764.2912 | 2728.4239 | 2607.9351 | 3133.2295 | 2786.4255 | 2804.7906 | 2456.873
P95 | [6 empty] | 6748.8466 | 6039.8401 | 4745.8985 | 4517.5937 | 4659.2605 | 4393.8083 | 4255.9852 | 4447.6333 | 4532.66 | 4210.139 | 4438.7417 | 3947.0739 | 4040.7327 | 3400.6785
FUELCONSUMED - Fuel Consumed
MEAN | [6 empty] | 80107.428 | 67749.8198 | 52793.3001 | 57300.1263 | 60664.0809 | 56491.4866 | 58589.0624 | 60698.1209 | 57920.102 | 58046.7433 | 60781.8588 | 55460.134 | 56387.7652 | 48519.4338
P5 | [6 empty] | 49012.5216 | 43424.4233 | 32197.5347 | 40238.0572 | 46448.8147 | 44068.5529 | 45147.6531 | 45242.0815 | 44655.0558 | 42683.0628 | 51280.3512 | 45604.3456 | 45904.92 | 40210.6874
P95 | [6 empty] | 110455.7552 | 98851.7202 | 77674.2794 | 73937.7033 | 76256.31 | 71911.7569 | 69656.0596 | 72792.6886 | 74184.2873 | 68905.7124 | 72647.1642 | 64600.2275 | 66133.1044 | 55657.5854
FUELCOST - Fuel Cost
MEAN | [6 empty] | 149606.8641 | 129816.8157 | 106442.777 | 114543.4035 | 124717.1419 | 118335.7424 | 124713.7783 | 132762.3632 | 128959.9644 | 131944.8126 | 139213.2585 | 132663.234 | 137612.6103 | 123193.2057
P5 | [6 empty] | 64062.9176 | 65099.8902 | 45843.8712 | 63506.6733 | 73352.3308 | 70562.4183 | 78539.6745 | 71230.5255 | 74998.66 | 77756.3321 | 93180.0135 | 91813.0306 | 104664.3815 | 88556.0081
P95 | [6 empty] | 249808.9997 | 261654.1577 | 214116.2208 | 182678.301 | 199457.582 | 179753.7769 | 183116.8685 | 209044.6662 | 192691.4812 | 186241.1512 | 197792.3965 | 179136.8118 | 183481.8528 | 170419.249
NETPOS - Net Position (MWh)
MEAN | [6 empty] | 9410.5991 | 7953.3415 | 6193.1252 | 6717.0463 | 7106.3768 | 6612.2935 | 6921.7523 | 7165.8251 | 6832.1285 | 6842.2366 | 7159.9142 | 6528.2506 | 6632.8398 | 5703.0753
P5 | [6 empty] | 5758.05 | 5097.96 | 3777.28 | 4717.24 | 5441.52 | 5158.44 | 5334.08 | 5341.45 | 5267.79 | 5031.6 | 6040.8 | 5368.375 | 5399.535 | 4725.96
P95 | [6 empty] | 12976.475 | 11603.41 | 9109.98 | 8665.93 | 8932.605 | 8416.41 | 8228.86 | 8593.355 | 8748.4699 | 8122.8 | 8557.8 | 7604.5 | 7779.45 | 6542.155
NETREVENUE - Net Revenue $
MEAN | [6 empty] | 68652.8741 | 55462.5336 | 41492.1061 | 46394.21 | 47043.355 | 45255.4018 | 46550.61 | 43298.5178 | 43457.9905 | 48361.8183 | 39359.8188 | 32463.1826 | 29815.4242 | 25338.4915
P5 | [6 empty] | 26928.805 | 25331.9419 | 16671.1642 | 24189.3149 | 21486.5206 | 21031.9117 | 21975.0675 | 18730.3644 | 19519.6487 | 24465.4924 | 16076.3312 | 10863.2285 | 9115.1664 | 4133.6639
P95 | [6 empty] | 118730.2439 | 106139.1116 | 84632.7645 | 77969.054 | 91087.0787 | 71431.5221 | 70755.4208 | 77890.9575 | 76667.5711 | 76735.6714 | 74368.6572 | 57764.5942 | 54041.4747 | 47623.0389
STARTS - Number Starts
MEAN | [6 empty] | 113.41 | 101.08 | 87.16 | 90.07 | 96.48 | 89.98 | 90.45 | 91.92 | 89.24 | 86.21 | 91.41 | 83.55 | 86.06 | 78.49
P5 | [6 empty] | 89 | 75 | 62.5 | 71 | 73.5 | 70.5 | 71.5 | 73 | 70 | 63.5 | 71.5 | 65.5 | 70.5 | 61
P95 | [6 empty] | 137.5 | 124.5 | 111 | 107 | 117.5 | 108.5 | 107 | 108 | 112 | 106 | 108.5 | 98 | 103 | 96
VOMCOSTS - VOM Costs
MEAN | [6 empty] | 6681.5254 | 5726.4059 | 4582.9126 | 5037.7847 | 5471.9101 | 5157.589 | 5537.4018 | 5875.9766 | 5670.6666 | 5815.9011 | 6229.1254 | 5744.8605 | 5969.5558 | 5246.8292
P5 | [6 empty] | 4088.2155 | 3670.5312 | 2795.1872 | 3537.93 | 4189.9704 | 4023.5832 | 4267.264 | 4379.989 | 4372.2657 | 4276.86 | 5255.496 | 4724.17 | 4859.5815 | 4347.8832
P95 | [6 empty] | 9213.2972 | 8354.4552 | 6741.3852 | 6499.4475 | 6878.1058 | 6564.7998 | 6583.088 | 7046.5511 | 7261.23 | 6904.38 | 7445.286 | 6691.96 | 7001.505 | 6018.7826
15597: New 2025JAN 18V50DF_NG_B #7
CAPACITYFACTOR - Net Generation Capacity Factor
MEAN | [6 empty] | 0.15311 | 0.12476 | 0.09523 | 0.094062 | 0.098983 | 0.096108 | 0.097169 | 0.099966 | 0.09369 | 0.096602 | 0.095089 | 0.085692 | 0.085941 | 0.078633
P5 | [6 empty] | 0.09284 | 0.081113 | 0.055365 | 0.067885 | 0.068658 | 0.069669 | 0.072699 | 0.072852 | 0.067871 | 0.072491 | 0.072716 | 0.065349 | 0.06903 | 0.061606
P95 | [6 empty] | 0.21541 | 0.18399 | 0.14826 | 0.13288 | 0.13668 | 0.12324 | 0.1215 | 0.12343 | 0.12366 | 0.11514 | 0.12116 | 0.10162 | 0.10708 | 0.09596
CO2EMISSIONS - CO2 Emissions
MEAN | [6 empty] | 4866.6458 | 3962.155 | 3004.1889 | 3013.3555 | 3133.7798 | 3043.0839 | 3104.7357 | 3142.3466 | 2975.4908 | 3090.3649 | 3030.249 | 2732.2618 | 2731.2012 | 2486.7042
P5 | [6 empty] | 2968.0169 | 2596.8728 | 1746.2766 | 2172.8693 | 2171.7795 | 2212.8497 | 2333.1358 | 2280.3222 | 2153.1013 | 2316.2295 | 2310.7567 | 2082.2119 | 2189.8164 | 1961.745
P95 | [6 empty] | 6877.447 | 5849.569 | 4648.5771 | 4285.4935 | 4347.8852 | 3932.7253 | 3902.7951 | 3885.1829 | 3937.5564 | 3670.266 | 3871.0203 | 3242.8603 | 3393.3465 | 3039.9049
FUELCONSUMED - Fuel Consumed
MEAN | [6 empty] | 79650.5036 | 64847.0541 | 49168.3937 | 49318.42 | 51289.3579 | 49804.9733 | 50814.005 | 51429.5674 | 48698.703 | 50578.8043 | 49594.9092 | 44717.8698 | 44700.5102 | 40698.9238
P5 | [6 empty] | 48576.3817 | 42502.0091 | 28580.631 | 35562.5083 | 35544.6722 | 36216.8525 | 38185.5293 | 37321.1493 | 35238.9738 | 37908.8304 | 37819.259 | 34078.7544 | 35839.876 | 32107.1194
P95 | [6 empty] | 112560.5069 | 95737.6276 | 76081.4583 | 70139.0101 | 71160.1506 | 64365.3891 | 63875.5343 | 63587.2809 | 64444.4576 | 60069.8196 | 63355.4878 | 53074.6363 | 55537.5856 | 49752.9442
FUELCOST - Fuel Cost
MEAN | [6 empty] | 148997.1364 | 125108.1662 | 100105.0091 | 100067.6565 | 107166.028 | 105340.7684 | 109121.5943 | 113751.3015 | 109610.7762 | 115709.4946 | 115385.6691 | 108646.8779 | 111081.684 | 105053.7626
P5 | [6 empty] | 61741.6408 | 59368.1649 | 42189.5226 | 55445.2083 | 56179.4656 | 60283.9727 | 67236.6443 | 61419.3477 | 57356.6533 | 65485.6221 | 70224.2687 | 68006.3008 | 76462.1903 | 65967.7976
P95 | [6 empty] | 251668.4377 | 257229.9012 | 210198.9402 | 172251.3386 | 188595.8636 | 167367.902 | 166666.2526 | 184042.609 | 168313.6818 | 165919.8687 | 172395.4611 | 153172.0103 | 159709.4376 | 153044.3476
NETPOS - Net Position (MWh)
MEAN | [6 empty] | 9357.0717 | 7612.394 | 5767.8913 | 5781.459 | 6008.1926 | 5829.6152 | 6003.2396 | 6071.7772 | 5744.4665 | 5962.1626 | 5842.0863 | 5263.9002 | 5258.056 | 4783.9504
P5 | [6 empty] | 5706.6874 | 4989.67 | 3352.96 | 4169.11 | 4164.09 | 4239.36 | 4511.11 | 4406.275 | 4157.01 | 4468.8 | 4455.09 | 4011.625 | 4215.96 | 3774.2
P95 | [6 empty] | 13223.4409 | 11237.915 | 8922.71 | 8221.815 | 8336.475 | 7532.5049 | 7545.08 | 7506.53 | 7600.8099 | 7081.2 | 7462.835 | 6247.75 | 6533.065 | 5846.162
NETREVENUE - Net Revenue $
MEAN | [6 empty] | 68708.5819 | 57078.1407 | 43294.4682 | 50365.7518 | 50877.1037 | 48150.1289 | 50034.4301 | 48622.7525 | 47987.5694 | 52538.8817 | 45881.8838 | 39489.644 | 37335.2393 | 31553.6503
P5 | [6 empty] | 27286.6443 | 28720.5958 | 18907.0453 | 28543.5039 | 26611.5645 | 24231.6749 | 25669.2816 | 24321.5676 | 24002.746 | 29589.0323 | 25254.1994 | 20394.6661 | 19614.6024 | 12632.9724
P95 | [6 empty] | 118300.0384 | 104472.6054 | 84724.7605 | 82505.1153 | 93469.1446 | 75932.5665 | 77960.7517 | 79875.479 | 82074.2287 | 82134.8541 | 81272.6817 | 62652.7119 | 57255.7691 | 51888.1496
STARTS - Number Starts
MEAN | [6 empty] | 113.01 | 97.44 | 81.96 | 81.59 | 88.1 | 84.7 | 86.34 | 86.22 | 82.9 | 81.03 | 83.96 | 76.32 | 77.14 | 71.68
P5 | [6 empty] | 90 | 72 | 58 | 63.5 | 67.5 | 64.5 | 69.5 | 66.5 | 65 | 61 | 67.5 | 59 | 60 | 53
P95 | [6 empty] | 138.5 | 122 | 105.5 | 103 | 116.5 | 105 | 105 | 104 | 104.5 | 101 | 101 | 91 | 94.5 | 88.5
VOMCOSTS - VOM Costs
MEAN | [6 empty] | 6643.5209 | 5480.9237 | 4268.2396 | 4336.0942 | 4626.3083 | 4547.0999 | 4802.5917 | 4978.8573 | 4767.9072 | 5067.8382 | 5082.6151 | 4632.2322 | 4732.2504 | 4401.2343
P5 | [6 empty] | 4051.7481 | 3592.5624 | 2481.1904 | 3126.8325 | 3206.3493 | 3306.7008 | 3608.888 | 3613.1455 | 3450.3183 | 3798.48 | 3875.9283 | 3530.23 | 3794.364 | 3472.264
P95 | [6 empty] | 9388.6431 | 8091.2988 | 6602.8054 | 6166.3612 | 6419.0858 | 5875.3538 | 6036.064 | 6155.3546 | 6308.6722 | 6019.02 | 6492.6664 | 5498.02 | 5879.7585 | 5378.469
15597: New 2025JAN 18V50DF_NG_B #8
CAPACITYFACTOR - Net Generation Capacity Factor
MEAN | [6 empty] | 0.15271 | 0.12518 | 0.094558 | 0.093867 | 0.098988 | 0.093613 | 0.09493 | 0.093659 | 0.088845 | 0.091754 | 0.09313 | 0.083293 | 0.086286 | 0.075349